[SEER Non Multi-Split <=65kW] GEMS (Air Conditioners up to 65kW) Determination 2019 | MEPS 2019 | Simulation | P038AHR3SA-RRR | P038AHR3SA- | N/A | APAC | N/A | Ducted | Packaged | - | Air | Air | Australia,Malaysia | 11.6 | N/A | 39.7 | N/A | N/A | N/A | N/A | N/A | 9.8 | 37.7 | Simulation test | 3.274 | 3.6614 | N/A | - | N/A | N/A | N/A | N/A | N/A | N/A | N/A | N/A | N/A | N/A | N/A | N/A | N/A | N/A | N/A | N/A | N/A | Three | R410A | Australia,Fiji,New Zealand | 153762 | 2028-04-17 |  | Approved | Reverse Cycle | N/A | No | Class 7 | No | N/A | N/A | N/A | N/A | N/A | N/A | N/A | Available | N/A | N/A | https://rinnai.com.au | https://www.apacair.com.au | N/A |  |  | AAC7431 | Yes | Two-stage | - | No | - | 39700 | 11.6 | - | - | - | No | - | - | Yes | 10300 | 42430 | - | - | - | - | 1 | 1 | 37700 | 9.8 | - | - | - | - | - | - | - | - | - | - | - | - | - | - | - | - | - | - | - | - | - | - | - | - | - | - | - | - | 3.365 | 3.417 | 3.872 | 4.383 | 4.171 | 4.157 | 3101 | 4657 | 13201 | 6430 | 8006 | 17737 | 1.5 | 1.5 | 2 | - | - | - | - | - | - | - | - | - | - | - | - | 0 | 0 | 0 | - | - | - | - | - | N/A | N/A | N/A | 95 | 3.3302 | 3.7249
[SEER Non Multi-Split <=65kW] GEMS (Air Conditioners up to 65kW) Determination 2019 | MEPS 2019 | Simulation | P038AHR3SA-RTR | P038AHR3SA- | N/A | APAC | N/A | Ducted | Packaged | - | Air | Air | Australia,Malaysia | 11.6 | N/A | 39.7 | N/A | N/A | N/A | N/A | N/A | 9.8 | 37.7 | Simulation test | 3.274 | 3.6614 | N/A | - | N/A | N/A | N/A | N/A | N/A | N/A | N/A | N/A | N/A | N/A | N/A | N/A | N/A | N/A | N/A | N/A | N/A | Three | R410A | Australia,Fiji,New Zealand | 153762 | 2028-04-17 |  | Approved | Reverse Cycle | N/A | No | Class 7 | No | N/A | N/A | N/A | N/A | N/A | N/A | N/A | Available | N/A | N/A | https://rinnai.com.au | https://www.apacair.com.au | N/A |  |  | AAC7431 | Yes | Two-stage | - | No | - | 39700 | 11.6 | - | - | - | No | - | - | Yes | 10300 | 42430 | - | - | - | - | 1 | 1 | 37700 | 9.8 | - | - | - | - | - | - | - | - | - | - | - | - | - | - | - | - | - | - | - | - | - | - | - | - | - | - | - | - | 3.365 | 3.417 | 3.872 | 4.383 | 4.171 | 4.157 | 3101 | 4657 | 13201 | 6430 | 8006 | 17737 | 1.5 | 1.5 | 2 | - | - | - | - | - | - | - | - | - | - | - | - | 0 | 0 | 0 | - | - | - | - | - | N/A | N/A | N/A | 95 | 3.3302 | 3.7249
[SEER Non Multi-Split <=65kW] GEMS (Air Conditioners up to 65kW) Determination 2019 | MEPS 2019 | Simulation | P038AHR3SA-RTT | P038AHR3SA- | N/A | APAC | N/A | Ducted | Packaged | - | Air | Air | Australia,Malaysia | 11.6 | N/A | 39.7 | N/A | N/A | N/A | N/A | N/A | 9.8 | 37.7 | Simulation test | 3.274 | 3.6614 | N/A | - | N/A | N/A | N/A | N/A | N/A | N/A | N/A | N/A | N/A | N/A | N/A | N/A | N/A | N/A | N/A | N/A | N/A | Three | R410A | Australia,Fiji,New Zealand | 153762 | 2028-04-17 |  | Approved | Reverse Cycle | N/A | No | Class 7 | No | N/A | N/A | N/A | N/A | N/A | N/A | N/A | Available | N/A | N/A | https://rinnai.com.au | https://www.apacair.com.au | N/A |  |  | AAC7431 | Yes | Two-stage | - | No | - | 39700 | 11.6 | - | - | - | No | - | - | Yes | 10300 | 42430 | - | - | - | - | 1 | 1 | 37700 | 9.8 | - | - | - | - | - | - | - | - | - | - | - | - | - | - | - | - | - | - | - | - | - | - | - | - | - | - | - | - | 3.365 | 3.417 | 3.872 | 4.383 | 4.171 | 4.157 | 3101 | 4657 | 13201 | 6430 | 8006 | 17737 | 1.5 | 1.5 | 2 | - | - | - | - | - | - | - | - | - | - | - | - | 0 | 0 | 0 | - | - | - | - | - | N/A | N/A | N/A | 95 | 3.3302 | 3.7249
[SEER Non Multi-Split <=65kW] GEMS (Air Conditioners up to 65kW) Determination 2019 | MEPS 2019 | Simulation | P040AHR3SA- | P040AHR3SA- | N/A | APAC | N/A | Ducted | Packaged | - | Air | Air | Australia,Malaysia | 11.3 | N/A | 43 | N/A | N/A | N/A | N/A | N/A | 10.5 | 40.3 | Simulation test | 3.6205 | 3.6654 | N/A | - | N/A | N/A | N/A | N/A | N/A | N/A | N/A | N/A | N/A | N/A | N/A | N/A | N/A | N/A | N/A | N/A | N/A | Three | R410A | Australia,Fiji,New Zealand | 153711 | 2028-04-24 |  | Approved | Reverse Cycle | N/A | No | Class 7 | No | N/A | N/A | N/A | N/A | N/A | N/A | N/A | Available | N/A | N/A | https://rinnai.com.au | https://www.apacair.com.au | N/A |  |  | AAC7444 | Yes | Two-stage | - | No | - | 43000 | 11.3 | - | - | - | Yes | 6170 | 27380 | Yes | 10280 | 45730 | - | - | - | - | 5710 | 28700 | 40300 | 10.5 | - | - | - | - | - | - | - | - | - | - | - | - | - | - | - | - | - | - | - | - | - | - | - | - | - | - | - | - | 3.682 | 3.714 | 4.242 | 4.371 | 4.257 | 4.463 | 3057 | 4628 | 13035 | 6990 | 8498 | 17885 | 2 | 2 | 2.5 | - | - | - | - | - | - | - | - | - | - | - | - | 0 | 0 | 0 | - | - | - | - | - | N/A | N/A | N/A | 100 | 3.6948 | 3.7184
[SEER Non Multi-Split <=65kW] GEMS (Air Conditioners up to 65kW) Determination 2019 | MEPS 2019 | Simulation | P040AHR3SA-LBB | P040AHR3SA- | N/A | APAC | N/A | Ducted | Packaged | - | Air | Air | Australia,Malaysia | 11.3 | N/A | 43 | N/A | N/A | N/A | N/A | N/A | 10.5 | 40.3 | Simulation test | 3.6205 | 3.6654 | N/A | - | N/A | N/A | N/A | N/A | N/A | N/A | N/A | N/A | N/A | N/A | N/A | N/A | N/A | N/A | N/A | N/A | N/A | Three | R410A | Australia,Fiji,New Zealand | 153711 | 2028-04-24 |  | Approved | Reverse Cycle | N/A | No | Class 7 | No | N/A | N/A | N/A | N/A | N/A | N/A | N/A | Available | N/A | N/A | https://rinnai.com.au | https://www.apacair.com.au | N/A |  |  | AAC7444 | Yes | Two-stage | - | No | - | 43000 | 11.3 | - | - | - | Yes | 6170 | 27380 | Yes | 10280 | 45730 | - | - | - | - | 5710 | 28700 | 40300 | 10.5 | - | - | - | - | - | - | - | - | - | - | - | - | - | - | - | - | - | - | - | - | - | - | - | - | - | - | - | - | 3.682 | 3.714 | 4.242 | 4.371 | 4.257 | 4.463 | 3057 | 4628 | 13035 | 6990 | 8498 | 17885 | 2 | 2 | 2.5 | - | - | - | - | - | - | - | - | - | - | - | - | 0 | 0 | 0 | - | - | - | - | - | N/A | N/A | N/A | 100 | 3.6948 | 3.7184
[SEER Non Multi-Split <=65kW] GEMS (Air Conditioners up to 65kW) Determination 2019 | MEPS 2019 | Simulation | P040AHR3SA-LRR | P040AHR3SA- | N/A | APAC | N/A | Ducted | Packaged | - | Air | Air | Australia,Malaysia | 11.3 | N/A | 43 | N/A | N/A | N/A | N/A | N/A | 10.5 | 40.3 | Simulation test | 3.6205 | 3.6654 | N/A | - | N/A | N/A | N/A | N/A | N/A | N/A | N/A | N/A | N/A | N/A | N/A | N/A | N/A | N/A | N/A | N/A | N/A | Three | R410A | Australia,Fiji,New Zealand | 153711 | 2028-04-24 |  | Approved | Reverse Cycle | N/A | No | Class 7 | No | N/A | N/A | N/A | N/A | N/A | N/A | N/A | Available | N/A | N/A | https://rinnai.com.au | https://www.apacair.com.au | N/A |  |  | AAC7444 | Yes | Two-stage | - | No | - | 43000 | 11.3 | - | - | - | Yes | 6170 | 27380 | Yes | 10280 | 45730 | - | - | - | - | 5710 | 28700 | 40300 | 10.5 | - | - | - | - | - | - | - | - | - | - | - | - | - | - | - | - | - | - | - | - | - | - | - | - | - | - | - | - | 3.682 | 3.714 | 4.242 | 4.371 | 4.257 | 4.463 | 3057 | 4628 | 13035 | 6990 | 8498 | 17885 | 2 | 2 | 2.5 | - | - | - | - | - | - | - | - | - | - | - | - | 0 | 0 | 0 | - | - | - | - | - | N/A | N/A | N/A | 100 | 3.6948 | 3.7184
[SEER Non Multi-Split <=65kW] GEMS (Air Conditioners up to 65kW) Determination 2019 | MEPS 2019 | Simulation | P040AHR3SA-LTR | P040AHR3SA- | N/A | APAC | N/A | Ducted | Packaged | - | Air | Air | Australia,Malaysia | 11.3 | N/A | 43 | N/A | N/A | N/A | N/A | N/A | 10.5 | 40.3 | Simulation test | 3.6205 | 3.6654 | N/A | - | N/A | N/A | N/A | N/A | N/A | N/A | N/A | N/A | N/A | N/A | N/A | N/A | N/A | N/A | N/A | N/A | N/A | Three | R410A | Australia,Fiji,New Zealand | 153711 | 2028-04-24 |  | Approved | Reverse Cycle | N/A | No | Class 7 | No | N/A | N/A | N/A | N/A | N/A | N/A | N/A | Available | N/A | N/A | https://rinnai.com.au | https://www.apacair.com.au | N/A |  |  | AAC7444 | Yes | Two-stage | - | No | - | 43000 | 11.3 | - | - | - | Yes | 6170 | 27380 | Yes | 10280 | 45730 | - | - | - | - | 5710 | 28700 | 40300 | 10.5 | - | - | - | - | - | - | - | - | - | - | - | - | - | - | - | - | - | - | - | - | - | - | - | - | - | - | - | - | 3.682 | 3.714 | 4.242 | 4.371 | 4.257 | 4.463 | 3057 | 4628 | 13035 | 6990 | 8498 | 17885 | 2 | 2 | 2.5 | - | - | - | - | - | - | - | - | - | - | - | - | 0 | 0 | 0 | - | - | - | - | - | N/A | N/A | N/A | 100 | 3.6948 | 3.7184
[SEER Non Multi-Split <=65kW] GEMS (Air Conditioners up to 65kW) Determination 2019 | MEPS 2019 | Simulation | P040AHR3SA-LTT | P040AHR3SA- | N/A | APAC | N/A | Ducted | Packaged | - | Air | Air | Australia,Malaysia | 11.3 | N/A | 43 | N/A | N/A | N/A | N/A | N/A | 10.5 | 40.3 | Simulation test | 3.6205 | 3.6654 | N/A | - | N/A | N/A | N/A | N/A | N/A | N/A | N/A | N/A | N/A | N/A | N/A | N/A | N/A | N/A | N/A | N/A | N/A | Three | R410A | Australia,Fiji,New Zealand | 153711 | 2028-04-24 |  | Approved | Reverse Cycle | N/A | No | Class 7 | No | N/A | N/A | N/A | N/A | N/A | N/A | N/A | Available | N/A | N/A | https://rinnai.com.au | https://www.apacair.com.au | N/A |  |  | AAC7444 | Yes | Two-stage | - | No | - | 43000 | 11.3 | - | - | - | Yes | 6170 | 27380 | Yes | 10280 | 45730 | - | - | - | - | 5710 | 28700 | 40300 | 10.5 | - | - | - | - | - | - | - | - | - | - | - | - | - | - | - | - | - | - | - | - | - | - | - | - | - | - | - | - | 3.682 | 3.714 | 4.242 | 4.371 | 4.257 | 4.463 | 3057 | 4628 | 13035 | 6990 | 8498 | 17885 | 2 | 2 | 2.5 | - | - | - | - | - | - | - | - | - | - | - | - | 0 | 0 | 0 | - | - | - | - | - | N/A | N/A | N/A | 100 | 3.6948 | 3.7184
[SEER Non Multi-Split <=65kW] GEMS (Air Conditioners up to 65kW) Determination 2019 | MEPS 2019 | Simulation | P040AHR3SA-RBB | P040AHR3SA- | N/A | APAC | N/A | Ducted | Packaged | - | Air | Air | Australia,Malaysia | 11.3 | N/A | 43 | N/A | N/A | N/A | N/A | N/A | 10.5 | 40.3 | Simulation test | 3.6205 | 3.6654 | N/A | - | N/A | N/A | N/A | N/A | N/A | N/A | N/A | N/A | N/A | N/A | N/A | N/A | N/A | N/A | N/A | N/A | N/A | Three | R410A | Australia,Fiji,New Zealand | 153711 | 2028-04-24 |  | Approved | Reverse Cycle | N/A | No | Class 7 | No | N/A | N/A | N/A | N/A | N/A | N/A | N/A | Available | N/A | N/A | https://rinnai.com.au | https://www.apacair.com.au | N/A |  |  | AAC7444 | Yes | Two-stage | - | No | - | 43000 | 11.3 | - | - | - | Yes | 6170 | 27380 | Yes | 10280 | 45730 | - | - | - | - | 5710 | 28700 | 40300 | 10.5 | - | - | - | - | - | - | - | - | - | - | - | - | - | - | - | - | - | - | - | - | - | - | - | - | - | - | - | - | 3.682 | 3.714 | 4.242 | 4.371 | 4.257 | 4.463 | 3057 | 4628 | 13035 | 6990 | 8498 | 17885 | 2 | 2 | 2.5 | - | - | - | - | - | - | - | - | - | - | - | - | 0 | 0 | 0 | - | - | - | - | - | N/A | N/A | N/A | 100 | 3.6948 | 3.7184
[SEER Non Multi-Split <=65kW] GEMS (Air Conditioners up to 65kW) Determination 2019 | MEPS 2019 | Simulation | P040AHR3SA-RRR | P040AHR3SA- | N/A | APAC | N/A | Ducted | Packaged | - | Air | Air | Australia,Malaysia | 11.3 | N/A | 43 | N/A | N/A | N/A | N/A | N/A | 10.5 | 40.3 | Simulation test | 3.6205 | 3.6654 | N/A | - | N/A | N/A | N/A | N/A | N/A | N/A | N/A | N/A | N/A | N/A | N/A | N/A | N/A | N/A | N/A | N/A | N/A | Three | R410A | Australia,Fiji,New Zealand | 153711 | 2028-04-24 |  | Approved | Reverse Cycle | N/A | No | Class 7 | No | N/A | N/A | N/A | N/A | N/A | N/A | N/A | Available | N/A | N/A | https://rinnai.com.au | https://www.apacair.com.au | N/A |  |  | AAC7444 | Yes | Two-stage | - | No | - | 43000 | 11.3 | - | - | - | Yes | 6170 | 27380 | Yes | 10280 | 45730 | - | - | - | - | 5710 | 28700 | 40300 | 10.5 | - | - | - | - | - | - | - | - | - | - | - | - | - | - | - | - | - | - | - | - | - | - | - | - | - | - | - | - | 3.682 | 3.714 | 4.242 | 4.371 | 4.257 | 4.463 | 3057 | 4628 | 13035 | 6990 | 8498 | 17885 | 2 | 2 | 2.5 | - | - | - | - | - | - | - | - | - | - | - | - | 0 | 0 | 0 | - | - | - | - | - | N/A | N/A | N/A | 100 | 3.6948 | 3.7184
[SEER Non Multi-Split <=65kW] GEMS (Air Conditioners up to 65kW) Determination 2019 | MEPS 2019 | Simulation | P040AHR3SA-RTR | P040AHR3SA- | N/A | APAC | N/A | Ducted | Packaged | - | Air | Air | Australia,Malaysia | 11.3 | N/A | 43 | N/A | N/A | N/A | N/A | N/A | 10.5 | 40.3 | Simulation test | 3.6205 | 3.6654 | N/A | - | N/A | N/A | N/A | N/A | N/A | N/A | N/A | N/A | N/A | N/A | N/A | N/A | N/A | N/A | N/A | N/A | N/A | Three | R410A | Australia,Fiji,New Zealand | 153711 | 2028-04-24 |  | Approved | Reverse Cycle | N/A | No | Class 7 | No | N/A | N/A | N/A | N/A | N/A | N/A | N/A | Available | N/A | N/A | https://rinnai.com.au | https://www.apacair.com.au | N/A |  |  | AAC7444 | Yes | Two-stage | - | No | - | 43000 | 11.3 | - | - | - | Yes | 6170 | 27380 | Yes | 10280 | 45730 | - | - | - | - | 5710 | 28700 | 40300 | 10.5 | - | - | - | - | - | - | - | - | - | - | - | - | - | - | - | - | - | - | - | - | - | - | - | - | - | - | - | - | 3.682 | 3.714 | 4.242 | 4.371 | 4.257 | 4.463 | 3057 | 4628 | 13035 | 6990 | 8498 | 17885 | 2 | 2 | 2.5 | - | - | - | - | - | - | - | - | - | - | - | - | 0 | 0 | 0 | - | - | - | - | - | N/A | N/A | N/A | 100 | 3.6948 | 3.7184
[SEER Non Multi-Split <=65kW] GEMS (Air Conditioners up to 65kW) Determination 2019 | MEPS 2019 | Simulation | P040AHR3SA-RTT | P040AHR3SA- | N/A | APAC | N/A | Ducted | Packaged | - | Air | Air | Australia,Malaysia | 11.3 | N/A | 43 | N/A | N/A | N/A | N/A | N/A | 10.5 | 40.3 | Simulation test | 3.6205 | 3.6654 | N/A | - | N/A | N/A | N/A | N/A | N/A | N/A | N/A | N/A | N/A | N/A | N/A | N/A | N/A | N/A | N/A | N/A | N/A | Three | R410A | Australia,Fiji,New Zealand | 153711 | 2028-04-24 |  | Approved | Reverse Cycle | N/A | No | Class 7 | No | N/A | N/A | N/A | N/A | N/A | N/A | N/A | Available | N/A | N/A | https://rinnai.com.au | https://www.apacair.com.au | N/A |  |  | AAC7444 | Yes | Two-stage | - | No | - | 43000 | 11.3 | - | - | - | Yes | 6170 | 27380 | Yes | 10280 | 45730 | - | - | - | - | 5710 | 28700 | 40300 | 10.5 | - | - | - | - | - | - | - | - | - | - | - | - | - | - | - | - | - | - | - | - | - | - | - | - | - | - | - | - | 3.682 | 3.714 | 4.242 | 4.371 | 4.257 | 4.463 | 3057 | 4628 | 13035 | 6990 | 8498 | 17885 | 2 | 2 | 2.5 | - | - | - | - | - | - | - | - | - | - | - | - | 0 | 0 | 0 | - | - | - | - | - | N/A | N/A | N/A | 100 | 3.6948 | 3.7184
[SEER Non Multi-Split <=65kW] GEMS (Air Conditioners up to 65kW) Determination 2019 | MEPS 2019 | Simulation | P040AVR3SA- | P040AVR3SA- | N/A | APAC | N/A | Ducted | Packaged | - | Air | Air | Australia,Malaysia | 11.3 | N/A | 43 | N/A | N/A | N/A | N/A | N/A | 10.5 | 40.3 | Simulation test | 3.6205 | 3.6654 | N/A | - | N/A | N/A | N/A | N/A | N/A | N/A | N/A | N/A | N/A | N/A | N/A | N/A | N/A | N/A | N/A | N/A | N/A | Three | R410A | Australia,Fiji,New Zealand | 153712 | 2028-04-16 |  | Approved | Reverse Cycle | N/A | No | Class 7 | No | N/A | N/A | N/A | N/A | N/A | N/A | N/A | Available | N/A | N/A | https://rinnai.com.au | https://www.apacair.com.au | N/A |  |  | AAC7426 | Yes | Two-stage | - | No | - | 43000 | 11.3 | - | - | - | Yes | 6170 | 27380 | Yes | 10280 | 45730 | - | - | - | - | 5710 | 28700 | 40300 | 10.5 | - | - | - | - | - | - | - | - | - | - | - | - | - | - | - | - | - | - | - | - | - | - | - | - | - | - | - | - | 3.682 | 3.714 | 4.242 | 4.371 | 4.257 | 4.463 | 3057 | 4628 | 13035 | 6990 | 8498 | 17885 | 2 | 2 | 2.5 | - | - | - | - | - | - | - | - | - | - | - | - | 0 | 0 | 0 | - | - | - | - | - | N/A | N/A | N/A | 100 | 3.6948 | 3.7184
[SEER Non Multi-Split <=65kW] GEMS (Air Conditioners up to 65kW) Determination 2019 | MEPS 2019 | Simulation | P040AVR3SA-LTR | P040AVR3SA- | N/A | APAC | N/A | Ducted | Packaged | - | Air | Air | Australia,Malaysia | 11.3 | N/A | 43 | N/A | N/A | N/A | N/A | N/A | 10.5 | 40.3 | Simulation test | 3.6205 | 3.6654 | N/A | - | N/A | N/A | N/A | N/A | N/A | N/A | N/A | N/A | N/A | N/A | N/A | N/A | N/A | N/A | N/A | N/A | N/A | Three | R410A | Australia,Fiji,New Zealand | 153712 | 2028-04-16 |  | Approved | Reverse Cycle | N/A | No | Class 7 | No | N/A | N/A | N/A | N/A | N/A | N/A | N/A | Available | N/A | N/A | https://rinnai.com.au | https://www.apacair.com.au | N/A |  |  | AAC7426 | Yes | Two-stage | - | No | - | 43000 | 11.3 | - | - | - | Yes | 6170 | 27380 | Yes | 10280 | 45730 | - | - | - | - | 5710 | 28700 | 40300 | 10.5 | - | - | - | - | - | - | - | - | - | - | - | - | - | - | - | - | - | - | - | - | - | - | - | - | - | - | - | - | 3.682 | 3.714 | 4.242 | 4.371 | 4.257 | 4.463 | 3057 | 4628 | 13035 | 6990 | 8498 | 17885 | 2 | 2 | 2.5 | - | - | - | - | - | - | - | - | - | - | - | - | 0 | 0 | 0 | - | - | - | - | - | N/A | N/A | N/A | 100 | 3.6948 | 3.7184
[SEER Non Multi-Split <=65kW] GEMS (Air Conditioners up to 65kW) Determination 2019 | MEPS 2019 | Simulation | P040AVR3SA-LTS | P040AVR3SA- | N/A | APAC | N/A | Ducted | Packaged | - | Air | Air | Australia,Malaysia | 11.3 | N/A | 43 | N/A | N/A | N/A | N/A | N/A | 10.5 | 40.3 | Simulation test | 3.6205 | 3.6654 | N/A | - | N/A | N/A | N/A | N/A | N/A | N/A | N/A | N/A | N/A | N/A | N/A | N/A | N/A | N/A | N/A | N/A | N/A | Three | R410A | Australia,Fiji,New Zealand | 153712 | 2028-04-16 |  | Approved | Reverse Cycle | N/A | No | Class 7 | No | N/A | N/A | N/A | N/A | N/A | N/A | N/A | Available | N/A | N/A | https://rinnai.com.au | https://www.apacair.com.au | N/A |  |  | AAC7426 | Yes | Two-stage | - | No | - | 43000 | 11.3 | - | - | - | Yes | 6170 | 27380 | Yes | 10280 | 45730 | - | - | - | - | 5710 | 28700 | 40300 | 10.5 | - | - | - | - | - | - | - | - | - | - | - | - | - | - | - | - | - | - | - | - | - | - | - | - | - | - | - | - | 3.682 | 3.714 | 4.242 | 4.371 | 4.257 | 4.463 | 3057 | 4628 | 13035 | 6990 | 8498 | 17885 | 2 | 2 | 2.5 | - | - | - | - | - | - | - | - | - | - | - | - | 0 | 0 | 0 | - | - | - | - | - | N/A | N/A | N/A | 100 | 3.6948 | 3.7184
[SEER Non Multi-Split <=65kW] GEMS (Air Conditioners up to 65kW) Determination 2019 | MEPS 2019 | Simulation | P040AVR3SA-RTR | P040AVR3SA- | N/A | APAC | N/A | Ducted | Packaged | - | Air | Air | Australia,Malaysia | 11.3 | N/A | 43 | N/A | N/A | N/A | N/A | N/A | 10.5 | 40.3 | Simulation test | 3.6205 | 3.6654 | N/A | - | N/A | N/A | N/A | N/A | N/A | N/A | N/A | N/A | N/A | N/A | N/A | N/A | N/A | N/A | N/A | N/A | N/A | Three | R410A | Australia,Fiji,New Zealand | 153712 | 2028-04-16 |  | Approved | Reverse Cycle | N/A | No | Class 7 | No | N/A | N/A | N/A | N/A | N/A | N/A | N/A | Available | N/A | N/A | https://rinnai.com.au | https://www.apacair.com.au | N/A |  |  | AAC7426 | Yes | Two-stage | - | No | - | 43000 | 11.3 | - | - | - | Yes | 6170 | 27380 | Yes | 10280 | 45730 | - | - | - | - | 5710 | 28700 | 40300 | 10.5 | - | - | - | - | - | - | - | - | - | - | - | - | - | - | - | - | - | - | - | - | - | - | - | - | - | - | - | - | 3.682 | 3.714 | 4.242 | 4.371 | 4.257 | 4.463 | 3057 | 4628 | 13035 | 6990 | 8498 | 17885 | 2 | 2 | 2.5 | - | - | - | - | - | - | - | - | - | - | - | - | 0 | 0 | 0 | - | - | - | - | - | N/A | N/A | N/A | 100 | 3.6948 | 3.7184
[SEER Non Multi-Split <=65kW] GEMS (Air Conditioners up to 65kW) Determination 2019 | MEPS 2019 | Simulation | P040AVR3SA-RTS | P040AVR3SA- | N/A | APAC | N/A | Ducted | Packaged | - | Air | Air | Australia,Malaysia | 11.3 | N/A | 43 | N/A | N/A | N/A | N/A | N/A | 10.5 | 40.3 | Simulation test | 3.6205 | 3.6654 | N/A | - | N/A | N/A | N/A | N/A | N/A | N/A | N/A | N/A | N/A | N/A | N/A | N/A | N/A | N/A | N/A | N/A | N/A | Three | R410A | Australia,Fiji,New Zealand | 153712 | 2028-04-16 |  | Approved | Reverse Cycle | N/A | No | Class 7 | No | N/A | N/A | N/A | N/A | N/A | N/A | N/A | Available | N/A | N/A | https://rinnai.com.au | https://www.apacair.com.au | N/A |  |  | AAC7426 | Yes | Two-stage | - | No | - | 43000 | 11.3 | - | - | - | Yes | 6170 | 27380 | Yes | 10280 | 45730 | - | - | - | - | 5710 | 28700 | 40300 | 10.5 | - | - | - | - | - | - | - | - | - | - | - | - | - | - | - | - | - | - | - | - | - | - | - | - | - | - | - | - | 3.682 | 3.714 | 4.242 | 4.371 | 4.257 | 4.463 | 3057 | 4628 | 13035 | 6990 | 8498 | 17885 | 2 | 2 | 2.5 | - | - | - | - | - | - | - | - | - | - | - | - | 0 | 0 | 0 | - | - | - | - | - | N/A | N/A | N/A | 100 | 3.6948 | 3.7184
[SEER Non Multi-Split <=65kW] GEMS (Air Conditioners up to 65kW) Determination 2019 | MEPS 2019 | Simulation | P043AHR3SA- | P043AHR3SA- | N/A | APAC | N/A | Ducted | Packaged | - | Air | Air | Australia,Malaysia | 13.4 | N/A | 45.9 | N/A | N/A | N/A | N/A | N/A | 12.1 | 47.1 | Simulation test | 3.2686 | 3.7328 | N/A | - | N/A | N/A | N/A | N/A | N/A | N/A | N/A | N/A | N/A | N/A | N/A | N/A | N/A | N/A | N/A | N/A | N/A | Three | R410A | Australia,Fiji,New Zealand | 153758 | 2028-04-17 |  | Approved | Reverse Cycle | N/A | No | Class 7 | No | N/A | N/A | N/A | N/A | N/A | N/A | N/A | Available | N/A | N/A | https://rinnai.com.au | https://www.apacair.com.au | N/A |  |  | AAC7432 | Yes | Two-stage | - | No | - | 45900 | 13.4 | - | - | - | No | - | - | Yes | 11970 | 48640 | - | - | - | - | 1 | 1 | 47100 | 12.1 | - | - | - | - | - | - | - | - | - | - | - | - | - | - | - | - | - | - | - | - | - | - | - | - | - | - | - | - | 3.407 | 3.449 | 3.85 | 4.331 | 4.132 | 4.108 | 3572 | 5374 | 15386 | 7557 | 9378 | 20785 | 1.5 | 1.5 | 2 | - | - | - | - | - | - | - | - | - | - | - | - | 0 | 0 | 0 | - | - | - | - | - | N/A | N/A | N/A | 95 | 3.3452 | 3.7919
[SEER Non Multi-Split <=65kW] GEMS (Air Conditioners up to 65kW) Determination 2019 | MEPS 2019 | Simulation | P043AHR3SA-LBB | P043AHR3SA- | N/A | APAC | N/A | Ducted | Packaged | - | Air | Air | Australia,Malaysia | 13.4 | N/A | 45.9 | N/A | N/A | N/A | N/A | N/A | 12.1 | 47.1 | Simulation test | 3.2686 | 3.7328 | N/A | - | N/A | N/A | N/A | N/A | N/A | N/A | N/A | N/A | N/A | N/A | N/A | N/A | N/A | N/A | N/A | N/A | N/A | Three | R410A | Australia,Fiji,New Zealand | 153758 | 2028-04-17 |  | Approved | Reverse Cycle | N/A | No | Class 7 | No | N/A | N/A | N/A | N/A | N/A | N/A | N/A | Available | N/A | N/A | https://rinnai.com.au | https://www.apacair.com.au | N/A |  |  | AAC7432 | Yes | Two-stage | - | No | - | 45900 | 13.4 | - | - | - | No | - | - | Yes | 11970 | 48640 | - | - | - | - | 1 | 1 | 47100 | 12.1 | - | - | - | - | - | - | - | - | - | - | - | - | - | - | - | - | - | - | - | - | - | - | - | - | - | - | - | - | 3.407 | 3.449 | 3.85 | 4.331 | 4.132 | 4.108 | 3572 | 5374 | 15386 | 7557 | 9378 | 20785 | 1.5 | 1.5 | 2 | - | - | - | - | - | - | - | - | - | - | - | - | 0 | 0 | 0 | - | - | - | - | - | N/A | N/A | N/A | 95 | 3.3452 | 3.7919
[SEER Non Multi-Split <=65kW] GEMS (Air Conditioners up to 65kW) Determination 2019 | MEPS 2019 | Simulation | P043AHR3SA-LRR | P043AHR3SA- | N/A | APAC | N/A | Ducted | Packaged | - | Air | Air | Australia,Malaysia | 13.4 | N/A | 45.9 | N/A | N/A | N/A | N/A | N/A | 12.1 | 47.1 | Simulation test | 3.2686 | 3.7328 | N/A | - | N/A | N/A | N/A | N/A | N/A | N/A | N/A | N/A | N/A | N/A | N/A | N/A | N/A | N/A | N/A | N/A | N/A | Three | R410A | Australia,Fiji,New Zealand | 153758 | 2028-04-17 |  | Approved | Reverse Cycle | N/A | No | Class 7 | No | N/A | N/A | N/A | N/A | N/A | N/A | N/A | Available | N/A | N/A | https://rinnai.com.au | https://www.apacair.com.au | N/A |  |  | AAC7432 | Yes | Two-stage | - | No | - | 45900 | 13.4 | - | - | - | No | - | - | Yes | 11970 | 48640 | - | - | - | - | 1 | 1 | 47100 | 12.1 | - | - | - | - | - | - | - | - | - | - | - | - | - | - | - | - | - | - | - | - | - | - | - | - | - | - | - | - | 3.407 | 3.449 | 3.85 | 4.331 | 4.132 | 4.108 | 3572 | 5374 | 15386 | 7557 | 9378 | 20785 | 1.5 | 1.5 | 2 | - | - | - | - | - | - | - | - | - | - | - | - | 0 | 0 | 0 | - | - | - | - | - | N/A | N/A | N/A | 95 | 3.3452 | 3.7919
[SEER Non Multi-Split <=65kW] GEMS (Air Conditioners up to 65kW) Determination 2019 | MEPS 2019 | Simulation | P043AHR3SA-LTR | P043AHR3SA- | N/A | APAC | N/A | Ducted | Packaged | - | Air | Air | Australia,Malaysia | 13.4 | N/A | 45.9 | N/A | N/A | N/A | N/A | N/A | 12.1 | 47.1 | Simulation test | 3.2686 | 3.7328 | N/A | - | N/A | N/A | N/A | N/A | N/A | N/A | N/A | N/A | N/A | N/A | N/A | N/A | N/A | N/A | N/A | N/A | N/A | Three | R410A | Australia,Fiji,New Zealand | 153758 | 2028-04-17 |  | Approved | Reverse Cycle | N/A | No | Class 7 | No | N/A | N/A | N/A | N/A | N/A | N/A | N/A | Available | N/A | N/A | https://rinnai.com.au | https://www.apacair.com.au | N/A |  |  | AAC7432 | Yes | Two-stage | - | No | - | 45900 | 13.4 | - | - | - | No | - | - | Yes | 11970 | 48640 | - | - | - | - | 1 | 1 | 47100 | 12.1 | - | - | - | - | - | - | - | - | - | - | - | - | - | - | - | - | - | - | - | - | - | - | - | - | - | - | - | - | 3.407 | 3.449 | 3.85 | 4.331 | 4.132 | 4.108 | 3572 | 5374 | 15386 | 7557 | 9378 | 20785 | 1.5 | 1.5 | 2 | - | - | - | - | - | - | - | - | - | - | - | - | 0 | 0 | 0 | - | - | - | - | - | N/A | N/A | N/A | 95 | 3.3452 | 3.7919
[SEER Non Multi-Split <=65kW] GEMS (Air Conditioners up to 65kW) Determination 2019 | MEPS 2019 | Simulation | P043AHR3SA-LTT | P043AHR3SA- | N/A | APAC | N/A | Ducted | Packaged | - | Air | Air | Australia,Malaysia | 13.4 | N/A | 45.9 | N/A | N/A | N/A | N/A | N/A | 12.1 | 47.1 | Simulation test | 3.2686 | 3.7328 | N/A | - | N/A | N/A | N/A | N/A | N/A | N/A | N/A | N/A | N/A | N/A | N/A | N/A | N/A | N/A | N/A | N/A | N/A | Three | R410A | Australia,Fiji,New Zealand | 153758 | 2028-04-17 |  | Approved | Reverse Cycle | N/A | No | Class 7 | No | N/A | N/A | N/A | N/A | N/A | N/A | N/A | Available | N/A | N/A | https://rinnai.com.au | https://www.apacair.com.au | N/A |  |  | AAC7432 | Yes | Two-stage | - | No | - | 45900 | 13.4 | - | - | - | No | - | - | Yes | 11970 | 48640 | - | - | - | - | 1 | 1 | 47100 | 12.1 | - | - | - | - | - | - | - | - | - | - | - | - | - | - | - | - | - | - | - | - | - | - | - | - | - | - | - | - | 3.407 | 3.449 | 3.85 | 4.331 | 4.132 | 4.108 | 3572 | 5374 | 15386 | 7557 | 9378 | 20785 | 1.5 | 1.5 | 2 | - | - | - | - | - | - | - | - | - | - | - | - | 0 | 0 | 0 | - | - | - | - | - | N/A | N/A | N/A | 95 | 3.3452 | 3.7919
[SEER Non Multi-Split <=65kW] GEMS (Air Conditioners up to 65kW) Determination 2019 | MEPS 2019 | Simulation | P043AHR3SA-RBB | P043AHR3SA- | N/A | APAC | N/A | Ducted | Packaged | - | Air | Air | Australia,Malaysia | 13.4 | N/A | 45.9 | N/A | N/A | N/A | N/A | N/A | 12.1 | 47.1 | Simulation test | 3.2686 | 3.7328 | N/A | - | N/A | N/A | N/A | N/A | N/A | N/A | N/A | N/A | N/A | N/A | N/A | N/A | N/A | N/A | N/A | N/A | N/A | Three | R410A | Australia,Fiji,New Zealand | 153758 | 2028-04-17 |  | Approved | Reverse Cycle | N/A | No | Class 7 | No | N/A | N/A | N/A | N/A | N/A | N/A | N/A | Available | N/A | N/A | https://rinnai.com.au | https://www.apacair.com.au | N/A |  |  | AAC7432 | Yes | Two-stage | - | No | - | 45900 | 13.4 | - | - | - | No | - | - | Yes | 11970 | 48640 | - | - | - | - | 1 | 1 | 47100 | 12.1 | - | - | - | - | - | - | - | - | - | - | - | - | - | - | - | - | - | - | - | - | - | - | - | - | - | - | - | - | 3.407 | 3.449 | 3.85 | 4.331 | 4.132 | 4.108 | 3572 | 5374 | 15386 | 7557 | 9378 | 20785 | 1.5 | 1.5 | 2 | - | - | - | - | - | - | - | - | - | - | - | - | 0 | 0 | 0 | - | - | - | - | - | N/A | N/A | N/A | 95 | 3.3452 | 3.7919
[SEER Non Multi-Split <=65kW] GEMS (Air Conditioners up to 65kW) Determination 2019 | MEPS 2019 | Simulation | P043AHR3SA-RRR | P043AHR3SA- | N/A | APAC | N/A | Ducted | Packaged | - | Air | Air | Australia,Malaysia | 13.4 | N/A | 45.9 | N/A | N/A | N/A | N/A | N/A | 12.1 | 47.1 | Simulation test | 3.2686 | 3.7328 | N/A | - | N/A | N/A | N/A | N/A | N/A | N/A | N/A | N/A | N/A | N/A | N/A | N/A | N/A | N/A | N/A | N/A | N/A | Three | R410A | Australia,Fiji,New Zealand | 153758 | 2028-04-17 |  | Approved | Reverse Cycle | N/A | No | Class 7 | No | N/A | N/A | N/A | N/A | N/A | N/A | N/A | Available | N/A | N/A | https://rinnai.com.au | https://www.apacair.com.au | N/A |  |  | AAC7432 | Yes | Two-stage | - | No | - | 45900 | 13.4 | - | - | - | No | - | - | Yes | 11970 | 48640 | - | - | - | - | 1 | 1 | 47100 | 12.1 | - | - | - | - | - | - | - | - | - | - | - | - | - | - | - | - | - | - | - | - | - | - | - | - | - | - | - | - | 3.407 | 3.449 | 3.85 | 4.331 | 4.132 | 4.108 | 3572 | 5374 | 15386 | 7557 | 9378 | 20785 | 1.5 | 1.5 | 2 | - | - | - | - | - | - | - | - | - | - | - | - | 0 | 0 | 0 | - | - | - | - | - | N/A | N/A | N/A | 95 | 3.3452 | 3.7919
[SEER Non Multi-Split <=65kW] GEMS (Air Conditioners up to 65kW) Determination 2019 | MEPS 2019 | Simulation | P043AHR3SA-RTR | P043AHR3SA- | N/A | APAC | N/A | Ducted | Packaged | - | Air | Air | Australia,Malaysia | 13.4 | N/A | 45.9 | N/A | N/A | N/A | N/A | N/A | 12.1 | 47.1 | Simulation test | 3.2686 | 3.7328 | N/A | - | N/A | N/A | N/A | N/A | N/A | N/A | N/A | N/A | N/A | N/A | N/A | N/A | N/A | N/A | N/A | N/A | N/A | Three | R410A | Australia,Fiji,New Zealand | 153758 | 2028-04-17 |  | Approved | Reverse Cycle | N/A | No | Class 7 | No | N/A | N/A | N/A | N/A | N/A | N/A | N/A | Available | N/A | N/A | https://rinnai.com.au | https://www.apacair.com.au | N/A |  |  | AAC7432 | Yes | Two-stage | - | No | - | 45900 | 13.4 | - | - | - | No | - | - | Yes | 11970 | 48640 | - | - | - | - | 1 | 1 | 47100 | 12.1 | - | - | - | - | - | - | - | - | - | - | - | - | - | - | - | - | - | - | - | - | - | - | - | - | - | - | - | - | 3.407 | 3.449 | 3.85 | 4.331 | 4.132 | 4.108 | 3572 | 5374 | 15386 | 7557 | 9378 | 20785 | 1.5 | 1.5 | 2 | - | - | - | - | - | - | - | - | - | - | - | - | 0 | 0 | 0 | - | - | - | - | - | N/A | N/A | N/A | 95 | 3.3452 | 3.7919
[SEER Non Multi-Split <=65kW] GEMS (Air Conditioners up to 65kW) Determination 2019 | MEPS 2019 | Simulation | P043AHR3SA-RTT | P043AHR3SA- | N/A | APAC | N/A | Ducted | Packaged | - | Air | Air | Australia,Malaysia | 13.4 | N/A | 45.9 | N/A | N/A | N/A | N/A | N/A | 12.1 | 47.1 | Simulation test | 3.2686 | 3.7328 | N/A | - | N/A | N/A | N/A | N/A | N/A | N/A | N/A | N/A | N/A | N/A | N/A | N/A | N/A | N/A | N/A | N/A | N/A | Three | R410A | Australia,Fiji,New Zealand | 153758 | 2028-04-17 |  | Approved | Reverse Cycle | N/A | No | Class 7 | No | N/A | N/A | N/A | N/A | N/A | N/A | N/A | Available | N/A | N/A | https://rinnai.com.au | https://www.apacair.com.au | N/A |  |  | AAC7432 | Yes | Two-stage | - | No | - | 45900 | 13.4 | - | - | - | No | - | - | Yes | 11970 | 48640 | - | - | - | - | 1 | 1 | 47100 | 12.1 | - | - | - | - | - | - | - | - | - | - | - | - | - | - | - | - | - | - | - | - | - | - | - | - | - | - | - | - | 3.407 | 3.449 | 3.85 | 4.331 | 4.132 | 4.108 | 3572 | 5374 | 15386 | 7557 | 9378 | 20785 | 1.5 | 1.5 | 2 | - | - | - | - | - | - | - | - | - | - | - | - | 0 | 0 | 0 | - | - | - | - | - | N/A | N/A | N/A | 95 | 3.3452 | 3.7919
[SEER Non Multi-Split <=65kW] GEMS (Air Conditioners up to 65kW) Determination 2019 | MEPS 2019 | Simulation | P045AHR3SA- | P045AHR3SA- | N/A | APAC | N/A | Ducted | Packaged | - | Air | Air | Australia,Malaysia | 13.5 | N/A | 43.1 | N/A | N/A | N/A | N/A | N/A | 12 | 44.8 | Simulation test | 3.0528 | 3.5824 | N/A | - | N/A | N/A | N/A | N/A | N/A | N/A | N/A | N/A | N/A | N/A | N/A | N/A | N/A | N/A | N/A | N/A | N/A | Three | R410A | Australia,Fiji,New Zealand | 153708 | 2028-04-16 |  | Approved | Reverse Cycle | N/A | No | Class 7 | No | N/A | N/A | N/A | N/A | N/A | N/A | N/A | Available | N/A | N/A | https://rinnai.com.au | https://www.apacair.com.au | N/A |  |  | AAC7424 | Yes | Two-stage | - | No | - | 43100 | 13.5 | - | - | - | Yes | 7360 | 27970 | Yes | 12230 | 45880 | - | - | - | - | 6800 | 29250 | 44800 | 12 | - | - | - | - | - | - | - | - | - | - | - | - | - | - | - | - | - | - | - | - | - | - | - | - | - | - | - | - | 3.22 | 3.224 | 3.637 | 3.777 | 3.666 | 3.819 | 3536 | 5386 | 15282 | 8140 | 9926 | 20986 | 1.5 | 1.5 | 2 | - | - | - | - | - | - | - | - | - | - | - | - | 0 | 0 | 0 | - | - | - | - | - | N/A | N/A | N/A | 100 | 3.1146 | 3.6311
[SEER Non Multi-Split <=65kW] GEMS (Air Conditioners up to 65kW) Determination 2019 | MEPS 2019 | Simulation | P045AHR3SA-LBB | P045AHR3SA- | N/A | APAC | N/A | Ducted | Packaged | - | Air | Air | Australia,Malaysia | 13.5 | N/A | 43.1 | N/A | N/A | N/A | N/A | N/A | 12 | 44.8 | Simulation test | 3.0528 | 3.5824 | N/A | - | N/A | N/A | N/A | N/A | N/A | N/A | N/A | N/A | N/A | N/A | N/A | N/A | N/A | N/A | N/A | N/A | N/A | Three | R410A | Australia,Fiji,New Zealand | 153708 | 2028-04-16 |  | Approved | Reverse Cycle | N/A | No | Class 7 | No | N/A | N/A | N/A | N/A | N/A | N/A | N/A | Available | N/A | N/A | https://rinnai.com.au | https://www.apacair.com.au | N/A |  |  | AAC7424 | Yes | Two-stage | - | No | - | 43100 | 13.5 | - | - | - | Yes | 7360 | 27970 | Yes | 12230 | 45880 | - | - | - | - | 6800 | 29250 | 44800 | 12 | - | - | - | - | - | - | - | - | - | - | - | - | - | - | - | - | - | - | - | - | - | - | - | - | - | - | - | - | 3.22 | 3.224 | 3.637 | 3.777 | 3.666 | 3.819 | 3536 | 5386 | 15282 | 8140 | 9926 | 20986 | 1.5 | 1.5 | 2 | - | - | - | - | - | - | - | - | - | - | - | - | 0 | 0 | 0 | - | - | - | - | - | N/A | N/A | N/A | 100 | 3.1146 | 3.6311
[SEER Non Multi-Split <=65kW] GEMS (Air Conditioners up to 65kW) Determination 2019 | MEPS 2019 | Simulation | P045AHR3SA-LRR | P045AHR3SA- | N/A | APAC | N/A | Ducted | Packaged | - | Air | Air | Australia,Malaysia | 13.5 | N/A | 43.1 | N/A | N/A | N/A | N/A | N/A | 12 | 44.8 | Simulation test | 3.0528 | 3.5824 | N/A | - | N/A | N/A | N/A | N/A | N/A | N/A | N/A | N/A | N/A | N/A | N/A | N/A | N/A | N/A | N/A | N/A | N/A | Three | R410A | Australia,Fiji,New Zealand | 153708 | 2028-04-16 |  | Approved | Reverse Cycle | N/A | No | Class 7 | No | N/A | N/A | N/A | N/A | N/A | N/A | N/A | Available | N/A | N/A | https://rinnai.com.au | https://www.apacair.com.au | N/A |  |  | AAC7424 | Yes | Two-stage | - | No | - | 43100 | 13.5 | - | - | - | Yes | 7360 | 27970 | Yes | 12230 | 45880 | - | - | - | - | 6800 | 29250 | 44800 | 12 | - | - | - | - | - | - | - | - | - | - | - | - | - | - | - | - | - | - | - | - | - | - | - | - | - | - | - | - | 3.22 | 3.224 | 3.637 | 3.777 | 3.666 | 3.819 | 3536 | 5386 | 15282 | 8140 | 9926 | 20986 | 1.5 | 1.5 | 2 | - | - | - | - | - | - | - | - | - | - | - | - | 0 | 0 | 0 | - | - | - | - | - | N/A | N/A | N/A | 100 | 3.1146 | 3.6311
[SEER Non Multi-Split <=65kW] GEMS (Air Conditioners up to 65kW) Determination 2019 | MEPS 2019 | Simulation | P045AHR3SA-LTR | P045AHR3SA- | N/A | APAC | N/A | Ducted | Packaged | - | Air | Air | Australia,Malaysia | 13.5 | N/A | 43.1 | N/A | N/A | N/A | N/A | N/A | 12 | 44.8 | Simulation test | 3.0528 | 3.5824 | N/A | - | N/A | N/A | N/A | N/A | N/A | N/A | N/A | N/A | N/A | N/A | N/A | N/A | N/A | N/A | N/A | N/A | N/A | Three | R410A | Australia,Fiji,New Zealand | 153708 | 2028-04-16 |  | Approved | Reverse Cycle | N/A | No | Class 7 | No | N/A | N/A | N/A | N/A | N/A | N/A | N/A | Available | N/A | N/A | https://rinnai.com.au | https://www.apacair.com.au | N/A |  |  | AAC7424 | Yes | Two-stage | - | No | - | 43100 | 13.5 | - | - | - | Yes | 7360 | 27970 | Yes | 12230 | 45880 | - | - | - | - | 6800 | 29250 | 44800 | 12 | - | - | - | - | - | - | - | - | - | - | - | - | - | - | - | - | - | - | - | - | - | - | - | - | - | - | - | - | 3.22 | 3.224 | 3.637 | 3.777 | 3.666 | 3.819 | 3536 | 5386 | 15282 | 8140 | 9926 | 20986 | 1.5 | 1.5 | 2 | - | - | - | - | - | - | - | - | - | - | - | - | 0 | 0 | 0 | - | - | - | - | - | N/A | N/A | N/A | 100 | 3.1146 | 3.6311
[SEER Non Multi-Split <=65kW] GEMS (Air Conditioners up to 65kW) Determination 2019 | MEPS 2019 | Simulation | P045AHR3SA-LTT | P045AHR3SA- | N/A | APAC | N/A | Ducted | Packaged | - | Air | Air | Australia,Malaysia | 13.5 | N/A | 43.1 | N/A | N/A | N/A | N/A | N/A | 12 | 44.8 | Simulation test | 3.0528 | 3.5824 | N/A | - | N/A | N/A | N/A | N/A | N/A | N/A | N/A | N/A | N/A | N/A | N/A | N/A | N/A | N/A | N/A | N/A | N/A | Three | R410A | Australia,Fiji,New Zealand | 153708 | 2028-04-16 |  | Approved | Reverse Cycle | N/A | No | Class 7 | No | N/A | N/A | N/A | N/A | N/A | N/A | N/A | Available | N/A | N/A | https://rinnai.com.au | https://www.apacair.com.au | N/A |  |  | AAC7424 | Yes | Two-stage | - | No | - | 43100 | 13.5 | - | - | - | Yes | 7360 | 27970 | Yes | 12230 | 45880 | - | - | - | - | 6800 | 29250 | 44800 | 12 | - | - | - | - | - | - | - | - | - | - | - | - | - | - | - | - | - | - | - | - | - | - | - | - | - | - | - | - | 3.22 | 3.224 | 3.637 | 3.777 | 3.666 | 3.819 | 3536 | 5386 | 15282 | 8140 | 9926 | 20986 | 1.5 | 1.5 | 2 | - | - | - | - | - | - | - | - | - | - | - | - | 0 | 0 | 0 | - | - | - | - | - | N/A | N/A | N/A | 100 | 3.1146 | 3.6311
[SEER Non Multi-Split <=65kW] GEMS (Air Conditioners up to 65kW) Determination 2019 | MEPS 2019 | Simulation | P045AHR3SA-RBB | P045AHR3SA- | N/A | APAC | N/A | Ducted | Packaged | - | Air | Air | Australia,Malaysia | 13.5 | N/A | 43.1 | N/A | N/A | N/A | N/A | N/A | 12 | 44.8 | Simulation test | 3.0528 | 3.5824 | N/A | - | N/A | N/A | N/A | N/A | N/A | N/A | N/A | N/A | N/A | N/A | N/A | N/A | N/A | N/A | N/A | N/A | N/A | Three | R410A | Australia,Fiji,New Zealand | 153708 | 2028-04-16 |  | Approved | Reverse Cycle | N/A | No | Class 7 | No | N/A | N/A | N/A | N/A | N/A | N/A | N/A | Available | N/A | N/A | https://rinnai.com.au | https://www.apacair.com.au | N/A |  |  | AAC7424 | Yes | Two-stage | - | No | - | 43100 | 13.5 | - | - | - | Yes | 7360 | 27970 | Yes | 12230 | 45880 | - | - | - | - | 6800 | 29250 | 44800 | 12 | - | - | - | - | - | - | - | - | - | - | - | - | - | - | - | - | - | - | - | - | - | - | - | - | - | - | - | - | 3.22 | 3.224 | 3.637 | 3.777 | 3.666 | 3.819 | 3536 | 5386 | 15282 | 8140 | 9926 | 20986 | 1.5 | 1.5 | 2 | - | - | - | - | - | - | - | - | - | - | - | - | 0 | 0 | 0 | - | - | - | - | - | N/A | N/A | N/A | 100 | 3.1146 | 3.6311
[SEER Non Multi-Split <=65kW] GEMS (Air Conditioners up to 65kW) Determination 2019 | MEPS 2019 | Simulation | P045AHR3SA-RRR | P045AHR3SA- | N/A | APAC | N/A | Ducted | Packaged | - | Air | Air | Australia,Malaysia | 13.5 | N/A | 43.1 | N/A | N/A | N/A | N/A | N/A | 12 | 44.8 | Simulation test | 3.0528 | 3.5824 | N/A | - | N/A | N/A | N/A | N/A | N/A | N/A | N/A | N/A | N/A | N/A | N/A | N/A | N/A | N/A | N/A | N/A | N/A | Three | R410A | Australia,Fiji,New Zealand | 153708 | 2028-04-16 |  | Approved | Reverse Cycle | N/A | No | Class 7 | No | N/A | N/A | N/A | N/A | N/A | N/A | N/A | Available | N/A | N/A | https://rinnai.com.au | https://www.apacair.com.au | N/A |  |  | AAC7424 | Yes | Two-stage | - | No | - | 43100 | 13.5 | - | - | - | Yes | 7360 | 27970 | Yes | 12230 | 45880 | - | - | - | - | 6800 | 29250 | 44800 | 12 | - | - | - | - | - | - | - | - | - | - | - | - | - | - | - | - | - | - | - | - | - | - | - | - | - | - | - | - | 3.22 | 3.224 | 3.637 | 3.777 | 3.666 | 3.819 | 3536 | 5386 | 15282 | 8140 | 9926 | 20986 | 1.5 | 1.5 | 2 | - | - | - | - | - | - | - | - | - | - | - | - | 0 | 0 | 0 | - | - | - | - | - | N/A | N/A | N/A | 100 | 3.1146 | 3.6311
[SEER Non Multi-Split <=65kW] GEMS (Air Conditioners up to 65kW) Determination 2019 | MEPS 2019 | Simulation | P045AHR3SA-RTR | P045AHR3SA- | N/A | APAC | N/A | Ducted | Packaged | - | Air | Air | Australia,Malaysia | 13.5 | N/A | 43.1 | N/A | N/A | N/A | N/A | N/A | 12 | 44.8 | Simulation test | 3.0528 | 3.5824 | N/A | - | N/A | N/A | N/A | N/A | N/A | N/A | N/A | N/A | N/A | N/A | N/A | N/A | N/A | N/A | N/A | N/A | N/A | Three | R410A | Australia,Fiji,New Zealand | 153708 | 2028-04-16 |  | Approved | Reverse Cycle | N/A | No | Class 7 | No | N/A | N/A | N/A | N/A | N/A | N/A | N/A | Available | N/A | N/A | https://rinnai.com.au | https://www.apacair.com.au | N/A |  |  | AAC7424 | Yes | Two-stage | - | No | - | 43100 | 13.5 | - | - | - | Yes | 7360 | 27970 | Yes | 12230 | 45880 | - | - | - | - | 6800 | 29250 | 44800 | 12 | - | - | - | - | - | - | - | - | - | - | - | - | - | - | - | - | - | - | - | - | - | - | - | - | - | - | - | - | 3.22 | 3.224 | 3.637 | 3.777 | 3.666 | 3.819 | 3536 | 5386 | 15282 | 8140 | 9926 | 20986 | 1.5 | 1.5 | 2 | - | - | - | - | - | - | - | - | - | - | - | - | 0 | 0 | 0 | - | - | - | - | - | N/A | N/A | N/A | 100 | 3.1146 | 3.6311
[SEER Non Multi-Split <=65kW] GEMS (Air Conditioners up to 65kW) Determination 2019 | MEPS 2019 | Simulation | P045AHR3SA-RTT | P045AHR3SA- | N/A | APAC | N/A | Ducted | Packaged | - | Air | Air | Australia,Malaysia | 13.5 | N/A | 43.1 | N/A | N/A | N/A | N/A | N/A | 12 | 44.8 | Simulation test | 3.0528 | 3.5824 | N/A | - | N/A | N/A | N/A | N/A | N/A | N/A | N/A | N/A | N/A | N/A | N/A | N/A | N/A | N/A | N/A | N/A | N/A | Three | R410A | Australia,Fiji,New Zealand | 153708 | 2028-04-16 |  | Approved | Reverse Cycle | N/A | No | Class 7 | No | N/A | N/A | N/A | N/A | N/A | N/A | N/A | Available | N/A | N/A | https://rinnai.com.au | https://www.apacair.com.au | N/A |  |  | AAC7424 | Yes | Two-stage | - | No | - | 43100 | 13.5 | - | - | - | Yes | 7360 | 27970 | Yes | 12230 | 45880 | - | - | - | - | 6800 | 29250 | 44800 | 12 | - | - | - | - | - | - | - | - | - | - | - | - | - | - | - | - | - | - | - | - | - | - | - | - | - | - | - | - | 3.22 | 3.224 | 3.637 | 3.777 | 3.666 | 3.819 | 3536 | 5386 | 15282 | 8140 | 9926 | 20986 | 1.5 | 1.5 | 2 | - | - | - | - | - | - | - | - | - | - | - | - | 0 | 0 | 0 | - | - | - | - | - | N/A | N/A | N/A | 100 | 3.1146 | 3.6311
[SEER Non Multi-Split <=65kW] GEMS (Air Conditioners up to 65kW) Determination 2019 | MEPS 2019 | Simulation | P045AVR3SA- | P045AVR3SA- | N/A | APAC | N/A | Ducted | Packaged | - | Air | Air | Australia,Malaysia | 13.5 | N/A | 43.1 | N/A | N/A | N/A | N/A | N/A | 12 | 44.8 | Simulation test | 3.0528 | 3.5824 | N/A | - | N/A | N/A | N/A | N/A | N/A | N/A | N/A | N/A | N/A | N/A | N/A | N/A | N/A | N/A | N/A | N/A | N/A | Three | R410A | Australia,Fiji,New Zealand | 153709 | 2028-04-24 |  | Approved | Reverse Cycle | N/A | No | Class 7 | No | N/A | N/A | N/A | N/A | N/A | N/A | N/A | Available | N/A | N/A | https://rinnai.com.au | https://www.apacair.com.au | N/A |  |  | AAC7443 | Yes | Two-stage | - | No | - | 43100 | 13.5 | - | - | - | Yes | 7360 | 27970 | Yes | 12230 | 45880 | - | - | - | - | 6800 | 29250 | 44800 | 12 | - | - | - | - | - | - | - | - | - | - | - | - | - | - | - | - | - | - | - | - | - | - | - | - | - | - | - | - | 3.22 | 3.224 | 3.637 | 3.777 | 3.666 | 3.819 | 3536 | 5386 | 15282 | 8140 | 9926 | 20986 | 1.5 | 1.5 | 2 | - | - | - | - | - | - | - | - | - | - | - | - | 0 | 0 | 0 | - | - | - | - | - | N/A | N/A | N/A | 100 | 3.1146 | 3.6311
[SEER Non Multi-Split <=65kW] GEMS (Air Conditioners up to 65kW) Determination 2019 | MEPS 2019 | Simulation | P045AVR3SA-LTR | P045AVR3SA- | N/A | APAC | N/A | Ducted | Packaged | - | Air | Air | Australia,Malaysia | 13.5 | N/A | 43.1 | N/A | N/A | N/A | N/A | N/A | 12 | 44.8 | Simulation test | 3.0528 | 3.5824 | N/A | - | N/A | N/A | N/A | N/A | N/A | N/A | N/A | N/A | N/A | N/A | N/A | N/A | N/A | N/A | N/A | N/A | N/A | Three | R410A | Australia,Fiji,New Zealand | 153709 | 2028-04-24 |  | Approved | Reverse Cycle | N/A | No | Class 7 | No | N/A | N/A | N/A | N/A | N/A | N/A | N/A | Available | N/A | N/A | https://rinnai.com.au | https://www.apacair.com.au | N/A |  |  | AAC7443 | Yes | Two-stage | - | No | - | 43100 | 13.5 | - | - | - | Yes | 7360 | 27970 | Yes | 12230 | 45880 | - | - | - | - | 6800 | 29250 | 44800 | 12 | - | - | - | - | - | - | - | - | - | - | - | - | - | - | - | - | - | - | - | - | - | - | - | - | - | - | - | - | 3.22 | 3.224 | 3.637 | 3.777 | 3.666 | 3.819 | 3536 | 5386 | 15282 | 8140 | 9926 | 20986 | 1.5 | 1.5 | 2 | - | - | - | - | - | - | - | - | - | - | - | - | 0 | 0 | 0 | - | - | - | - | - | N/A | N/A | N/A | 100 | 3.1146 | 3.6311
[SEER Non Multi-Split <=65kW] GEMS (Air Conditioners up to 65kW) Determination 2019 | MEPS 2019 | Simulation | P045AVR3SA-LTS | P045AVR3SA- | N/A | APAC | N/A | Ducted | Packaged | - | Air | Air | Australia,Malaysia | 13.5 | N/A | 43.1 | N/A | N/A | N/A | N/A | N/A | 12 | 44.8 | Simulation test | 3.0528 | 3.5824 | N/A | - | N/A | N/A | N/A | N/A | N/A | N/A | N/A | N/A | N/A | N/A | N/A | N/A | N/A | N/A | N/A | N/A | N/A | Three | R410A | Australia,Fiji,New Zealand | 153709 | 2028-04-24 |  | Approved | Reverse Cycle | N/A | No | Class 7 | No | N/A | N/A | N/A | N/A | N/A | N/A | N/A | Available | N/A | N/A | https://rinnai.com.au | https://www.apacair.com.au | N/A |  |  | AAC7443 | Yes | Two-stage | - | No | - | 43100 | 13.5 | - | - | - | Yes | 7360 | 27970 | Yes | 12230 | 45880 | - | - | - | - | 6800 | 29250 | 44800 | 12 | - | - | - | - | - | - | - | - | - | - | - | - | - | - | - | - | - | - | - | - | - | - | - | - | - | - | - | - | 3.22 | 3.224 | 3.637 | 3.777 | 3.666 | 3.819 | 3536 | 5386 | 15282 | 8140 | 9926 | 20986 | 1.5 | 1.5 | 2 | - | - | - | - | - | - | - | - | - | - | - | - | 0 | 0 | 0 | - | - | - | - | - | N/A | N/A | N/A | 100 | 3.1146 | 3.6311
[SEER Non Multi-Split <=65kW] GEMS (Air Conditioners up to 65kW) Determination 2019 | MEPS 2019 | Simulation | P045AVR3SA-RTR | P045AVR3SA- | N/A | APAC | N/A | Ducted | Packaged | - | Air | Air | Australia,Malaysia | 13.5 | N/A | 43.1 | N/A | N/A | N/A | N/A | N/A | 12 | 44.8 | Simulation test | 3.0528 | 3.5824 | N/A | - | N/A | N/A | N/A | N/A | N/A | N/A | N/A | N/A | N/A | N/A | N/A | N/A | N/A | N/A | N/A | N/A | N/A | Three | R410A | Australia,Fiji,New Zealand | 153709 | 2028-04-24 |  | Approved | Reverse Cycle | N/A | No | Class 7 | No | N/A | N/A | N/A | N/A | N/A | N/A | N/A | Available | N/A | N/A | https://rinnai.com.au | https://www.apacair.com.au | N/A |  |  | AAC7443 | Yes | Two-stage | - | No | - | 43100 | 13.5 | - | - | - | Yes | 7360 | 27970 | Yes | 12230 | 45880 | - | - | - | - | 6800 | 29250 | 44800 | 12 | - | - | - | - | - | - | - | - | - | - | - | - | - | - | - | - | - | - | - | - | - | - | - | - | - | - | - | - | 3.22 | 3.224 | 3.637 | 3.777 | 3.666 | 3.819 | 3536 | 5386 | 15282 | 8140 | 9926 | 20986 | 1.5 | 1.5 | 2 | - | - | - | - | - | - | - | - | - | - | - | - | 0 | 0 | 0 | - | - | - | - | - | N/A | N/A | N/A | 100 | 3.1146 | 3.6311
[SEER Non Multi-Split <=65kW] GEMS (Air Conditioners up to 65kW) Determination 2019 | MEPS 2019 | Simulation | P045AVR3SA-RTS | P045AVR3SA- | N/A | APAC | N/A | Ducted | Packaged | - | Air | Air | Australia,Malaysia | 13.5 | N/A | 43.1 | N/A | N/A | N/A | N/A | N/A | 12 | 44.8 | Simulation test | 3.0528 | 3.5824 | N/A | - | N/A | N/A | N/A | N/A | N/A | N/A | N/A | N/A | N/A | N/A | N/A | N/A | N/A | N/A | N/A | N/A | N/A | Three | R410A | Australia,Fiji,New Zealand | 153709 | 2028-04-24 |  | Approved | Reverse Cycle | N/A | No | Class 7 | No | N/A | N/A | N/A | N/A | N/A | N/A | N/A | Available | N/A | N/A | https://rinnai.com.au | https://www.apacair.com.au | N/A |  |  | AAC7443 | Yes | Two-stage | - | No | - | 43100 | 13.5 | - | - | - | Yes | 7360 | 27970 | Yes | 12230 | 45880 | - | - | - | - | 6800 | 29250 | 44800 | 12 | - | - | - | - | - | - | - | - | - | - | - | - | - | - | - | - | - | - | - | - | - | - | - | - | - | - | - | - | 3.22 | 3.224 | 3.637 | 3.777 | 3.666 | 3.819 | 3536 | 5386 | 15282 | 8140 | 9926 | 20986 | 1.5 | 1.5 | 2 | - | - | - | - | - | - | - | - | - | - | - | - | 0 | 0 | 0 | - | - | - | - | - | N/A | N/A | N/A | 100 | 3.1146 | 3.6311
[SEER Non Multi-Split <=65kW] GEMS (Air Conditioners up to 65kW) Determination 2019 | MEPS 2019 | Simulation | P048AHR3SA- | P048AHR3SA- | N/A | APAC | N/A | Ducted | Packaged | - | Air | Air | Australia,Malaysia | 14.7 | N/A | 46.8 | N/A | N/A | N/A | N/A | N/A | 12.9 | 45.9 | Simulation test | 3.0418 | 3.4094 | N/A | - | N/A | N/A | N/A | N/A | N/A | N/A | N/A | N/A | N/A | N/A | N/A | N/A | N/A | N/A | N/A | N/A | N/A | Three | R410A | Australia,Fiji,New Zealand | 153753 | 2028-05-07 |  | Approved | Reverse Cycle | N/A | No | Class 7 | No | N/A | N/A | N/A | N/A | N/A | N/A | N/A | Available | N/A | N/A | https://rinnai.com.au | https://www.apacair.com.au | N/A |  |  | AAC7469 | Yes | Two-stage | - | No | - | 46800 | 14.7 | - | - | - | Yes | 7320 | 30430 | Yes | 13260 | 50000 | - | - | - | - | 6640 | 31970 | 45900 | 12.9 | - | - | - | - | - | - | - | - | - | - | - | - | - | - | - | - | - | - | - | - | - | - | - | - | - | - | - | - | 3.514 | 3.479 | 3.908 | 4.225 | 4.052 | 4.143 | 3528 | 5432 | 15455 | 7907 | 9757 | 21017 | 2 | 1.5 | 2 | - | - | - | - | - | - | - | - | - | - | - | - | 0 | 0 | 0 | - | - | - | - | - | N/A | N/A | N/A | 95 | 3.1156 | 3.4717
[SEER Non Multi-Split <=65kW] GEMS (Air Conditioners up to 65kW) Determination 2019 | MEPS 2019 | Simulation | P048AHR3SA-LBB | P048AHR3SA- | N/A | APAC | N/A | Ducted | Packaged | - | Air | Air | Australia,Malaysia | 14.7 | N/A | 46.8 | N/A | N/A | N/A | N/A | N/A | 12.9 | 45.9 | Simulation test | 3.0418 | 3.4094 | N/A | - | N/A | N/A | N/A | N/A | N/A | N/A | N/A | N/A | N/A | N/A | N/A | N/A | N/A | N/A | N/A | N/A | N/A | Three | R410A | Australia,Fiji,New Zealand | 153753 | 2028-05-07 |  | Approved | Reverse Cycle | N/A | No | Class 7 | No | N/A | N/A | N/A | N/A | N/A | N/A | N/A | Available | N/A | N/A | https://rinnai.com.au | https://www.apacair.com.au | N/A |  |  | AAC7469 | Yes | Two-stage | - | No | - | 46800 | 14.7 | - | - | - | Yes | 7320 | 30430 | Yes | 13260 | 50000 | - | - | - | - | 6640 | 31970 | 45900 | 12.9 | - | - | - | - | - | - | - | - | - | - | - | - | - | - | - | - | - | - | - | - | - | - | - | - | - | - | - | - | 3.514 | 3.479 | 3.908 | 4.225 | 4.052 | 4.143 | 3528 | 5432 | 15455 | 7907 | 9757 | 21017 | 2 | 1.5 | 2 | - | - | - | - | - | - | - | - | - | - | - | - | 0 | 0 | 0 | - | - | - | - | - | N/A | N/A | N/A | 95 | 3.1156 | 3.4717
[SEER Non Multi-Split <=65kW] GEMS (Air Conditioners up to 65kW) Determination 2019 | MEPS 2019 | Simulation | P048AHR3SA-LRR | P048AHR3SA- | N/A | APAC | N/A | Ducted | Packaged | - | Air | Air | Australia,Malaysia | 14.7 | N/A | 46.8 | N/A | N/A | N/A | N/A | N/A | 12.9 | 45.9 | Simulation test | 3.0418 | 3.4094 | N/A | - | N/A | N/A | N/A | N/A | N/A | N/A | N/A | N/A | N/A | N/A | N/A | N/A | N/A | N/A | N/A | N/A | N/A | Three | R410A | Australia,Fiji,New Zealand | 153753 | 2028-05-07 |  | Approved | Reverse Cycle | N/A | No | Class 7 | No | N/A | N/A | N/A | N/A | N/A | N/A | N/A | Available | N/A | N/A | https://rinnai.com.au | https://www.apacair.com.au | N/A |  |  | AAC7469 | Yes | Two-stage | - | No | - | 46800 | 14.7 | - | - | - | Yes | 7320 | 30430 | Yes | 13260 | 50000 | - | - | - | - | 6640 | 31970 | 45900 | 12.9 | - | - | - | - | - | - | - | - | - | - | - | - | - | - | - | - | - | - | - | - | - | - | - | - | - | - | - | - | 3.514 | 3.479 | 3.908 | 4.225 | 4.052 | 4.143 | 3528 | 5432 | 15455 | 7907 | 9757 | 21017 | 2 | 1.5 | 2 | - | - | - | - | - | - | - | - | - | - | - | - | 0 | 0 | 0 | - | - | - | - | - | N/A | N/A | N/A | 95 | 3.1156 | 3.4717
[SEER Non Multi-Split <=65kW] GEMS (Air Conditioners up to 65kW) Determination 2019 | MEPS 2019 | Simulation | P048AHR3SA-LTR | P048AHR3SA- | N/A | APAC | N/A | Ducted | Packaged | - | Air | Air | Australia,Malaysia | 14.7 | N/A | 46.8 | N/A | N/A | N/A | N/A | N/A | 12.9 | 45.9 | Simulation test | 3.0418 | 3.4094 | N/A | - | N/A | N/A | N/A | N/A | N/A | N/A | N/A | N/A | N/A | N/A | N/A | N/A | N/A | N/A | N/A | N/A | N/A | Three | R410A | Australia,Fiji,New Zealand | 153753 | 2028-05-07 |  | Approved | Reverse Cycle | N/A | No | Class 7 | No | N/A | N/A | N/A | N/A | N/A | N/A | N/A | Available | N/A | N/A | https://rinnai.com.au | https://www.apacair.com.au | N/A |  |  | AAC7469 | Yes | Two-stage | - | No | - | 46800 | 14.7 | - | - | - | Yes | 7320 | 30430 | Yes | 13260 | 50000 | - | - | - | - | 6640 | 31970 | 45900 | 12.9 | - | - | - | - | - | - | - | - | - | - | - | - | - | - | - | - | - | - | - | - | - | - | - | - | - | - | - | - | 3.514 | 3.479 | 3.908 | 4.225 | 4.052 | 4.143 | 3528 | 5432 | 15455 | 7907 | 9757 | 21017 | 2 | 1.5 | 2 | - | - | - | - | - | - | - | - | - | - | - | - | 0 | 0 | 0 | - | - | - | - | - | N/A | N/A | N/A | 95 | 3.1156 | 3.4717
[SEER Non Multi-Split <=65kW] GEMS (Air Conditioners up to 65kW) Determination 2019 | MEPS 2019 | Simulation | P048AHR3SA-LTT | P048AHR3SA- | N/A | APAC | N/A | Ducted | Packaged | - | Air | Air | Australia,Malaysia | 14.7 | N/A | 46.8 | N/A | N/A | N/A | N/A | N/A | 12.9 | 45.9 | Simulation test | 3.0418 | 3.4094 | N/A | - | N/A | N/A | N/A | N/A | N/A | N/A | N/A | N/A | N/A | N/A | N/A | N/A | N/A | N/A | N/A | N/A | N/A | Three | R410A | Australia,Fiji,New Zealand | 153753 | 2028-05-07 |  | Approved | Reverse Cycle | N/A | No | Class 7 | No | N/A | N/A | N/A | N/A | N/A | N/A | N/A | Available | N/A | N/A | https://rinnai.com.au | https://www.apacair.com.au | N/A |  |  | AAC7469 | Yes | Two-stage | - | No | - | 46800 | 14.7 | - | - | - | Yes | 7320 | 30430 | Yes | 13260 | 50000 | - | - | - | - | 6640 | 31970 | 45900 | 12.9 | - | - | - | - | - | - | - | - | - | - | - | - | - | - | - | - | - | - | - | - | - | - | - | - | - | - | - | - | 3.514 | 3.479 | 3.908 | 4.225 | 4.052 | 4.143 | 3528 | 5432 | 15455 | 7907 | 9757 | 21017 | 2 | 1.5 | 2 | - | - | - | - | - | - | - | - | - | - | - | - | 0 | 0 | 0 | - | - | - | - | - | N/A | N/A | N/A | 95 | 3.1156 | 3.4717
[SEER Non Multi-Split <=65kW] GEMS (Air Conditioners up to 65kW) Determination 2019 | MEPS 2019 | Simulation | P048AHR3SA-RBB | P048AHR3SA- | N/A | APAC | N/A | Ducted | Packaged | - | Air | Air | Australia,Malaysia | 14.7 | N/A | 46.8 | N/A | N/A | N/A | N/A | N/A | 12.9 | 45.9 | Simulation test | 3.0418 | 3.4094 | N/A | - | N/A | N/A | N/A | N/A | N/A | N/A | N/A | N/A | N/A | N/A | N/A | N/A | N/A | N/A | N/A | N/A | N/A | Three | R410A | Australia,Fiji,New Zealand | 153753 | 2028-05-07 |  | Approved | Reverse Cycle | N/A | No | Class 7 | No | N/A | N/A | N/A | N/A | N/A | N/A | N/A | Available | N/A | N/A | https://rinnai.com.au | https://www.apacair.com.au | N/A |  |  | AAC7469 | Yes | Two-stage | - | No | - | 46800 | 14.7 | - | - | - | Yes | 7320 | 30430 | Yes | 13260 | 50000 | - | - | - | - | 6640 | 31970 | 45900 | 12.9 | - | - | - | - | - | - | - | - | - | - | - | - | - | - | - | - | - | - | - | - | - | - | - | - | - | - | - | - | 3.514 | 3.479 | 3.908 | 4.225 | 4.052 | 4.143 | 3528 | 5432 | 15455 | 7907 | 9757 | 21017 | 2 | 1.5 | 2 | - | - | - | - | - | - | - | - | - | - | - | - | 0 | 0 | 0 | - | - | - | - | - | N/A | N/A | N/A | 95 | 3.1156 | 3.4717
[SEER Non Multi-Split <=65kW] GEMS (Air Conditioners up to 65kW) Determination 2019 | MEPS 2019 | Simulation | P048AHR3SA-RRR | P048AHR3SA- | N/A | APAC | N/A | Ducted | Packaged | - | Air | Air | Australia,Malaysia | 14.7 | N/A | 46.8 | N/A | N/A | N/A | N/A | N/A | 12.9 | 45.9 | Simulation test | 3.0418 | 3.4094 | N/A | - | N/A | N/A | N/A | N/A | N/A | N/A | N/A | N/A | N/A | N/A | N/A | N/A | N/A | N/A | N/A | N/A | N/A | Three | R410A | Australia,Fiji,New Zealand | 153753 | 2028-05-07 |  | Approved | Reverse Cycle | N/A | No | Class 7 | No | N/A | N/A | N/A | N/A | N/A | N/A | N/A | Available | N/A | N/A | https://rinnai.com.au | https://www.apacair.com.au | N/A |  |  | AAC7469 | Yes | Two-stage | - | No | - | 46800 | 14.7 | - | - | - | Yes | 7320 | 30430 | Yes | 13260 | 50000 | - | - | - | - | 6640 | 31970 | 45900 | 12.9 | - | - | - | - | - | - | - | - | - | - | - | - | - | - | - | - | - | - | - | - | - | - | - | - | - | - | - | - | 3.514 | 3.479 | 3.908 | 4.225 | 4.052 | 4.143 | 3528 | 5432 | 15455 | 7907 | 9757 | 21017 | 2 | 1.5 | 2 | - | - | - | - | - | - | - | - | - | - | - | - | 0 | 0 | 0 | - | - | - | - | - | N/A | N/A | N/A | 95 | 3.1156 | 3.4717
[SEER Non Multi-Split <=65kW] GEMS (Air Conditioners up to 65kW) Determination 2019 | MEPS 2019 | Simulation | P048AHR3SA-RTR | P048AHR3SA- | N/A | APAC | N/A | Ducted | Packaged | - | Air | Air | Australia,Malaysia | 14.7 | N/A | 46.8 | N/A | N/A | N/A | N/A | N/A | 12.9 | 45.9 | Simulation test | 3.0418 | 3.4094 | N/A | - | N/A | N/A | N/A | N/A | N/A | N/A | N/A | N/A | N/A | N/A | N/A | N/A | N/A | N/A | N/A | N/A | N/A | Three | R410A | Australia,Fiji,New Zealand | 153753 | 2028-05-07 |  | Approved | Reverse Cycle | N/A | No | Class 7 | No | N/A | N/A | N/A | N/A | N/A | N/A | N/A | Available | N/A | N/A | https://rinnai.com.au | https://www.apacair.com.au | N/A |  |  | AAC7469 | Yes | Two-stage | - | No | - | 46800 | 14.7 | - | - | - | Yes | 7320 | 30430 | Yes | 13260 | 50000 | - | - | - | - | 6640 | 31970 | 45900 | 12.9 | - | - | - | - | - | - | - | - | - | - | - | - | - | - | - | - | - | - | - | - | - | - | - | - | - | - | - | - | 3.514 | 3.479 | 3.908 | 4.225 | 4.052 | 4.143 | 3528 | 5432 | 15455 | 7907 | 9757 | 21017 | 2 | 1.5 | 2 | - | - | - | - | - | - | - | - | - | - | - | - | 0 | 0 | 0 | - | - | - | - | - | N/A | N/A | N/A | 95 | 3.1156 | 3.4717
[SEER Non Multi-Split <=65kW] GEMS (Air Conditioners up to 65kW) Determination 2019 | MEPS 2019 | Simulation | P048AHR3SA-RTT | P048AHR3SA- | N/A | APAC | N/A | Ducted | Packaged | - | Air | Air | Australia,Malaysia | 14.7 | N/A | 46.8 | N/A | N/A | N/A | N/A | N/A | 12.9 | 45.9 | Simulation test | 3.0418 | 3.4094 | N/A | - | N/A | N/A | N/A | N/A | N/A | N/A | N/A | N/A | N/A | N/A | N/A | N/A | N/A | N/A | N/A | N/A | N/A | Three | R410A | Australia,Fiji,New Zealand | 153753 | 2028-05-07 |  | Approved | Reverse Cycle | N/A | No | Class 7 | No | N/A | N/A | N/A | N/A | N/A | N/A | N/A | Available | N/A | N/A | https://rinnai.com.au | https://www.apacair.com.au | N/A |  |  | AAC7469 | Yes | Two-stage | - | No | - | 46800 | 14.7 | - | - | - | Yes | 7320 | 30430 | Yes | 13260 | 50000 | - | - | - | - | 6640 | 31970 | 45900 | 12.9 | - | - | - | - | - | - | - | - | - | - | - | - | - | - | - | - | - | - | - | - | - | - | - | - | - | - | - | - | 3.514 | 3.479 | 3.908 | 4.225 | 4.052 | 4.143 | 3528 | 5432 | 15455 | 7907 | 9757 | 21017 | 2 | 1.5 | 2 | - | - | - | - | - | - | - | - | - | - | - | - | 0 | 0 | 0 | - | - | - | - | - | N/A | N/A | N/A | 95 | 3.1156 | 3.4717
[SEER Non Multi-Split <=65kW] GEMS (Air Conditioners up to 65kW) Determination 2019 | MEPS 2019 | Simulation | P055AHR3SA- | P055AHR3SA- | N/A | APAC | N/A | Ducted | Packaged | - | Air | Air | Australia,Malaysia | 17.3 | N/A | 56.1 | N/A | N/A | N/A | N/A | N/A | 15 | 54 | Simulation test | 3.1023 | 3.4443 | N/A | - | N/A | N/A | N/A | N/A | N/A | N/A | N/A | N/A | N/A | N/A | N/A | N/A | N/A | N/A | N/A | N/A | N/A | Three | R410A | Australia,Fiji,New Zealand | 153706 | 2028-04-16 |  | Approved | Reverse Cycle | N/A | No | Class 7 | No | N/A | N/A | N/A | N/A | N/A | N/A | N/A | Available | N/A | N/A | https://rinnai.com.au | https://www.apacair.com.au | N/A |  |  | AAC7428 | Yes | Two-stage | - | No | - | 56100 | 17.3 | - | - | - | Yes | 8770 | 36150 | Yes | 15590 | 59890 | - | - | - | - | 8060 | 37840 | 54000 | 15 | - | - | - | - | - | - | - | - | - | - | - | - | - | - | - | - | - | - | - | - | - | - | - | - | - | - | - | - | 3.147 | 3.189 | 3.77 | 3.936 | 3.827 | 4.019 | 4561 | 6902 | 19004 | 10012 | 12219 | 25798 | 1.5 | 1.5 | 2 | - | - | - | - | - | - | - | - | - | - | - | - | 0 | 0 | 0 | - | - | - | - | - | N/A | N/A | N/A | 200 | 3.1208 | 3.4448
[SEER Non Multi-Split <=65kW] GEMS (Air Conditioners up to 65kW) Determination 2019 | MEPS 2019 | Simulation | P055AHR3SA-LBB | P055AHR3SA- | N/A | APAC | N/A | Ducted | Packaged | - | Air | Air | Australia,Malaysia | 17.3 | N/A | 56.1 | N/A | N/A | N/A | N/A | N/A | 15 | 54 | Simulation test | 3.1023 | 3.4443 | N/A | - | N/A | N/A | N/A | N/A | N/A | N/A | N/A | N/A | N/A | N/A | N/A | N/A | N/A | N/A | N/A | N/A | N/A | Three | R410A | Australia,Fiji,New Zealand | 153706 | 2028-04-16 |  | Approved | Reverse Cycle | N/A | No | Class 7 | No | N/A | N/A | N/A | N/A | N/A | N/A | N/A | Available | N/A | N/A | https://rinnai.com.au | https://www.apacair.com.au | N/A |  |  | AAC7428 | Yes | Two-stage | - | No | - | 56100 | 17.3 | - | - | - | Yes | 8770 | 36150 | Yes | 15590 | 59890 | - | - | - | - | 8060 | 37840 | 54000 | 15 | - | - | - | - | - | - | - | - | - | - | - | - | - | - | - | - | - | - | - | - | - | - | - | - | - | - | - | - | 3.147 | 3.189 | 3.77 | 3.936 | 3.827 | 4.019 | 4561 | 6902 | 19004 | 10012 | 12219 | 25798 | 1.5 | 1.5 | 2 | - | - | - | - | - | - | - | - | - | - | - | - | 0 | 0 | 0 | - | - | - | - | - | N/A | N/A | N/A | 200 | 3.1208 | 3.4448
[SEER Non Multi-Split <=65kW] GEMS (Air Conditioners up to 65kW) Determination 2019 | MEPS 2019 | Simulation | P055AHR3SA-LRR | P055AHR3SA- | N/A | APAC | N/A | Ducted | Packaged | - | Air | Air | Australia,Malaysia | 17.3 | N/A | 56.1 | N/A | N/A | N/A | N/A | N/A | 15 | 54 | Simulation test | 3.1023 | 3.4443 | N/A | - | N/A | N/A | N/A | N/A | N/A | N/A | N/A | N/A | N/A | N/A | N/A | N/A | N/A | N/A | N/A | N/A | N/A | Three | R410A | Australia,Fiji,New Zealand | 153706 | 2028-04-16 |  | Approved | Reverse Cycle | N/A | No | Class 7 | No | N/A | N/A | N/A | N/A | N/A | N/A | N/A | Available | N/A | N/A | https://rinnai.com.au | https://www.apacair.com.au | N/A |  |  | AAC7428 | Yes | Two-stage | - | No | - | 56100 | 17.3 | - | - | - | Yes | 8770 | 36150 | Yes | 15590 | 59890 | - | - | - | - | 8060 | 37840 | 54000 | 15 | - | - | - | - | - | - | - | - | - | - | - | - | - | - | - | - | - | - | - | - | - | - | - | - | - | - | - | - | 3.147 | 3.189 | 3.77 | 3.936 | 3.827 | 4.019 | 4561 | 6902 | 19004 | 10012 | 12219 | 25798 | 1.5 | 1.5 | 2 | - | - | - | - | - | - | - | - | - | - | - | - | 0 | 0 | 0 | - | - | - | - | - | N/A | N/A | N/A | 200 | 3.1208 | 3.4448
[SEER Non Multi-Split <=65kW] GEMS (Air Conditioners up to 65kW) Determination 2019 | MEPS 2019 | Simulation | P055AHR3SA-LTR | P055AHR3SA- | N/A | APAC | N/A | Ducted | Packaged | - | Air | Air | Australia,Malaysia | 17.3 | N/A | 56.1 | N/A | N/A | N/A | N/A | N/A | 15 | 54 | Simulation test | 3.1023 | 3.4443 | N/A | - | N/A | N/A | N/A | N/A | N/A | N/A | N/A | N/A | N/A | N/A | N/A | N/A | N/A | N/A | N/A | N/A | N/A | Three | R410A | Australia,Fiji,New Zealand | 153706 | 2028-04-16 |  | Approved | Reverse Cycle | N/A | No | Class 7 | No | N/A | N/A | N/A | N/A | N/A | N/A | N/A | Available | N/A | N/A | https://rinnai.com.au | https://www.apacair.com.au | N/A |  |  | AAC7428 | Yes | Two-stage | - | No | - | 56100 | 17.3 | - | - | - | Yes | 8770 | 36150 | Yes | 15590 | 59890 | - | - | - | - | 8060 | 37840 | 54000 | 15 | - | - | - | - | - | - | - | - | - | - | - | - | - | - | - | - | - | - | - | - | - | - | - | - | - | - | - | - | 3.147 | 3.189 | 3.77 | 3.936 | 3.827 | 4.019 | 4561 | 6902 | 19004 | 10012 | 12219 | 25798 | 1.5 | 1.5 | 2 | - | - | - | - | - | - | - | - | - | - | - | - | 0 | 0 | 0 | - | - | - | - | - | N/A | N/A | N/A | 200 | 3.1208 | 3.4448
[SEER Non Multi-Split <=65kW] GEMS (Air Conditioners up to 65kW) Determination 2019 | MEPS 2019 | Simulation | P055AHR3SA-LTT | P055AHR3SA- | N/A | APAC | N/A | Ducted | Packaged | - | Air | Air | Australia,Malaysia | 17.3 | N/A | 56.1 | N/A | N/A | N/A | N/A | N/A | 15 | 54 | Simulation test | 3.1023 | 3.4443 | N/A | - | N/A | N/A | N/A | N/A | N/A | N/A | N/A | N/A | N/A | N/A | N/A | N/A | N/A | N/A | N/A | N/A | N/A | Three | R410A | Australia,Fiji,New Zealand | 153706 | 2028-04-16 |  | Approved | Reverse Cycle | N/A | No | Class 7 | No | N/A | N/A | N/A | N/A | N/A | N/A | N/A | Available | N/A | N/A | https://rinnai.com.au | https://www.apacair.com.au | N/A |  |  | AAC7428 | Yes | Two-stage | - | No | - | 56100 | 17.3 | - | - | - | Yes | 8770 | 36150 | Yes | 15590 | 59890 | - | - | - | - | 8060 | 37840 | 54000 | 15 | - | - | - | - | - | - | - | - | - | - | - | - | - | - | - | - | - | - | - | - | - | - | - | - | - | - | - | - | 3.147 | 3.189 | 3.77 | 3.936 | 3.827 | 4.019 | 4561 | 6902 | 19004 | 10012 | 12219 | 25798 | 1.5 | 1.5 | 2 | - | - | - | - | - | - | - | - | - | - | - | - | 0 | 0 | 0 | - | - | - | - | - | N/A | N/A | N/A | 200 | 3.1208 | 3.4448
[SEER Non Multi-Split <=65kW] GEMS (Air Conditioners up to 65kW) Determination 2019 | MEPS 2019 | Simulation | P055AHR3SA-RBB | P055AHR3SA- | N/A | APAC | N/A | Ducted | Packaged | - | Air | Air | Australia,Malaysia | 17.3 | N/A | 56.1 | N/A | N/A | N/A | N/A | N/A | 15 | 54 | Simulation test | 3.1023 | 3.4443 | N/A | - | N/A | N/A | N/A | N/A | N/A | N/A | N/A | N/A | N/A | N/A | N/A | N/A | N/A | N/A | N/A | N/A | N/A | Three | R410A | Australia,Fiji,New Zealand | 153706 | 2028-04-16 |  | Approved | Reverse Cycle | N/A | No | Class 7 | No | N/A | N/A | N/A | N/A | N/A | N/A | N/A | Available | N/A | N/A | https://rinnai.com.au | https://www.apacair.com.au | N/A |  |  | AAC7428 | Yes | Two-stage | - | No | - | 56100 | 17.3 | - | - | - | Yes | 8770 | 36150 | Yes | 15590 | 59890 | - | - | - | - | 8060 | 37840 | 54000 | 15 | - | - | - | - | - | - | - | - | - | - | - | - | - | - | - | - | - | - | - | - | - | - | - | - | - | - | - | - | 3.147 | 3.189 | 3.77 | 3.936 | 3.827 | 4.019 | 4561 | 6902 | 19004 | 10012 | 12219 | 25798 | 1.5 | 1.5 | 2 | - | - | - | - | - | - | - | - | - | - | - | - | 0 | 0 | 0 | - | - | - | - | - | N/A | N/A | N/A | 200 | 3.1208 | 3.4448
[SEER Non Multi-Split <=65kW] GEMS (Air Conditioners up to 65kW) Determination 2019 | MEPS 2019 | Simulation | P055AHR3SA-RRR | P055AHR3SA- | N/A | APAC | N/A | Ducted | Packaged | - | Air | Air | Australia,Malaysia | 17.3 | N/A | 56.1 | N/A | N/A | N/A | N/A | N/A | 15 | 54 | Simulation test | 3.1023 | 3.4443 | N/A | - | N/A | N/A | N/A | N/A | N/A | N/A | N/A | N/A | N/A | N/A | N/A | N/A | N/A | N/A | N/A | N/A | N/A | Three | R410A | Australia,Fiji,New Zealand | 153706 | 2028-04-16 |  | Approved | Reverse Cycle | N/A | No | Class 7 | No | N/A | N/A | N/A | N/A | N/A | N/A | N/A | Available | N/A | N/A | https://rinnai.com.au | https://www.apacair.com.au | N/A |  |  | AAC7428 | Yes | Two-stage | - | No | - | 56100 | 17.3 | - | - | - | Yes | 8770 | 36150 | Yes | 15590 | 59890 | - | - | - | - | 8060 | 37840 | 54000 | 15 | - | - | - | - | - | - | - | - | - | - | - | - | - | - | - | - | - | - | - | - | - | - | - | - | - | - | - | - | 3.147 | 3.189 | 3.77 | 3.936 | 3.827 | 4.019 | 4561 | 6902 | 19004 | 10012 | 12219 | 25798 | 1.5 | 1.5 | 2 | - | - | - | - | - | - | - | - | - | - | - | - | 0 | 0 | 0 | - | - | - | - | - | N/A | N/A | N/A | 200 | 3.1208 | 3.4448
[SEER Non Multi-Split <=65kW] GEMS (Air Conditioners up to 65kW) Determination 2019 | MEPS 2019 | Simulation | P055AHR3SA-RTR | P055AHR3SA- | N/A | APAC | N/A | Ducted | Packaged | - | Air | Air | Australia,Malaysia | 17.3 | N/A | 56.1 | N/A | N/A | N/A | N/A | N/A | 15 | 54 | Simulation test | 3.1023 | 3.4443 | N/A | - | N/A | N/A | N/A | N/A | N/A | N/A | N/A | N/A | N/A | N/A | N/A | N/A | N/A | N/A | N/A | N/A | N/A | Three | R410A | Australia,Fiji,New Zealand | 153706 | 2028-04-16 |  | Approved | Reverse Cycle | N/A | No | Class 7 | No | N/A | N/A | N/A | N/A | N/A | N/A | N/A | Available | N/A | N/A | https://rinnai.com.au | https://www.apacair.com.au | N/A |  |  | AAC7428 | Yes | Two-stage | - | No | - | 56100 | 17.3 | - | - | - | Yes | 8770 | 36150 | Yes | 15590 | 59890 | - | - | - | - | 8060 | 37840 | 54000 | 15 | - | - | - | - | - | - | - | - | - | - | - | - | - | - | - | - | - | - | - | - | - | - | - | - | - | - | - | - | 3.147 | 3.189 | 3.77 | 3.936 | 3.827 | 4.019 | 4561 | 6902 | 19004 | 10012 | 12219 | 25798 | 1.5 | 1.5 | 2 | - | - | - | - | - | - | - | - | - | - | - | - | 0 | 0 | 0 | - | - | - | - | - | N/A | N/A | N/A | 200 | 3.1208 | 3.4448
[SEER Non Multi-Split <=65kW] GEMS (Air Conditioners up to 65kW) Determination 2019 | MEPS 2019 | Simulation | P055AHR3SA-RTT | P055AHR3SA- | N/A | APAC | N/A | Ducted | Packaged | - | Air | Air | Australia,Malaysia | 17.3 | N/A | 56.1 | N/A | N/A | N/A | N/A | N/A | 15 | 54 | Simulation test | 3.1023 | 3.4443 | N/A | - | N/A | N/A | N/A | N/A | N/A | N/A | N/A | N/A | N/A | N/A | N/A | N/A | N/A | N/A | N/A | N/A | N/A | Three | R410A | Australia,Fiji,New Zealand | 153706 | 2028-04-16 |  | Approved | Reverse Cycle | N/A | No | Class 7 | No | N/A | N/A | N/A | N/A | N/A | N/A | N/A | Available | N/A | N/A | https://rinnai.com.au | https://www.apacair.com.au | N/A |  |  | AAC7428 | Yes | Two-stage | - | No | - | 56100 | 17.3 | - | - | - | Yes | 8770 | 36150 | Yes | 15590 | 59890 | - | - | - | - | 8060 | 37840 | 54000 | 15 | - | - | - | - | - | - | - | - | - | - | - | - | - | - | - | - | - | - | - | - | - | - | - | - | - | - | - | - | 3.147 | 3.189 | 3.77 | 3.936 | 3.827 | 4.019 | 4561 | 6902 | 19004 | 10012 | 12219 | 25798 | 1.5 | 1.5 | 2 | - | - | - | - | - | - | - | - | - | - | - | - | 0 | 0 | 0 | - | - | - | - | - | N/A | N/A | N/A | 200 | 3.1208 | 3.4448
[SEER Non Multi-Split <=65kW] GEMS (Air Conditioners up to 65kW) Determination 2019 | MEPS 2019 | Simulation | P065AHR3SA- | P065AHR3SA- | N/A | APAC | N/A | Ducted | Packaged | - | Air | Air | Australia,Malaysia | 19.2 | N/A | 63.5 | N/A | N/A | N/A | N/A | N/A | 17.4 | 62.9 | Simulation test | 3.1679 | 3.4532 | N/A | - | N/A | N/A | N/A | N/A | N/A | N/A | N/A | N/A | N/A | N/A | N/A | N/A | N/A | N/A | N/A | N/A | N/A | Three | R410A | Australia,Fiji,New Zealand | 153268 | 2028-04-11 |  | Approved | Reverse Cycle | N/A | No | Class 7 | No | N/A | N/A | N/A | N/A | N/A | N/A | N/A | Available | N/A | N/A | https://rinnai.com.au | https://www.apacair.com.au | N/A |  |  | AAC7418 | Yes | Two-stage | - | No | - | 63500 | 19.2 | - | - | - | Yes | 9690 | 40850 | Yes | 17160 | 67930 | - | - | - | - | 8840 | 42690 | 62900 | 17.4 | - | - | - | - | - | - | - | - | - | - | - | - | - | - | - | - | - | - | - | - | - | - | - | - | - | - | - | - | 3.286 | 3.317 | 3.895 | 4.105 | 3.975 | 4.156 | 4970 | 7546 | 20856 | 10890 | 13342 | 28269 | 1.5 | 1.5 | 2 | - | - | - | - | - | - | - | - | - | - | - | - | 0 | 0 | 0 | - | - | - | - | - | N/A | N/A | N/A | 205 | 3.1921 | 3.4765
[SEER Non Multi-Split <=65kW] GEMS (Air Conditioners up to 65kW) Determination 2019 | MEPS 2019 | Simulation | P065AHR3SA-LBB | P065AHR3SA- | N/A | APAC | N/A | Ducted | Packaged | - | Air | Air | Australia,Malaysia | 19.2 | N/A | 63.5 | N/A | N/A | N/A | N/A | N/A | 17.4 | 62.9 | Simulation test | 3.1679 | 3.4532 | N/A | - | N/A | N/A | N/A | N/A | N/A | N/A | N/A | N/A | N/A | N/A | N/A | N/A | N/A | N/A | N/A | N/A | N/A | Three | R410A | Australia,Fiji,New Zealand | 153268 | 2028-04-11 |  | Approved | Reverse Cycle | N/A | No | Class 7 | No | N/A | N/A | N/A | N/A | N/A | N/A | N/A | Available | N/A | N/A | https://rinnai.com.au | https://www.apacair.com.au | N/A |  |  | AAC7418 | Yes | Two-stage | - | No | - | 63500 | 19.2 | - | - | - | Yes | 9690 | 40850 | Yes | 17160 | 67930 | - | - | - | - | 8840 | 42690 | 62900 | 17.4 | - | - | - | - | - | - | - | - | - | - | - | - | - | - | - | - | - | - | - | - | - | - | - | - | - | - | - | - | 3.286 | 3.317 | 3.895 | 4.105 | 3.975 | 4.156 | 4970 | 7546 | 20856 | 10890 | 13342 | 28269 | 1.5 | 1.5 | 2 | - | - | - | - | - | - | - | - | - | - | - | - | 0 | 0 | 0 | - | - | - | - | - | N/A | N/A | N/A | 205 | 3.1921 | 3.4765
[SEER Non Multi-Split <=65kW] GEMS (Air Conditioners up to 65kW) Determination 2019 | MEPS 2019 | Simulation | P065AHR3SA-LRR | P065AHR3SA- | N/A | APAC | N/A | Ducted | Packaged | - | Air | Air | Australia,Malaysia | 19.2 | N/A | 63.5 | N/A | N/A | N/A | N/A | N/A | 17.4 | 62.9 | Simulation test | 3.1679 | 3.4532 | N/A | - | N/A | N/A | N/A | N/A | N/A | N/A | N/A | N/A | N/A | N/A | N/A | N/A | N/A | N/A | N/A | N/A | N/A | Three | R410A | Australia,Fiji,New Zealand | 153268 | 2028-04-11 |  | Approved | Reverse Cycle | N/A | No | Class 7 | No | N/A | N/A | N/A | N/A | N/A | N/A | N/A | Available | N/A | N/A | https://rinnai.com.au | https://www.apacair.com.au | N/A |  |  | AAC7418 | Yes | Two-stage | - | No | - | 63500 | 19.2 | - | - | - | Yes | 9690 | 40850 | Yes | 17160 | 67930 | - | - | - | - | 8840 | 42690 | 62900 | 17.4 | - | - | - | - | - | - | - | - | - | - | - | - | - | - | - | - | - | - | - | - | - | - | - | - | - | - | - | - | 3.286 | 3.317 | 3.895 | 4.105 | 3.975 | 4.156 | 4970 | 7546 | 20856 | 10890 | 13342 | 28269 | 1.5 | 1.5 | 2 | - | - | - | - | - | - | - | - | - | - | - | - | 0 | 0 | 0 | - | - | - | - | - | N/A | N/A | N/A | 205 | 3.1921 | 3.4765
[SEER Non Multi-Split <=65kW] GEMS (Air Conditioners up to 65kW) Determination 2019 | MEPS 2019 | Simulation | P065AHR3SA-LTR | P065AHR3SA- | N/A | APAC | N/A | Ducted | Packaged | - | Air | Air | Australia,Malaysia | 19.2 | N/A | 63.5 | N/A | N/A | N/A | N/A | N/A | 17.4 | 62.9 | Simulation test | 3.1679 | 3.4532 | N/A | - | N/A | N/A | N/A | N/A | N/A | N/A | N/A | N/A | N/A | N/A | N/A | N/A | N/A | N/A | N/A | N/A | N/A | Three | R410A | Australia,Fiji,New Zealand | 153268 | 2028-04-11 |  | Approved | Reverse Cycle | N/A | No | Class 7 | No | N/A | N/A | N/A | N/A | N/A | N/A | N/A | Available | N/A | N/A | https://rinnai.com.au | https://www.apacair.com.au | N/A |  |  | AAC7418 | Yes | Two-stage | - | No | - | 63500 | 19.2 | - | - | - | Yes | 9690 | 40850 | Yes | 17160 | 67930 | - | - | - | - | 8840 | 42690 | 62900 | 17.4 | - | - | - | - | - | - | - | - | - | - | - | - | - | - | - | - | - | - | - | - | - | - | - | - | - | - | - | - | 3.286 | 3.317 | 3.895 | 4.105 | 3.975 | 4.156 | 4970 | 7546 | 20856 | 10890 | 13342 | 28269 | 1.5 | 1.5 | 2 | - | - | - | - | - | - | - | - | - | - | - | - | 0 | 0 | 0 | - | - | - | - | - | N/A | N/A | N/A | 205 | 3.1921 | 3.4765
[SEER Non Multi-Split <=65kW] GEMS (Air Conditioners up to 65kW) Determination 2019 | MEPS 2019 | Simulation | P065AHR3SA-LTT | P065AHR3SA- | N/A | APAC | N/A | Ducted | Packaged | - | Air | Air | Australia,Malaysia | 19.2 | N/A | 63.5 | N/A | N/A | N/A | N/A | N/A | 17.4 | 62.9 | Simulation test | 3.1679 | 3.4532 | N/A | - | N/A | N/A | N/A | N/A | N/A | N/A | N/A | N/A | N/A | N/A | N/A | N/A | N/A | N/A | N/A | N/A | N/A | Three | R410A | Australia,Fiji,New Zealand | 153268 | 2028-04-11 |  | Approved | Reverse Cycle | N/A | No | Class 7 | No | N/A | N/A | N/A | N/A | N/A | N/A | N/A | Available | N/A | N/A | https://rinnai.com.au | https://www.apacair.com.au | N/A |  |  | AAC7418 | Yes | Two-stage | - | No | - | 63500 | 19.2 | - | - | - | Yes | 9690 | 40850 | Yes | 17160 | 67930 | - | - | - | - | 8840 | 42690 | 62900 | 17.4 | - | - | - | - | - | - | - | - | - | - | - | - | - | - | - | - | - | - | - | - | - | - | - | - | - | - | - | - | 3.286 | 3.317 | 3.895 | 4.105 | 3.975 | 4.156 | 4970 | 7546 | 20856 | 10890 | 13342 | 28269 | 1.5 | 1.5 | 2 | - | - | - | - | - | - | - | - | - | - | - | - | 0 | 0 | 0 | - | - | - | - | - | N/A | N/A | N/A | 205 | 3.1921 | 3.4765
[SEER Non Multi-Split <=65kW] GEMS (Air Conditioners up to 65kW) Determination 2019 | MEPS 2019 | Simulation | P065AHR3SA-RBB | P065AHR3SA- | N/A | APAC | N/A | Ducted | Packaged | - | Air | Air | Australia,Malaysia | 19.2 | N/A | 63.5 | N/A | N/A | N/A | N/A | N/A | 17.4 | 62.9 | Simulation test | 3.1679 | 3.4532 | N/A | - | N/A | N/A | N/A | N/A | N/A | N/A | N/A | N/A | N/A | N/A | N/A | N/A | N/A | N/A | N/A | N/A | N/A | Three | R410A | Australia,Fiji,New Zealand | 153268 | 2028-04-11 |  | Approved | Reverse Cycle | N/A | No | Class 7 | No | N/A | N/A | N/A | N/A | N/A | N/A | N/A | Available | N/A | N/A | https://rinnai.com.au | https://www.apacair.com.au | N/A |  |  | AAC7418 | Yes | Two-stage | - | No | - | 63500 | 19.2 | - | - | - | Yes | 9690 | 40850 | Yes | 17160 | 67930 | - | - | - | - | 8840 | 42690 | 62900 | 17.4 | - | - | - | - | - | - | - | - | - | - | - | - | - | - | - | - | - | - | - | - | - | - | - | - | - | - | - | - | 3.286 | 3.317 | 3.895 | 4.105 | 3.975 | 4.156 | 4970 | 7546 | 20856 | 10890 | 13342 | 28269 | 1.5 | 1.5 | 2 | - | - | - | - | - | - | - | - | - | - | - | - | 0 | 0 | 0 | - | - | - | - | - | N/A | N/A | N/A | 205 | 3.1921 | 3.4765
[SEER Non Multi-Split <=65kW] GEMS (Air Conditioners up to 65kW) Determination 2019 | MEPS 2019 | Simulation | P065AHR3SA-RRR | P065AHR3SA- | N/A | APAC | N/A | Ducted | Packaged | - | Air | Air | Australia,Malaysia | 19.2 | N/A | 63.5 | N/A | N/A | N/A | N/A | N/A | 17.4 | 62.9 | Simulation test | 3.1679 | 3.4532 | N/A | - | N/A | N/A | N/A | N/A | N/A | N/A | N/A | N/A | N/A | N/A | N/A | N/A | N/A | N/A | N/A | N/A | N/A | Three | R410A | Australia,Fiji,New Zealand | 153268 | 2028-04-11 |  | Approved | Reverse Cycle | N/A | No | Class 7 | No | N/A | N/A | N/A | N/A | N/A | N/A | N/A | Available | N/A | N/A | https://rinnai.com.au | https://www.apacair.com.au | N/A |  |  | AAC7418 | Yes | Two-stage | - | No | - | 63500 | 19.2 | - | - | - | Yes | 9690 | 40850 | Yes | 17160 | 67930 | - | - | - | - | 8840 | 42690 | 62900 | 17.4 | - | - | - | - | - | - | - | - | - | - | - | - | - | - | - | - | - | - | - | - | - | - | - | - | - | - | - | - | 3.286 | 3.317 | 3.895 | 4.105 | 3.975 | 4.156 | 4970 | 7546 | 20856 | 10890 | 13342 | 28269 | 1.5 | 1.5 | 2 | - | - | - | - | - | - | - | - | - | - | - | - | 0 | 0 | 0 | - | - | - | - | - | N/A | N/A | N/A | 205 | 3.1921 | 3.4765
[SEER Non Multi-Split <=65kW] GEMS (Air Conditioners up to 65kW) Determination 2019 | MEPS 2019 | Simulation | P065AHR3SA-RTR | P065AHR3SA- | N/A | APAC | N/A | Ducted | Packaged | - | Air | Air | Australia,Malaysia | 19.2 | N/A | 63.5 | N/A | N/A | N/A | N/A | N/A | 17.4 | 62.9 | Simulation test | 3.1679 | 3.4532 | N/A | - | N/A | N/A | N/A | N/A | N/A | N/A | N/A | N/A | N/A | N/A | N/A | N/A | N/A | N/A | N/A | N/A | N/A | Three | R410A | Australia,Fiji,New Zealand | 153268 | 2028-04-11 |  | Approved | Reverse Cycle | N/A | No | Class 7 | No | N/A | N/A | N/A | N/A | N/A | N/A | N/A | Available | N/A | N/A | https://rinnai.com.au | https://www.apacair.com.au | N/A |  |  | AAC7418 | Yes | Two-stage | - | No | - | 63500 | 19.2 | - | - | - | Yes | 9690 | 40850 | Yes | 17160 | 67930 | - | - | - | - | 8840 | 42690 | 62900 | 17.4 | - | - | - | - | - | - | - | - | - | - | - | - | - | - | - | - | - | - | - | - | - | - | - | - | - | - | - | - | 3.286 | 3.317 | 3.895 | 4.105 | 3.975 | 4.156 | 4970 | 7546 | 20856 | 10890 | 13342 | 28269 | 1.5 | 1.5 | 2 | - | - | - | - | - | - | - | - | - | - | - | - | 0 | 0 | 0 | - | - | - | - | - | N/A | N/A | N/A | 205 | 3.1921 | 3.4765
[SEER Non Multi-Split <=65kW] GEMS (Air Conditioners up to 65kW) Determination 2019 | MEPS 2019 | Simulation | P065AHR3SA-RTT | P065AHR3SA- | N/A | APAC | N/A | Ducted | Packaged | - | Air | Air | Australia,Malaysia | 19.2 | N/A | 63.5 | N/A | N/A | N/A | N/A | N/A | 17.4 | 62.9 | Simulation test | 3.1679 | 3.4532 | N/A | - | N/A | N/A | N/A | N/A | N/A | N/A | N/A | N/A | N/A | N/A | N/A | N/A | N/A | N/A | N/A | N/A | N/A | Three | R410A | Australia,Fiji,New Zealand | 153268 | 2028-04-11 |  | Approved | Reverse Cycle | N/A | No | Class 7 | No | N/A | N/A | N/A | N/A | N/A | N/A | N/A | Available | N/A | N/A | https://rinnai.com.au | https://www.apacair.com.au | N/A |  |  | AAC7418 | Yes | Two-stage | - | No | - | 63500 | 19.2 | - | - | - | Yes | 9690 | 40850 | Yes | 17160 | 67930 | - | - | - | - | 8840 | 42690 | 62900 | 17.4 | - | - | - | - | - | - | - | - | - | - | - | - | - | - | - | - | - | - | - | - | - | - | - | - | - | - | - | - | 3.286 | 3.317 | 3.895 | 4.105 | 3.975 | 4.156 | 4970 | 7546 | 20856 | 10890 | 13342 | 28269 | 1.5 | 1.5 | 2 | - | - | - | - | - | - | - | - | - | - | - | - | 0 | 0 | 0 | - | - | - | - | - | N/A | N/A | N/A | 205 | 3.1921 | 3.4765
[SEER Non Multi-Split >65kW] GEMS (Air Conditioners above 65kW) Determination 2022 | MEPS 2020 | Simulation | P075AHR3SA- | P075AHR3SA- | N/A | APAC | 16610 | Ducted | Packaged | - | Air | Air | Australia,Malaysia | 21100 | 58890 | 75.5 | N/A | N/A | N/A | N/A | N/A | 19200 | 72.9 | Simulation test | 3.4204 | 3.6446 | N/A | - | N/A | N/A | N/A | N/A | N/A | N/A | N/A | N/A | N/A | N/A | N/A | N/A | N/A | N/A | N/A | N/A | N/A | Three | R410A | Australia,Fiji,New Zealand | 152915 | 2028-03-20 |  | Approved | Reverse Cycle | N/A | No | Class 24 | No | N/A | N/A | N/A | N/A | N/A | N/A | N/A | Available | N/A | N/A | http://rinnai.com.au | https://www.apacair.com.au/ | N/A |  |  | AAC7369 | Yes | Two-stage | - | Yes | Yes | 75500 | 21100 | - | - | - | - | - | - | No | - | - | - | - | - | - | - | - | 72900 | 19200 | - | - | - | - | - | - | - | - | - | - | - | - | - | - | - | - | - | - | - | - | - | - | - | - | - | - | N/A | N/A | 3.097 | 3.176 | 3.622 | 3.821 | 3.693 | 3.832 | 6399 | 9508 | 26820 | 14041 | 17200 | 36580 | 1.5 | 1.5 | 2 | - | - | - | - | - | - | - | - | - | - | - | - | 0 | 0 | 0 | N/A | - | - | - | - | N/A | N/A | N/A | 200 | 3.4671 | 3.6677
[SEER Non Multi-Split >65kW] GEMS (Air Conditioners above 65kW) Determination 2022 | MEPS 2020 | Simulation | P075AHR3SA- | P075AHR3SA- | N/A | APAC | 16610 | Ducted | Packaged | - | Air | Air | Australia,Malaysia | 21100 | 58890 | 75.5 | N/A | N/A | N/A | N/A | N/A | 19200 | 72.9 | Simulation test | 3.4204 | 3.6446 | N/A | - | N/A | N/A | N/A | N/A | N/A | N/A | N/A | N/A | N/A | N/A | N/A | N/A | N/A | N/A | N/A | N/A | N/A | Three | R410A | Australia,Fiji,New Zealand | 152915 | 2028-03-20 |  | Approved | Reverse Cycle | N/A | No | Class 24 | No | N/A | N/A | N/A | N/A | N/A | N/A | N/A | Available | N/A | N/A | http://rinnai.com.au | https://www.apacair.com.au/ | N/A |  |  | AAC7369 | Yes | Two-stage | - | Yes | Yes | 75500 | 21100 | - | - | - | - | - | - | No | - | - | - | - | - | - | - | - | 72900 | 19200 | - | - | - | - | - | - | - | - | - | - | - | - | - | - | - | - | - | - | - | - | - | - | - | - | - | - | N/A | N/A | 3.097 | 3.176 | 3.622 | 3.821 | 3.693 | 3.832 | 6399 | 9508 | 26820 | 14041 | 17200 | 36580 | 1.5 | 1.5 | 2 | - | - | - | - | - | - | - | - | - | - | - | - | 0 | 0 | 0 | N/A | - | - | - | - | N/A | N/A | N/A | 200 | 3.4671 | 3.6677
[SEER Non Multi-Split >65kW] GEMS (Air Conditioners above 65kW) Determination 2022 | MEPS 2020 | Simulation | P075AHR3SA-LBB | P075AHR3SA- | N/A | APAC | 16610 | Ducted | Packaged | - | Air | Air | Australia,Malaysia | 21100 | 58890 | 75.5 | N/A | N/A | N/A | N/A | N/A | 19200 | 72.9 | Simulation test | 3.4204 | 3.6446 | N/A | - | N/A | N/A | N/A | N/A | N/A | N/A | N/A | N/A | N/A | N/A | N/A | N/A | N/A | N/A | N/A | N/A | N/A | Three | R410A | Australia,Fiji,New Zealand | 152915 | 2028-03-20 |  | Approved | Reverse Cycle | N/A | No | Class 24 | No | N/A | N/A | N/A | N/A | N/A | N/A | N/A | Available | N/A | N/A | http://rinnai.com.au | https://www.apacair.com.au/ | N/A |  |  | AAC7369 | Yes | Two-stage | - | Yes | Yes | 75500 | 21100 | - | - | - | - | - | - | No | - | - | - | - | - | - | - | - | 72900 | 19200 | - | - | - | - | - | - | - | - | - | - | - | - | - | - | - | - | - | - | - | - | - | - | - | - | - | - | N/A | N/A | 3.097 | 3.176 | 3.622 | 3.821 | 3.693 | 3.832 | 6399 | 9508 | 26820 | 14041 | 17200 | 36580 | 1.5 | 1.5 | 2 | - | - | - | - | - | - | - | - | - | - | - | - | 0 | 0 | 0 | N/A | - | - | - | - | N/A | N/A | N/A | 200 | 3.4671 | 3.6677
[SEER Non Multi-Split >65kW] GEMS (Air Conditioners above 65kW) Determination 2022 | MEPS 2020 | Simulation | P075AHR3SA-LRR | P075AHR3SA- | N/A | APAC | 16610 | Ducted | Packaged | - | Air | Air | Australia,Malaysia | 21100 | 58890 | 75.5 | N/A | N/A | N/A | N/A | N/A | 19200 | 72.9 | Simulation test | 3.4204 | 3.6446 | N/A | - | N/A | N/A | N/A | N/A | N/A | N/A | N/A | N/A | N/A | N/A | N/A | N/A | N/A | N/A | N/A | N/A | N/A | Three | R410A | Australia,Fiji,New Zealand | 152915 | 2028-03-20 |  | Approved | Reverse Cycle | N/A | No | Class 24 | No | N/A | N/A | N/A | N/A | N/A | N/A | N/A | Available | N/A | N/A | http://rinnai.com.au | https://www.apacair.com.au/ | N/A |  |  | AAC7369 | Yes | Two-stage | - | Yes | Yes | 75500 | 21100 | - | - | - | - | - | - | No | - | - | - | - | - | - | - | - | 72900 | 19200 | - | - | - | - | - | - | - | - | - | - | - | - | - | - | - | - | - | - | - | - | - | - | - | - | - | - | N/A | N/A | 3.097 | 3.176 | 3.622 | 3.821 | 3.693 | 3.832 | 6399 | 9508 | 26820 | 14041 | 17200 | 36580 | 1.5 | 1.5 | 2 | - | - | - | - | - | - | - | - | - | - | - | - | 0 | 0 | 0 | N/A | - | - | - | - | N/A | N/A | N/A | 200 | 3.4671 | 3.6677
[SEER Non Multi-Split >65kW] GEMS (Air Conditioners above 65kW) Determination 2022 | MEPS 2020 | Simulation | P075AHR3SA-LTR | P075AHR3SA- | N/A | APAC | 16610 | Ducted | Packaged | - | Air | Air | Australia,Malaysia | 21100 | 58890 | 75.5 | N/A | N/A | N/A | N/A | N/A | 19200 | 72.9 | Simulation test | 3.4204 | 3.6446 | N/A | - | N/A | N/A | N/A | N/A | N/A | N/A | N/A | N/A | N/A | N/A | N/A | N/A | N/A | N/A | N/A | N/A | N/A | Three | R410A | Australia,Fiji,New Zealand | 152915 | 2028-03-20 |  | Approved | Reverse Cycle | N/A | No | Class 24 | No | N/A | N/A | N/A | N/A | N/A | N/A | N/A | Available | N/A | N/A | http://rinnai.com.au | https://www.apacair.com.au/ | N/A |  |  | AAC7369 | Yes | Two-stage | - | Yes | Yes | 75500 | 21100 | - | - | - | - | - | - | No | - | - | - | - | - | - | - | - | 72900 | 19200 | - | - | - | - | - | - | - | - | - | - | - | - | - | - | - | - | - | - | - | - | - | - | - | - | - | - | N/A | N/A | 3.097 | 3.176 | 3.622 | 3.821 | 3.693 | 3.832 | 6399 | 9508 | 26820 | 14041 | 17200 | 36580 | 1.5 | 1.5 | 2 | - | - | - | - | - | - | - | - | - | - | - | - | 0 | 0 | 0 | N/A | - | - | - | - | N/A | N/A | N/A | 200 | 3.4671 | 3.6677
[SEER Non Multi-Split >65kW] GEMS (Air Conditioners above 65kW) Determination 2022 | MEPS 2020 | Simulation | P075AHR3SA-LTT | P075AHR3SA- | N/A | APAC | 16610 | Ducted | Packaged | - | Air | Air | Australia,Malaysia | 21100 | 58890 | 75.5 | N/A | N/A | N/A | N/A | N/A | 19200 | 72.9 | Simulation test | 3.4204 | 3.6446 | N/A | - | N/A | N/A | N/A | N/A | N/A | N/A | N/A | N/A | N/A | N/A | N/A | N/A | N/A | N/A | N/A | N/A | N/A | Three | R410A | Australia,Fiji,New Zealand | 152915 | 2028-03-20 |  | Approved | Reverse Cycle | N/A | No | Class 24 | No | N/A | N/A | N/A | N/A | N/A | N/A | N/A | Available | N/A | N/A | http://rinnai.com.au | https://www.apacair.com.au/ | N/A |  |  | AAC7369 | Yes | Two-stage | - | Yes | Yes | 75500 | 21100 | - | - | - | - | - | - | No | - | - | - | - | - | - | - | - | 72900 | 19200 | - | - | - | - | - | - | - | - | - | - | - | - | - | - | - | - | - | - | - | - | - | - | - | - | - | - | N/A | N/A | 3.097 | 3.176 | 3.622 | 3.821 | 3.693 | 3.832 | 6399 | 9508 | 26820 | 14041 | 17200 | 36580 | 1.5 | 1.5 | 2 | - | - | - | - | - | - | - | - | - | - | - | - | 0 | 0 | 0 | N/A | - | - | - | - | N/A | N/A | N/A | 200 | 3.4671 | 3.6677
[SEER Non Multi-Split >65kW] GEMS (Air Conditioners above 65kW) Determination 2022 | MEPS 2020 | Simulation | P075AHR3SA-RBB | P075AHR3SA- | N/A | APAC | 16610 | Ducted | Packaged | - | Air | Air | Australia,Malaysia | 21100 | 58890 | 75.5 | N/A | N/A | N/A | N/A | N/A | 19200 | 72.9 | Simulation test | 3.4204 | 3.6446 | N/A | - | N/A | N/A | N/A | N/A | N/A | N/A | N/A | N/A | N/A | N/A | N/A | N/A | N/A | N/A | N/A | N/A | N/A | Three | R410A | Australia,Fiji,New Zealand | 152915 | 2028-03-20 |  | Approved | Reverse Cycle | N/A | No | Class 24 | No | N/A | N/A | N/A | N/A | N/A | N/A | N/A | Available | N/A | N/A | http://rinnai.com.au | https://www.apacair.com.au/ | N/A |  |  | AAC7369 | Yes | Two-stage | - | Yes | Yes | 75500 | 21100 | - | - | - | - | - | - | No | - | - | - | - | - | - | - | - | 72900 | 19200 | - | - | - | - | - | - | - | - | - | - | - | - | - | - | - | - | - | - | - | - | - | - | - | - | - | - | N/A | N/A | 3.097 | 3.176 | 3.622 | 3.821 | 3.693 | 3.832 | 6399 | 9508 | 26820 | 14041 | 17200 | 36580 | 1.5 | 1.5 | 2 | - | - | - | - | - | - | - | - | - | - | - | - | 0 | 0 | 0 | N/A | - | - | - | - | N/A | N/A | N/A | 200 | 3.4671 | 3.6677
[SEER Non Multi-Split >65kW] GEMS (Air Conditioners above 65kW) Determination 2022 | MEPS 2020 | Simulation | P075AHR3SA-RRR | P075AHR3SA- | N/A | APAC | 16610 | Ducted | Packaged | - | Air | Air | Australia,Malaysia | 21100 | 58890 | 75.5 | N/A | N/A | N/A | N/A | N/A | 19200 | 72.9 | Simulation test | 3.4204 | 3.6446 | N/A | - | N/A | N/A | N/A | N/A | N/A | N/A | N/A | N/A | N/A | N/A | N/A | N/A | N/A | N/A | N/A | N/A | N/A | Three | R410A | Australia,Fiji,New Zealand | 152915 | 2028-03-20 |  | Approved | Reverse Cycle | N/A | No | Class 24 | No | N/A | N/A | N/A | N/A | N/A | N/A | N/A | Available | N/A | N/A | http://rinnai.com.au | https://www.apacair.com.au/ | N/A |  |  | AAC7369 | Yes | Two-stage | - | Yes | Yes | 75500 | 21100 | - | - | - | - | - | - | No | - | - | - | - | - | - | - | - | 72900 | 19200 | - | - | - | - | - | - | - | - | - | - | - | - | - | - | - | - | - | - | - | - | - | - | - | - | - | - | N/A | N/A | 3.097 | 3.176 | 3.622 | 3.821 | 3.693 | 3.832 | 6399 | 9508 | 26820 | 14041 | 17200 | 36580 | 1.5 | 1.5 | 2 | - | - | - | - | - | - | - | - | - | - | - | - | 0 | 0 | 0 | N/A | - | - | - | - | N/A | N/A | N/A | 200 | 3.4671 | 3.6677
[SEER Non Multi-Split >65kW] GEMS (Air Conditioners above 65kW) Determination 2022 | MEPS 2020 | Simulation | P075AHR3SA-RTR | P075AHR3SA- | N/A | APAC | 16610 | Ducted | Packaged | - | Air | Air | Australia,Malaysia | 21100 | 58890 | 75.5 | N/A | N/A | N/A | N/A | N/A | 19200 | 72.9 | Simulation test | 3.4204 | 3.6446 | N/A | - | N/A | N/A | N/A | N/A | N/A | N/A | N/A | N/A | N/A | N/A | N/A | N/A | N/A | N/A | N/A | N/A | N/A | Three | R410A | Australia,Fiji,New Zealand | 152915 | 2028-03-20 |  | Approved | Reverse Cycle | N/A | No | Class 24 | No | N/A | N/A | N/A | N/A | N/A | N/A | N/A | Available | N/A | N/A | http://rinnai.com.au | https://www.apacair.com.au/ | N/A |  |  | AAC7369 | Yes | Two-stage | - | Yes | Yes | 75500 | 21100 | - | - | - | - | - | - | No | - | - | - | - | - | - | - | - | 72900 | 19200 | - | - | - | - | - | - | - | - | - | - | - | - | - | - | - | - | - | - | - | - | - | - | - | - | - | - | N/A | N/A | 3.097 | 3.176 | 3.622 | 3.821 | 3.693 | 3.832 | 6399 | 9508 | 26820 | 14041 | 17200 | 36580 | 1.5 | 1.5 | 2 | - | - | - | - | - | - | - | - | - | - | - | - | 0 | 0 | 0 | N/A | - | - | - | - | N/A | N/A | N/A | 200 | 3.4671 | 3.6677
[SEER Non Multi-Split >65kW] GEMS (Air Conditioners above 65kW) Determination 2022 | MEPS 2020 | Simulation | P075AHR3SA-RTT | P075AHR3SA- | N/A | APAC | 16610 | Ducted | Packaged | - | Air | Air | Australia,Malaysia | 21100 | 58890 | 75.5 | N/A | N/A | N/A | N/A | N/A | 19200 | 72.9 | Simulation test | 3.4204 | 3.6446 | N/A | - | N/A | N/A | N/A | N/A | N/A | N/A | N/A | N/A | N/A | N/A | N/A | N/A | N/A | N/A | N/A | N/A | N/A | Three | R410A | Australia,Fiji,New Zealand | 152915 | 2028-03-20 |  | Approved | Reverse Cycle | N/A | No | Class 24 | No | N/A | N/A | N/A | N/A | N/A | N/A | N/A | Available | N/A | N/A | http://rinnai.com.au | https://www.apacair.com.au/ | N/A |  |  | AAC7369 | Yes | Two-stage | - | Yes | Yes | 75500 | 21100 | - | - | - | - | - | - | No | - | - | - | - | - | - | - | - | 72900 | 19200 | - | - | - | - | - | - | - | - | - | - | - | - | - | - | - | - | - | - | - | - | - | - | - | - | - | - | N/A | N/A | 3.097 | 3.176 | 3.622 | 3.821 | 3.693 | 3.832 | 6399 | 9508 | 26820 | 14041 | 17200 | 36580 | 1.5 | 1.5 | 2 | - | - | - | - | - | - | - | - | - | - | - | - | 0 | 0 | 0 | N/A | - | - | - | - | N/A | N/A | N/A | 200 | 3.4671 | 3.6677
[SEER Non Multi-Split >65kW] GEMS (Air Conditioners above 65kW) Determination 2022 | MEPS 2020 | Simulation | P085AHR3SA- | P085AHR3SA- | N/A | APAC | 17661 | Ducted | Packaged | - | Air | Air | Australia,Malaysia | 24100 | 66439 | 84.1 | N/A | N/A | N/A | N/A | N/A | 21500 | 80.8 | Simulation test | 3.345 | 3.6034 | N/A | - | N/A | N/A | N/A | N/A | N/A | N/A | N/A | N/A | N/A | N/A | N/A | N/A | N/A | N/A | N/A | N/A | N/A | Three | R410A | Australia,Fiji,New Zealand | 153045 | 2028-03-20 |  | Approved | Reverse Cycle | N/A | No | Class 24 | No | N/A | N/A | N/A | N/A | N/A | N/A | N/A | Available | N/A | N/A | http://rinnai.com.au | https://www.apacair.com.au/ | N/A |  |  | AAC7370 | Yes | Two-stage | - | Yes | Yes | 84100 | 24100 | - | - | - | - | - | - | No | - | - | - | - | - | - | - | - | 80800 | 21500 | - | - | - | - | - | - | - | - | - | - | - | - | - | - | - | - | - | - | - | - | - | - | - | - | - | - | N/A | N/A | 3.083 | 3.149 | 3.552 | 3.76 | 3.628 | 3.75 | 7214 | 10747 | 30527 | 15948 | 19556 | 41694 | 1.5 | 1.5 | 2 | - | - | - | - | - | - | - | - | - | - | - | - | 0 | 0 | 0 | N/A | - | - | - | - | N/A | N/A | N/A | 200 | 3.3944 | 3.6436
[SEER Non Multi-Split >65kW] GEMS (Air Conditioners above 65kW) Determination 2022 | MEPS 2020 | Simulation | P085AHR3SA- | P085AHR3SA- | N/A | APAC | 17661 | Ducted | Packaged | - | Air | Air | Australia,Malaysia | 24100 | 66439 | 84.1 | N/A | N/A | N/A | N/A | N/A | 21500 | 80.8 | Simulation test | 3.345 | 3.6034 | N/A | - | N/A | N/A | N/A | N/A | N/A | N/A | N/A | N/A | N/A | N/A | N/A | N/A | N/A | N/A | N/A | N/A | N/A | Three | R410A | Australia,Fiji,New Zealand | 153045 | 2028-03-20 |  | Approved | Reverse Cycle | N/A | No | Class 24 | No | N/A | N/A | N/A | N/A | N/A | N/A | N/A | Available | N/A | N/A | http://rinnai.com.au | https://www.apacair.com.au/ | N/A |  |  | AAC7370 | Yes | Two-stage | - | Yes | Yes | 84100 | 24100 | - | - | - | - | - | - | No | - | - | - | - | - | - | - | - | 80800 | 21500 | - | - | - | - | - | - | - | - | - | - | - | - | - | - | - | - | - | - | - | - | - | - | - | - | - | - | N/A | N/A | 3.083 | 3.149 | 3.552 | 3.76 | 3.628 | 3.75 | 7214 | 10747 | 30527 | 15948 | 19556 | 41694 | 1.5 | 1.5 | 2 | - | - | - | - | - | - | - | - | - | - | - | - | 0 | 0 | 0 | N/A | - | - | - | - | N/A | N/A | N/A | 200 | 3.3944 | 3.6436
[SEER Non Multi-Split >65kW] GEMS (Air Conditioners above 65kW) Determination 2022 | MEPS 2020 | Simulation | P085AHR3SA-LBB | P085AHR3SA- | N/A | APAC | 17661 | Ducted | Packaged | - | Air | Air | Australia,Malaysia | 24100 | 66439 | 84.1 | N/A | N/A | N/A | N/A | N/A | 21500 | 80.8 | Simulation test | 3.345 | 3.6034 | N/A | - | N/A | N/A | N/A | N/A | N/A | N/A | N/A | N/A | N/A | N/A | N/A | N/A | N/A | N/A | N/A | N/A | N/A | Three | R410A | Australia,Fiji,New Zealand | 153045 | 2028-03-20 |  | Approved | Reverse Cycle | N/A | No | Class 24 | No | N/A | N/A | N/A | N/A | N/A | N/A | N/A | Available | N/A | N/A | http://rinnai.com.au | https://www.apacair.com.au/ | N/A |  |  | AAC7370 | Yes | Two-stage | - | Yes | Yes | 84100 | 24100 | - | - | - | - | - | - | No | - | - | - | - | - | - | - | - | 80800 | 21500 | - | - | - | - | - | - | - | - | - | - | - | - | - | - | - | - | - | - | - | - | - | - | - | - | - | - | N/A | N/A | 3.083 | 3.149 | 3.552 | 3.76 | 3.628 | 3.75 | 7214 | 10747 | 30527 | 15948 | 19556 | 41694 | 1.5 | 1.5 | 2 | - | - | - | - | - | - | - | - | - | - | - | - | 0 | 0 | 0 | N/A | - | - | - | - | N/A | N/A | N/A | 200 | 3.3944 | 3.6436
[SEER Non Multi-Split >65kW] GEMS (Air Conditioners above 65kW) Determination 2022 | MEPS 2020 | Simulation | P085AHR3SA-LRR | P085AHR3SA- | N/A | APAC | 17661 | Ducted | Packaged | - | Air | Air | Australia,Malaysia | 24100 | 66439 | 84.1 | N/A | N/A | N/A | N/A | N/A | 21500 | 80.8 | Simulation test | 3.345 | 3.6034 | N/A | - | N/A | N/A | N/A | N/A | N/A | N/A | N/A | N/A | N/A | N/A | N/A | N/A | N/A | N/A | N/A | N/A | N/A | Three | R410A | Australia,Fiji,New Zealand | 153045 | 2028-03-20 |  | Approved | Reverse Cycle | N/A | No | Class 24 | No | N/A | N/A | N/A | N/A | N/A | N/A | N/A | Available | N/A | N/A | http://rinnai.com.au | https://www.apacair.com.au/ | N/A |  |  | AAC7370 | Yes | Two-stage | - | Yes | Yes | 84100 | 24100 | - | - | - | - | - | - | No | - | - | - | - | - | - | - | - | 80800 | 21500 | - | - | - | - | - | - | - | - | - | - | - | - | - | - | - | - | - | - | - | - | - | - | - | - | - | - | N/A | N/A | 3.083 | 3.149 | 3.552 | 3.76 | 3.628 | 3.75 | 7214 | 10747 | 30527 | 15948 | 19556 | 41694 | 1.5 | 1.5 | 2 | - | - | - | - | - | - | - | - | - | - | - | - | 0 | 0 | 0 | N/A | - | - | - | - | N/A | N/A | N/A | 200 | 3.3944 | 3.6436
[SEER Non Multi-Split >65kW] GEMS (Air Conditioners above 65kW) Determination 2022 | MEPS 2020 | Simulation | P085AHR3SA-LTR | P085AHR3SA- | N/A | APAC | 17661 | Ducted | Packaged | - | Air | Air | Australia,Malaysia | 24100 | 66439 | 84.1 | N/A | N/A | N/A | N/A | N/A | 21500 | 80.8 | Simulation test | 3.345 | 3.6034 | N/A | - | N/A | N/A | N/A | N/A | N/A | N/A | N/A | N/A | N/A | N/A | N/A | N/A | N/A | N/A | N/A | N/A | N/A | Three | R410A | Australia,Fiji,New Zealand | 153045 | 2028-03-20 |  | Approved | Reverse Cycle | N/A | No | Class 24 | No | N/A | N/A | N/A | N/A | N/A | N/A | N/A | Available | N/A | N/A | http://rinnai.com.au | https://www.apacair.com.au/ | N/A |  |  | AAC7370 | Yes | Two-stage | - | Yes | Yes | 84100 | 24100 | - | - | - | - | - | - | No | - | - | - | - | - | - | - | - | 80800 | 21500 | - | - | - | - | - | - | - | - | - | - | - | - | - | - | - | - | - | - | - | - | - | - | - | - | - | - | N/A | N/A | 3.083 | 3.149 | 3.552 | 3.76 | 3.628 | 3.75 | 7214 | 10747 | 30527 | 15948 | 19556 | 41694 | 1.5 | 1.5 | 2 | - | - | - | - | - | - | - | - | - | - | - | - | 0 | 0 | 0 | N/A | - | - | - | - | N/A | N/A | N/A | 200 | 3.3944 | 3.6436
[SEER Non Multi-Split >65kW] GEMS (Air Conditioners above 65kW) Determination 2022 | MEPS 2020 | Simulation | P085AHR3SA-LTT | P085AHR3SA- | N/A | APAC | 17661 | Ducted | Packaged | - | Air | Air | Australia,Malaysia | 24100 | 66439 | 84.1 | N/A | N/A | N/A | N/A | N/A | 21500 | 80.8 | Simulation test | 3.345 | 3.6034 | N/A | - | N/A | N/A | N/A | N/A | N/A | N/A | N/A | N/A | N/A | N/A | N/A | N/A | N/A | N/A | N/A | N/A | N/A | Three | R410A | Australia,Fiji,New Zealand | 153045 | 2028-03-20 |  | Approved | Reverse Cycle | N/A | No | Class 24 | No | N/A | N/A | N/A | N/A | N/A | N/A | N/A | Available | N/A | N/A | http://rinnai.com.au | https://www.apacair.com.au/ | N/A |  |  | AAC7370 | Yes | Two-stage | - | Yes | Yes | 84100 | 24100 | - | - | - | - | - | - | No | - | - | - | - | - | - | - | - | 80800 | 21500 | - | - | - | - | - | - | - | - | - | - | - | - | - | - | - | - | - | - | - | - | - | - | - | - | - | - | N/A | N/A | 3.083 | 3.149 | 3.552 | 3.76 | 3.628 | 3.75 | 7214 | 10747 | 30527 | 15948 | 19556 | 41694 | 1.5 | 1.5 | 2 | - | - | - | - | - | - | - | - | - | - | - | - | 0 | 0 | 0 | N/A | - | - | - | - | N/A | N/A | N/A | 200 | 3.3944 | 3.6436
[SEER Non Multi-Split >65kW] GEMS (Air Conditioners above 65kW) Determination 2022 | MEPS 2020 | Simulation | P085AHR3SA-RBB | P085AHR3SA- | N/A | APAC | 17661 | Ducted | Packaged | - | Air | Air | Australia,Malaysia | 24100 | 66439 | 84.1 | N/A | N/A | N/A | N/A | N/A | 21500 | 80.8 | Simulation test | 3.345 | 3.6034 | N/A | - | N/A | N/A | N/A | N/A | N/A | N/A | N/A | N/A | N/A | N/A | N/A | N/A | N/A | N/A | N/A | N/A | N/A | Three | R410A | Australia,Fiji,New Zealand | 153045 | 2028-03-20 |  | Approved | Reverse Cycle | N/A | No | Class 24 | No | N/A | N/A | N/A | N/A | N/A | N/A | N/A | Available | N/A | N/A | http://rinnai.com.au | https://www.apacair.com.au/ | N/A |  |  | AAC7370 | Yes | Two-stage | - | Yes | Yes | 84100 | 24100 | - | - | - | - | - | - | No | - | - | - | - | - | - | - | - | 80800 | 21500 | - | - | - | - | - | - | - | - | - | - | - | - | - | - | - | - | - | - | - | - | - | - | - | - | - | - | N/A | N/A | 3.083 | 3.149 | 3.552 | 3.76 | 3.628 | 3.75 | 7214 | 10747 | 30527 | 15948 | 19556 | 41694 | 1.5 | 1.5 | 2 | - | - | - | - | - | - | - | - | - | - | - | - | 0 | 0 | 0 | N/A | - | - | - | - | N/A | N/A | N/A | 200 | 3.3944 | 3.6436
[SEER Non Multi-Split >65kW] GEMS (Air Conditioners above 65kW) Determination 2022 | MEPS 2020 | Simulation | P085AHR3SA-RRR | P085AHR3SA- | N/A | APAC | 17661 | Ducted | Packaged | - | Air | Air | Australia,Malaysia | 24100 | 66439 | 84.1 | N/A | N/A | N/A | N/A | N/A | 21500 | 80.8 | Simulation test | 3.345 | 3.6034 | N/A | - | N/A | N/A | N/A | N/A | N/A | N/A | N/A | N/A | N/A | N/A | N/A | N/A | N/A | N/A | N/A | N/A | N/A | Three | R410A | Australia,Fiji,New Zealand | 153045 | 2028-03-20 |  | Approved | Reverse Cycle | N/A | No | Class 24 | No | N/A | N/A | N/A | N/A | N/A | N/A | N/A | Available | N/A | N/A | http://rinnai.com.au | https://www.apacair.com.au/ | N/A |  |  | AAC7370 | Yes | Two-stage | - | Yes | Yes | 84100 | 24100 | - | - | - | - | - | - | No | - | - | - | - | - | - | - | - | 80800 | 21500 | - | - | - | - | - | - | - | - | - | - | - | - | - | - | - | - | - | - | - | - | - | - | - | - | - | - | N/A | N/A | 3.083 | 3.149 | 3.552 | 3.76 | 3.628 | 3.75 | 7214 | 10747 | 30527 | 15948 | 19556 | 41694 | 1.5 | 1.5 | 2 | - | - | - | - | - | - | - | - | - | - | - | - | 0 | 0 | 0 | N/A | - | - | - | - | N/A | N/A | N/A | 200 | 3.3944 | 3.6436
[SEER Non Multi-Split >65kW] GEMS (Air Conditioners above 65kW) Determination 2022 | MEPS 2020 | Simulation | P085AHR3SA-RTR | P085AHR3SA- | N/A | APAC | 17661 | Ducted | Packaged | - | Air | Air | Australia,Malaysia | 24100 | 66439 | 84.1 | N/A | N/A | N/A | N/A | N/A | 21500 | 80.8 | Simulation test | 3.345 | 3.6034 | N/A | - | N/A | N/A | N/A | N/A | N/A | N/A | N/A | N/A | N/A | N/A | N/A | N/A | N/A | N/A | N/A | N/A | N/A | Three | R410A | Australia,Fiji,New Zealand | 153045 | 2028-03-20 |  | Approved | Reverse Cycle | N/A | No | Class 24 | No | N/A | N/A | N/A | N/A | N/A | N/A | N/A | Available | N/A | N/A | http://rinnai.com.au | https://www.apacair.com.au/ | N/A |  |  | AAC7370 | Yes | Two-stage | - | Yes | Yes | 84100 | 24100 | - | - | - | - | - | - | No | - | - | - | - | - | - | - | - | 80800 | 21500 | - | - | - | - | - | - | - | - | - | - | - | - | - | - | - | - | - | - | - | - | - | - | - | - | - | - | N/A | N/A | 3.083 | 3.149 | 3.552 | 3.76 | 3.628 | 3.75 | 7214 | 10747 | 30527 | 15948 | 19556 | 41694 | 1.5 | 1.5 | 2 | - | - | - | - | - | - | - | - | - | - | - | - | 0 | 0 | 0 | N/A | - | - | - | - | N/A | N/A | N/A | 200 | 3.3944 | 3.6436
[SEER Non Multi-Split >65kW] GEMS (Air Conditioners above 65kW) Determination 2022 | MEPS 2020 | Simulation | P085AHR3SA-RTT | P085AHR3SA- | N/A | APAC | 17661 | Ducted | Packaged | - | Air | Air | Australia,Malaysia | 24100 | 66439 | 84.1 | N/A | N/A | N/A | N/A | N/A | 21500 | 80.8 | Simulation test | 3.345 | 3.6034 | N/A | - | N/A | N/A | N/A | N/A | N/A | N/A | N/A | N/A | N/A | N/A | N/A | N/A | N/A | N/A | N/A | N/A | N/A | Three | R410A | Australia,Fiji,New Zealand | 153045 | 2028-03-20 |  | Approved | Reverse Cycle | N/A | No | Class 24 | No | N/A | N/A | N/A | N/A | N/A | N/A | N/A | Available | N/A | N/A | http://rinnai.com.au | https://www.apacair.com.au/ | N/A |  |  | AAC7370 | Yes | Two-stage | - | Yes | Yes | 84100 | 24100 | - | - | - | - | - | - | No | - | - | - | - | - | - | - | - | 80800 | 21500 | - | - | - | - | - | - | - | - | - | - | - | - | - | - | - | - | - | - | - | - | - | - | - | - | - | - | N/A | N/A | 3.083 | 3.149 | 3.552 | 3.76 | 3.628 | 3.75 | 7214 | 10747 | 30527 | 15948 | 19556 | 41694 | 1.5 | 1.5 | 2 | - | - | - | - | - | - | - | - | - | - | - | - | 0 | 0 | 0 | N/A | - | - | - | - | N/A | N/A | N/A | 200 | 3.3944 | 3.6436
[SEER Non Multi-Split >65kW] GEMS (Air Conditioners above 65kW) Determination 2022 | MEPS 2020 | Simulation | P095AHR3SA- | P095AHR3SA- | N/A | APAC | 19761 | Ducted | Packaged | - | Air | Air | Australia,Malaysia | 29800 | 74339 | 94.1 | N/A | N/A | N/A | N/A | N/A | 25900 | 92.2 | Simulation test | 3.0286 | 3.416 | N/A | - | N/A | N/A | N/A | N/A | N/A | N/A | N/A | N/A | N/A | N/A | N/A | N/A | N/A | N/A | N/A | N/A | N/A | Three | R410A | Australia,Fiji,New Zealand | 153048 | 2028-03-13 |  | Approved | Reverse Cycle | N/A | No | Class 24 | No | N/A | N/A | N/A | N/A | N/A | N/A | N/A | Available | N/A | N/A | http://rinnai.com.au | https://www.apacair.com.au/ | N/A |  |  | AAC7350 | Yes | Two-stage | - | Yes | Yes | 94100 | 29800 | - | - | - | - | - | - | No | - | - | - | - | - | - | - | - | 92200 | 25900 | - | - | - | - | - | - | - | - | - | - | - | - | - | - | - | - | - | - | - | - | - | - | - | - | - | - | N/A | N/A | 2.869 | 2.915 | 3.239 | 3.444 | 3.316 | 3.409 | 8763 | 13101 | 37570 | 19573 | 24034 | 51411 | 1 | 1 | 1.5 | - | - | - | - | - | - | - | - | - | - | - | - | 0 | 0 | 0 | N/A | - | - | - | - | N/A | N/A | N/A | 200 | 3.0877 | 3.4693
[SEER Non Multi-Split >65kW] GEMS (Air Conditioners above 65kW) Determination 2022 | MEPS 2020 | Simulation | P095AHR3SA- | P095AHR3SA- | N/A | APAC | 19761 | Ducted | Packaged | - | Air | Air | Australia,Malaysia | 29800 | 74339 | 94.1 | N/A | N/A | N/A | N/A | N/A | 25900 | 92.2 | Simulation test | 3.0286 | 3.416 | N/A | - | N/A | N/A | N/A | N/A | N/A | N/A | N/A | N/A | N/A | N/A | N/A | N/A | N/A | N/A | N/A | N/A | N/A | Three | R410A | Australia,Fiji,New Zealand | 153048 | 2028-03-13 |  | Approved | Reverse Cycle | N/A | No | Class 24 | No | N/A | N/A | N/A | N/A | N/A | N/A | N/A | Available | N/A | N/A | http://rinnai.com.au | https://www.apacair.com.au/ | N/A |  |  | AAC7350 | Yes | Two-stage | - | Yes | Yes | 94100 | 29800 | - | - | - | - | - | - | No | - | - | - | - | - | - | - | - | 92200 | 25900 | - | - | - | - | - | - | - | - | - | - | - | - | - | - | - | - | - | - | - | - | - | - | - | - | - | - | N/A | N/A | 2.869 | 2.915 | 3.239 | 3.444 | 3.316 | 3.409 | 8763 | 13101 | 37570 | 19573 | 24034 | 51411 | 1 | 1 | 1.5 | - | - | - | - | - | - | - | - | - | - | - | - | 0 | 0 | 0 | N/A | - | - | - | - | N/A | N/A | N/A | 200 | 3.0877 | 3.4693
[SEER Non Multi-Split >65kW] GEMS (Air Conditioners above 65kW) Determination 2022 | MEPS 2020 | Simulation | P095AHR3SA-CXX | P095AHR3SA- | N/A | APAC | 19761 | Ducted | Packaged | - | Air | Air | Australia,Malaysia | 29800 | 74339 | 94.1 | N/A | N/A | N/A | N/A | N/A | 25900 | 92.2 | Simulation test | 3.0286 | 3.416 | N/A | - | N/A | N/A | N/A | N/A | N/A | N/A | N/A | N/A | N/A | N/A | N/A | N/A | N/A | N/A | N/A | N/A | N/A | Three | R410A | Australia,Fiji,New Zealand | 153048 | 2028-03-13 |  | Approved | Reverse Cycle | N/A | No | Class 24 | No | N/A | N/A | N/A | N/A | N/A | N/A | N/A | Available | N/A | N/A | http://rinnai.com.au | https://www.apacair.com.au/ | N/A |  |  | AAC7350 | Yes | Two-stage | - | Yes | Yes | 94100 | 29800 | - | - | - | - | - | - | No | - | - | - | - | - | - | - | - | 92200 | 25900 | - | - | - | - | - | - | - | - | - | - | - | - | - | - | - | - | - | - | - | - | - | - | - | - | - | - | N/A | N/A | 2.869 | 2.915 | 3.239 | 3.444 | 3.316 | 3.409 | 8763 | 13101 | 37570 | 19573 | 24034 | 51411 | 1 | 1 | 1.5 | - | - | - | - | - | - | - | - | - | - | - | - | 0 | 0 | 0 | N/A | - | - | - | - | N/A | N/A | N/A | 200 | 3.0877 | 3.4693
[SEER Non Multi-Split >65kW] GEMS (Air Conditioners above 65kW) Determination 2022 | MEPS 2020 | Simulation | P095AHR3SA-LRR | P095AHR3SA- | N/A | APAC | 19761 | Ducted | Packaged | - | Air | Air | Australia,Malaysia | 29800 | 74339 | 94.1 | N/A | N/A | N/A | N/A | N/A | 25900 | 92.2 | Simulation test | 3.0286 | 3.416 | N/A | - | N/A | N/A | N/A | N/A | N/A | N/A | N/A | N/A | N/A | N/A | N/A | N/A | N/A | N/A | N/A | N/A | N/A | Three | R410A | Australia,Fiji,New Zealand | 153048 | 2028-03-13 |  | Approved | Reverse Cycle | N/A | No | Class 24 | No | N/A | N/A | N/A | N/A | N/A | N/A | N/A | Available | N/A | N/A | http://rinnai.com.au | https://www.apacair.com.au/ | N/A |  |  | AAC7350 | Yes | Two-stage | - | Yes | Yes | 94100 | 29800 | - | - | - | - | - | - | No | - | - | - | - | - | - | - | - | 92200 | 25900 | - | - | - | - | - | - | - | - | - | - | - | - | - | - | - | - | - | - | - | - | - | - | - | - | - | - | N/A | N/A | 2.869 | 2.915 | 3.239 | 3.444 | 3.316 | 3.409 | 8763 | 13101 | 37570 | 19573 | 24034 | 51411 | 1 | 1 | 1.5 | - | - | - | - | - | - | - | - | - | - | - | - | 0 | 0 | 0 | N/A | - | - | - | - | N/A | N/A | N/A | 200 | 3.0877 | 3.4693
[SEER Non Multi-Split >65kW] GEMS (Air Conditioners above 65kW) Determination 2022 | MEPS 2020 | Simulation | P095AHR3SA-LTR | P095AHR3SA- | N/A | APAC | 19761 | Ducted | Packaged | - | Air | Air | Australia,Malaysia | 29800 | 74339 | 94.1 | N/A | N/A | N/A | N/A | N/A | 25900 | 92.2 | Simulation test | 3.0286 | 3.416 | N/A | - | N/A | N/A | N/A | N/A | N/A | N/A | N/A | N/A | N/A | N/A | N/A | N/A | N/A | N/A | N/A | N/A | N/A | Three | R410A | Australia,Fiji,New Zealand | 153048 | 2028-03-13 |  | Approved | Reverse Cycle | N/A | No | Class 24 | No | N/A | N/A | N/A | N/A | N/A | N/A | N/A | Available | N/A | N/A | http://rinnai.com.au | https://www.apacair.com.au/ | N/A |  |  | AAC7350 | Yes | Two-stage | - | Yes | Yes | 94100 | 29800 | - | - | - | - | - | - | No | - | - | - | - | - | - | - | - | 92200 | 25900 | - | - | - | - | - | - | - | - | - | - | - | - | - | - | - | - | - | - | - | - | - | - | - | - | - | - | N/A | N/A | 2.869 | 2.915 | 3.239 | 3.444 | 3.316 | 3.409 | 8763 | 13101 | 37570 | 19573 | 24034 | 51411 | 1 | 1 | 1.5 | - | - | - | - | - | - | - | - | - | - | - | - | 0 | 0 | 0 | N/A | - | - | - | - | N/A | N/A | N/A | 200 | 3.0877 | 3.4693
[SEER Non Multi-Split >65kW] GEMS (Air Conditioners above 65kW) Determination 2022 | MEPS 2020 | Simulation | P095AHR3SA-LTT | P095AHR3SA- | N/A | APAC | 19761 | Ducted | Packaged | - | Air | Air | Australia,Malaysia | 29800 | 74339 | 94.1 | N/A | N/A | N/A | N/A | N/A | 25900 | 92.2 | Simulation test | 3.0286 | 3.416 | N/A | - | N/A | N/A | N/A | N/A | N/A | N/A | N/A | N/A | N/A | N/A | N/A | N/A | N/A | N/A | N/A | N/A | N/A | Three | R410A | Australia,Fiji,New Zealand | 153048 | 2028-03-13 |  | Approved | Reverse Cycle | N/A | No | Class 24 | No | N/A | N/A | N/A | N/A | N/A | N/A | N/A | Available | N/A | N/A | http://rinnai.com.au | https://www.apacair.com.au/ | N/A |  |  | AAC7350 | Yes | Two-stage | - | Yes | Yes | 94100 | 29800 | - | - | - | - | - | - | No | - | - | - | - | - | - | - | - | 92200 | 25900 | - | - | - | - | - | - | - | - | - | - | - | - | - | - | - | - | - | - | - | - | - | - | - | - | - | - | N/A | N/A | 2.869 | 2.915 | 3.239 | 3.444 | 3.316 | 3.409 | 8763 | 13101 | 37570 | 19573 | 24034 | 51411 | 1 | 1 | 1.5 | - | - | - | - | - | - | - | - | - | - | - | - | 0 | 0 | 0 | N/A | - | - | - | - | N/A | N/A | N/A | 200 | 3.0877 | 3.4693
[SEER Non Multi-Split >65kW] GEMS (Air Conditioners above 65kW) Determination 2022 | MEPS 2020 | Simulation | P095AHR3SA-LXX | P095AHR3SA- | N/A | APAC | 19761 | Ducted | Packaged | - | Air | Air | Australia,Malaysia | 29800 | 74339 | 94.1 | N/A | N/A | N/A | N/A | N/A | 25900 | 92.2 | Simulation test | 3.0286 | 3.416 | N/A | - | N/A | N/A | N/A | N/A | N/A | N/A | N/A | N/A | N/A | N/A | N/A | N/A | N/A | N/A | N/A | N/A | N/A | Three | R410A | Australia,Fiji,New Zealand | 153048 | 2028-03-13 |  | Approved | Reverse Cycle | N/A | No | Class 24 | No | N/A | N/A | N/A | N/A | N/A | N/A | N/A | Available | N/A | N/A | http://rinnai.com.au | https://www.apacair.com.au/ | N/A |  |  | AAC7350 | Yes | Two-stage | - | Yes | Yes | 94100 | 29800 | - | - | - | - | - | - | No | - | - | - | - | - | - | - | - | 92200 | 25900 | - | - | - | - | - | - | - | - | - | - | - | - | - | - | - | - | - | - | - | - | - | - | - | - | - | - | N/A | N/A | 2.869 | 2.915 | 3.239 | 3.444 | 3.316 | 3.409 | 8763 | 13101 | 37570 | 19573 | 24034 | 51411 | 1 | 1 | 1.5 | - | - | - | - | - | - | - | - | - | - | - | - | 0 | 0 | 0 | N/A | - | - | - | - | N/A | N/A | N/A | 200 | 3.0877 | 3.4693
[SEER Non Multi-Split >65kW] GEMS (Air Conditioners above 65kW) Determination 2022 | MEPS 2020 | Simulation | P095AHR3SA-RBB | P095AHR3SA- | N/A | APAC | 19761 | Ducted | Packaged | - | Air | Air | Australia,Malaysia | 29800 | 74339 | 94.1 | N/A | N/A | N/A | N/A | N/A | 25900 | 92.2 | Simulation test | 3.0286 | 3.416 | N/A | - | N/A | N/A | N/A | N/A | N/A | N/A | N/A | N/A | N/A | N/A | N/A | N/A | N/A | N/A | N/A | N/A | N/A | Three | R410A | Australia,Fiji,New Zealand | 153048 | 2028-03-13 |  | Approved | Reverse Cycle | N/A | No | Class 24 | No | N/A | N/A | N/A | N/A | N/A | N/A | N/A | Available | N/A | N/A | http://rinnai.com.au | https://www.apacair.com.au/ | N/A |  |  | AAC7350 | Yes | Two-stage | - | Yes | Yes | 94100 | 29800 | - | - | - | - | - | - | No | - | - | - | - | - | - | - | - | 92200 | 25900 | - | - | - | - | - | - | - | - | - | - | - | - | - | - | - | - | - | - | - | - | - | - | - | - | - | - | N/A | N/A | 2.869 | 2.915 | 3.239 | 3.444 | 3.316 | 3.409 | 8763 | 13101 | 37570 | 19573 | 24034 | 51411 | 1 | 1 | 1.5 | - | - | - | - | - | - | - | - | - | - | - | - | 0 | 0 | 0 | N/A | - | - | - | - | N/A | N/A | N/A | 200 | 3.0877 | 3.4693
[SEER Non Multi-Split >65kW] GEMS (Air Conditioners above 65kW) Determination 2022 | MEPS 2020 | Simulation | P095AHR3SA-RRR | P095AHR3SA- | N/A | APAC | 19761 | Ducted | Packaged | - | Air | Air | Australia,Malaysia | 29800 | 74339 | 94.1 | N/A | N/A | N/A | N/A | N/A | 25900 | 92.2 | Simulation test | 3.0286 | 3.416 | N/A | - | N/A | N/A | N/A | N/A | N/A | N/A | N/A | N/A | N/A | N/A | N/A | N/A | N/A | N/A | N/A | N/A | N/A | Three | R410A | Australia,Fiji,New Zealand | 153048 | 2028-03-13 |  | Approved | Reverse Cycle | N/A | No | Class 24 | No | N/A | N/A | N/A | N/A | N/A | N/A | N/A | Available | N/A | N/A | http://rinnai.com.au | https://www.apacair.com.au/ | N/A |  |  | AAC7350 | Yes | Two-stage | - | Yes | Yes | 94100 | 29800 | - | - | - | - | - | - | No | - | - | - | - | - | - | - | - | 92200 | 25900 | - | - | - | - | - | - | - | - | - | - | - | - | - | - | - | - | - | - | - | - | - | - | - | - | - | - | N/A | N/A | 2.869 | 2.915 | 3.239 | 3.444 | 3.316 | 3.409 | 8763 | 13101 | 37570 | 19573 | 24034 | 51411 | 1 | 1 | 1.5 | - | - | - | - | - | - | - | - | - | - | - | - | 0 | 0 | 0 | N/A | - | - | - | - | N/A | N/A | N/A | 200 | 3.0877 | 3.4693
[SEER Non Multi-Split >65kW] GEMS (Air Conditioners above 65kW) Determination 2022 | MEPS 2020 | Simulation | P095AHR3SA-RTR | P095AHR3SA- | N/A | APAC | 19761 | Ducted | Packaged | - | Air | Air | Australia,Malaysia | 29800 | 74339 | 94.1 | N/A | N/A | N/A | N/A | N/A | 25900 | 92.2 | Simulation test | 3.0286 | 3.416 | N/A | - | N/A | N/A | N/A | N/A | N/A | N/A | N/A | N/A | N/A | N/A | N/A | N/A | N/A | N/A | N/A | N/A | N/A | Three | R410A | Australia,Fiji,New Zealand | 153048 | 2028-03-13 |  | Approved | Reverse Cycle | N/A | No | Class 24 | No | N/A | N/A | N/A | N/A | N/A | N/A | N/A | Available | N/A | N/A | http://rinnai.com.au | https://www.apacair.com.au/ | N/A |  |  | AAC7350 | Yes | Two-stage | - | Yes | Yes | 94100 | 29800 | - | - | - | - | - | - | No | - | - | - | - | - | - | - | - | 92200 | 25900 | - | - | - | - | - | - | - | - | - | - | - | - | - | - | - | - | - | - | - | - | - | - | - | - | - | - | N/A | N/A | 2.869 | 2.915 | 3.239 | 3.444 | 3.316 | 3.409 | 8763 | 13101 | 37570 | 19573 | 24034 | 51411 | 1 | 1 | 1.5 | - | - | - | - | - | - | - | - | - | - | - | - | 0 | 0 | 0 | N/A | - | - | - | - | N/A | N/A | N/A | 200 | 3.0877 | 3.4693
[SEER Non Multi-Split >65kW] GEMS (Air Conditioners above 65kW) Determination 2022 | MEPS 2020 | Simulation | P095AHR3SA-RTT | P095AHR3SA- | N/A | APAC | 19761 | Ducted | Packaged | - | Air | Air | Australia,Malaysia | 29800 | 74339 | 94.1 | N/A | N/A | N/A | N/A | N/A | 25900 | 92.2 | Simulation test | 3.0286 | 3.416 | N/A | - | N/A | N/A | N/A | N/A | N/A | N/A | N/A | N/A | N/A | N/A | N/A | N/A | N/A | N/A | N/A | N/A | N/A | Three | R410A | Australia,Fiji,New Zealand | 153048 | 2028-03-13 |  | Approved | Reverse Cycle | N/A | No | Class 24 | No | N/A | N/A | N/A | N/A | N/A | N/A | N/A | Available | N/A | N/A | http://rinnai.com.au | https://www.apacair.com.au/ | N/A |  |  | AAC7350 | Yes | Two-stage | - | Yes | Yes | 94100 | 29800 | - | - | - | - | - | - | No | - | - | - | - | - | - | - | - | 92200 | 25900 | - | - | - | - | - | - | - | - | - | - | - | - | - | - | - | - | - | - | - | - | - | - | - | - | - | - | N/A | N/A | 2.869 | 2.915 | 3.239 | 3.444 | 3.316 | 3.409 | 8763 | 13101 | 37570 | 19573 | 24034 | 51411 | 1 | 1 | 1.5 | - | - | - | - | - | - | - | - | - | - | - | - | 0 | 0 | 0 | N/A | - | - | - | - | N/A | N/A | N/A | 200 | 3.0877 | 3.4693
[SEER Non Multi-Split >65kW] GEMS (Air Conditioners above 65kW) Determination 2022 | MEPS 2020 | Simulation | P095AHR3SA-RXX | P095AHR3SA- | N/A | APAC | 19761 | Ducted | Packaged | - | Air | Air | Australia,Malaysia | 29800 | 74339 | 94.1 | N/A | N/A | N/A | N/A | N/A | 25900 | 92.2 | Simulation test | 3.0286 | 3.416 | N/A | - | N/A | N/A | N/A | N/A | N/A | N/A | N/A | N/A | N/A | N/A | N/A | N/A | N/A | N/A | N/A | N/A | N/A | Three | R410A | Australia,Fiji,New Zealand | 153048 | 2028-03-13 |  | Approved | Reverse Cycle | N/A | No | Class 24 | No | N/A | N/A | N/A | N/A | N/A | N/A | N/A | Available | N/A | N/A | http://rinnai.com.au | https://www.apacair.com.au/ | N/A |  |  | AAC7350 | Yes | Two-stage | - | Yes | Yes | 94100 | 29800 | - | - | - | - | - | - | No | - | - | - | - | - | - | - | - | 92200 | 25900 | - | - | - | - | - | - | - | - | - | - | - | - | - | - | - | - | - | - | - | - | - | - | - | - | - | - | N/A | N/A | 2.869 | 2.915 | 3.239 | 3.444 | 3.316 | 3.409 | 8763 | 13101 | 37570 | 19573 | 24034 | 51411 | 1 | 1 | 1.5 | - | - | - | - | - | - | - | - | - | - | - | - | 0 | 0 | 0 | N/A | - | - | - | - | N/A | N/A | N/A | 200 | 3.0877 | 3.4693
[SEER Non Multi-Split >65kW] GEMS (Air Conditioners above 65kW) Determination 2022 | MEPS 2020 | Simulation | P115AHR3SA- | P115AHR3SA- | N/A | APAC | 25366 | Ducted | Packaged | - | Air | Air | Australia,Malaysia | 32800 | 89934 | 115.3 | N/A | N/A | N/A | N/A | N/A | 28700 | 109 | Simulation test | 3.3656 | 3.6455 | N/A | - | N/A | N/A | N/A | N/A | N/A | N/A | N/A | N/A | N/A | N/A | N/A | N/A | N/A | N/A | N/A | N/A | N/A | Three | R410A | Australia,Fiji,New Zealand | 153075 | 2028-03-14 |  | Approved | Reverse Cycle | N/A | No | Class 24 | No | N/A | N/A | N/A | N/A | N/A | N/A | N/A | Available | N/A | N/A | http://rinnai.com.au | https://www.apacair.com.au/ | N/A |  |  | AAC7356 | Yes | Two-stage | - | Yes | Yes | 115300 | 32800 | - | - | - | - | - | - | No | - | - | - | - | - | - | - | - | 109000 | 28700 | - | - | - | - | - | - | - | - | - | - | - | - | - | - | - | - | - | - | - | - | - | - | - | - | - | - | N/A | N/A | 2.922 | 3.019 | 3.517 | 3.686 | 3.574 | 3.739 | 10211 | 15095 | 41988 | 22072 | 26984 | 57105 | 1 | 1.5 | 2 | - | - | - | - | - | - | - | - | - | - | - | - | 0 | 0 | 0 | N/A | - | - | - | - | N/A | N/A | N/A | 390 | 3.3794 | 3.6311
[SEER Non Multi-Split >65kW] GEMS (Air Conditioners above 65kW) Determination 2022 | MEPS 2020 | Simulation | P115AHR3SA- | P115AHR3SA- | N/A | APAC | 25366 | Ducted | Packaged | - | Air | Air | Australia,Malaysia | 32800 | 89934 | 115.3 | N/A | N/A | N/A | N/A | N/A | 28700 | 109 | Simulation test | 3.3656 | 3.6455 | N/A | - | N/A | N/A | N/A | N/A | N/A | N/A | N/A | N/A | N/A | N/A | N/A | N/A | N/A | N/A | N/A | N/A | N/A | Three | R410A | Australia,Fiji,New Zealand | 153075 | 2028-03-14 |  | Approved | Reverse Cycle | N/A | No | Class 24 | No | N/A | N/A | N/A | N/A | N/A | N/A | N/A | Available | N/A | N/A | http://rinnai.com.au | https://www.apacair.com.au/ | N/A |  |  | AAC7356 | Yes | Two-stage | - | Yes | Yes | 115300 | 32800 | - | - | - | - | - | - | No | - | - | - | - | - | - | - | - | 109000 | 28700 | - | - | - | - | - | - | - | - | - | - | - | - | - | - | - | - | - | - | - | - | - | - | - | - | - | - | N/A | N/A | 2.922 | 3.019 | 3.517 | 3.686 | 3.574 | 3.739 | 10211 | 15095 | 41988 | 22072 | 26984 | 57105 | 1 | 1.5 | 2 | - | - | - | - | - | - | - | - | - | - | - | - | 0 | 0 | 0 | N/A | - | - | - | - | N/A | N/A | N/A | 390 | 3.3794 | 3.6311
[SEER Non Multi-Split >65kW] GEMS (Air Conditioners above 65kW) Determination 2022 | MEPS 2020 | Simulation | P115AHR3SA-CBR | P115AHR3SA- | N/A | APAC | 25366 | Ducted | Packaged | - | Air | Air | Australia,Malaysia | 32800 | 89934 | 115.3 | N/A | N/A | N/A | N/A | N/A | 28700 | 109 | Simulation test | 3.3656 | 3.6455 | N/A | - | N/A | N/A | N/A | N/A | N/A | N/A | N/A | N/A | N/A | N/A | N/A | N/A | N/A | N/A | N/A | N/A | N/A | Three | R410A | Australia,Fiji,New Zealand | 153075 | 2028-03-14 |  | Approved | Reverse Cycle | N/A | No | Class 24 | No | N/A | N/A | N/A | N/A | N/A | N/A | N/A | Available | N/A | N/A | http://rinnai.com.au | https://www.apacair.com.au/ | N/A |  |  | AAC7356 | Yes | Two-stage | - | Yes | Yes | 115300 | 32800 | - | - | - | - | - | - | No | - | - | - | - | - | - | - | - | 109000 | 28700 | - | - | - | - | - | - | - | - | - | - | - | - | - | - | - | - | - | - | - | - | - | - | - | - | - | - | N/A | N/A | 2.922 | 3.019 | 3.517 | 3.686 | 3.574 | 3.739 | 10211 | 15095 | 41988 | 22072 | 26984 | 57105 | 1 | 1.5 | 2 | - | - | - | - | - | - | - | - | - | - | - | - | 0 | 0 | 0 | N/A | - | - | - | - | N/A | N/A | N/A | 390 | 3.3794 | 3.6311
[SEER Non Multi-Split >65kW] GEMS (Air Conditioners above 65kW) Determination 2022 | MEPS 2020 | Simulation | P115AHR3SA-CRR | P115AHR3SA- | N/A | APAC | 25366 | Ducted | Packaged | - | Air | Air | Australia,Malaysia | 32800 | 89934 | 115.3 | N/A | N/A | N/A | N/A | N/A | 28700 | 109 | Simulation test | 3.3656 | 3.6455 | N/A | - | N/A | N/A | N/A | N/A | N/A | N/A | N/A | N/A | N/A | N/A | N/A | N/A | N/A | N/A | N/A | N/A | N/A | Three | R410A | Australia,Fiji,New Zealand | 153075 | 2028-03-14 |  | Approved | Reverse Cycle | N/A | No | Class 24 | No | N/A | N/A | N/A | N/A | N/A | N/A | N/A | Available | N/A | N/A | http://rinnai.com.au | https://www.apacair.com.au/ | N/A |  |  | AAC7356 | Yes | Two-stage | - | Yes | Yes | 115300 | 32800 | - | - | - | - | - | - | No | - | - | - | - | - | - | - | - | 109000 | 28700 | - | - | - | - | - | - | - | - | - | - | - | - | - | - | - | - | - | - | - | - | - | - | - | - | - | - | N/A | N/A | 2.922 | 3.019 | 3.517 | 3.686 | 3.574 | 3.739 | 10211 | 15095 | 41988 | 22072 | 26984 | 57105 | 1 | 1.5 | 2 | - | - | - | - | - | - | - | - | - | - | - | - | 0 | 0 | 0 | N/A | - | - | - | - | N/A | N/A | N/A | 390 | 3.3794 | 3.6311
[SEER Non Multi-Split >65kW] GEMS (Air Conditioners above 65kW) Determination 2022 | MEPS 2020 | Simulation | P115AHR3SA-CTR | P115AHR3SA- | N/A | APAC | 25366 | Ducted | Packaged | - | Air | Air | Australia,Malaysia | 32800 | 89934 | 115.3 | N/A | N/A | N/A | N/A | N/A | 28700 | 109 | Simulation test | 3.3656 | 3.6455 | N/A | - | N/A | N/A | N/A | N/A | N/A | N/A | N/A | N/A | N/A | N/A | N/A | N/A | N/A | N/A | N/A | N/A | N/A | Three | R410A | Australia,Fiji,New Zealand | 153075 | 2028-03-14 |  | Approved | Reverse Cycle | N/A | No | Class 24 | No | N/A | N/A | N/A | N/A | N/A | N/A | N/A | Available | N/A | N/A | http://rinnai.com.au | https://www.apacair.com.au/ | N/A |  |  | AAC7356 | Yes | Two-stage | - | Yes | Yes | 115300 | 32800 | - | - | - | - | - | - | No | - | - | - | - | - | - | - | - | 109000 | 28700 | - | - | - | - | - | - | - | - | - | - | - | - | - | - | - | - | - | - | - | - | - | - | - | - | - | - | N/A | N/A | 2.922 | 3.019 | 3.517 | 3.686 | 3.574 | 3.739 | 10211 | 15095 | 41988 | 22072 | 26984 | 57105 | 1 | 1.5 | 2 | - | - | - | - | - | - | - | - | - | - | - | - | 0 | 0 | 0 | N/A | - | - | - | - | N/A | N/A | N/A | 390 | 3.3794 | 3.6311
[SEER Non Multi-Split >65kW] GEMS (Air Conditioners above 65kW) Determination 2022 | MEPS 2020 | Simulation | P150AHR3SA- | P150AHR3SA- | N/A | APAC | 34474 | Ducted | Packaged | - | Air | Air | Australia,Malaysia | 41600 | 122226 | 156.7 | N/A | N/A | N/A | N/A | N/A | 37500 | 146.6 | Simulation test | 3.615 | 3.7514 | N/A | - | N/A | N/A | N/A | N/A | N/A | N/A | N/A | N/A | N/A | N/A | N/A | N/A | N/A | N/A | N/A | N/A | N/A | Three | R410A | Australia,Fiji,New Zealand | 153077 | 2028-03-20 |  | Approved | Reverse Cycle | N/A | No | Class 24 | No | N/A | N/A | N/A | N/A | N/A | N/A | N/A | Available | N/A | N/A | http://rinnai.com.au | https://www.apacair.com.au/ | N/A |  |  | AAC7371 | Yes | Multi-stage | - | Yes | Yes | 156700 | 41600 | - | - | - | - | - | - | No | - | - | - | - | - | - | - | - | 146600 | 37500 | - | - | - | - | - | - | - | - | - | - | - | - | - | - | - | - | - | - | - | - | - | - | - | - | - | - | N/A | N/A | 3.023 | 3.143 | 3.73 | 3.888 | 3.78 | 3.982 | 13252 | 19505 | 53591 | 28275 | 34505 | 72701 | 1.5 | 1.5 | 2 | - | - | - | - | - | - | - | - | - | - | - | - | 0 | 0 | 0 | N/A | - | - | - | - | N/A | N/A | N/A | 585 | 3.5959 | 3.7135
[SEER Non Multi-Split >65kW] GEMS (Air Conditioners above 65kW) Determination 2022 | MEPS 2020 | Simulation | P150AHR3SA- | P150AHR3SA- | N/A | APAC | 34474 | Ducted | Packaged | - | Air | Air | Australia,Malaysia | 41600 | 122226 | 156.7 | N/A | N/A | N/A | N/A | N/A | 37500 | 146.6 | Simulation test | 3.615 | 3.7514 | N/A | - | N/A | N/A | N/A | N/A | N/A | N/A | N/A | N/A | N/A | N/A | N/A | N/A | N/A | N/A | N/A | N/A | N/A | Three | R410A | Australia,Fiji,New Zealand | 153077 | 2028-03-20 |  | Approved | Reverse Cycle | N/A | No | Class 24 | No | N/A | N/A | N/A | N/A | N/A | N/A | N/A | Available | N/A | N/A | http://rinnai.com.au | https://www.apacair.com.au/ | N/A |  |  | AAC7371 | Yes | Multi-stage | - | Yes | Yes | 156700 | 41600 | - | - | - | - | - | - | No | - | - | - | - | - | - | - | - | 146600 | 37500 | - | - | - | - | - | - | - | - | - | - | - | - | - | - | - | - | - | - | - | - | - | - | - | - | - | - | N/A | N/A | 3.023 | 3.143 | 3.73 | 3.888 | 3.78 | 3.982 | 13252 | 19505 | 53591 | 28275 | 34505 | 72701 | 1.5 | 1.5 | 2 | - | - | - | - | - | - | - | - | - | - | - | - | 0 | 0 | 0 | N/A | - | - | - | - | N/A | N/A | N/A | 585 | 3.5959 | 3.7135
[SEER Non Multi-Split >65kW] GEMS (Air Conditioners above 65kW) Determination 2022 | MEPS 2020 | Simulation | P150AHR3SA-CBR | P150AHR3SA- | N/A | APAC | 34474 | Ducted | Packaged | - | Air | Air | Australia,Malaysia | 41600 | 122226 | 156.7 | N/A | N/A | N/A | N/A | N/A | 37500 | 146.6 | Simulation test | 3.615 | 3.7514 | N/A | - | N/A | N/A | N/A | N/A | N/A | N/A | N/A | N/A | N/A | N/A | N/A | N/A | N/A | N/A | N/A | N/A | N/A | Three | R410A | Australia,Fiji,New Zealand | 153077 | 2028-03-20 |  | Approved | Reverse Cycle | N/A | No | Class 24 | No | N/A | N/A | N/A | N/A | N/A | N/A | N/A | Available | N/A | N/A | http://rinnai.com.au | https://www.apacair.com.au/ | N/A |  |  | AAC7371 | Yes | Multi-stage | - | Yes | Yes | 156700 | 41600 | - | - | - | - | - | - | No | - | - | - | - | - | - | - | - | 146600 | 37500 | - | - | - | - | - | - | - | - | - | - | - | - | - | - | - | - | - | - | - | - | - | - | - | - | - | - | N/A | N/A | 3.023 | 3.143 | 3.73 | 3.888 | 3.78 | 3.982 | 13252 | 19505 | 53591 | 28275 | 34505 | 72701 | 1.5 | 1.5 | 2 | - | - | - | - | - | - | - | - | - | - | - | - | 0 | 0 | 0 | N/A | - | - | - | - | N/A | N/A | N/A | 585 | 3.5959 | 3.7135
[SEER Non Multi-Split >65kW] GEMS (Air Conditioners above 65kW) Determination 2022 | MEPS 2020 | Simulation | P150AHR3SA-CRR | P150AHR3SA- | N/A | APAC | 34474 | Ducted | Packaged | - | Air | Air | Australia,Malaysia | 41600 | 122226 | 156.7 | N/A | N/A | N/A | N/A | N/A | 37500 | 146.6 | Simulation test | 3.615 | 3.7514 | N/A | - | N/A | N/A | N/A | N/A | N/A | N/A | N/A | N/A | N/A | N/A | N/A | N/A | N/A | N/A | N/A | N/A | N/A | Three | R410A | Australia,Fiji,New Zealand | 153077 | 2028-03-20 |  | Approved | Reverse Cycle | N/A | No | Class 24 | No | N/A | N/A | N/A | N/A | N/A | N/A | N/A | Available | N/A | N/A | http://rinnai.com.au | https://www.apacair.com.au/ | N/A |  |  | AAC7371 | Yes | Multi-stage | - | Yes | Yes | 156700 | 41600 | - | - | - | - | - | - | No | - | - | - | - | - | - | - | - | 146600 | 37500 | - | - | - | - | - | - | - | - | - | - | - | - | - | - | - | - | - | - | - | - | - | - | - | - | - | - | N/A | N/A | 3.023 | 3.143 | 3.73 | 3.888 | 3.78 | 3.982 | 13252 | 19505 | 53591 | 28275 | 34505 | 72701 | 1.5 | 1.5 | 2 | - | - | - | - | - | - | - | - | - | - | - | - | 0 | 0 | 0 | N/A | - | - | - | - | N/A | N/A | N/A | 585 | 3.5959 | 3.7135
[SEER Non Multi-Split >65kW] GEMS (Air Conditioners above 65kW) Determination 2022 | MEPS 2020 | Simulation | P150AHR3SA-CTR | P150AHR3SA- | N/A | APAC | 34474 | Ducted | Packaged | - | Air | Air | Australia,Malaysia | 41600 | 122226 | 156.7 | N/A | N/A | N/A | N/A | N/A | 37500 | 146.6 | Simulation test | 3.615 | 3.7514 | N/A | - | N/A | N/A | N/A | N/A | N/A | N/A | N/A | N/A | N/A | N/A | N/A | N/A | N/A | N/A | N/A | N/A | N/A | Three | R410A | Australia,Fiji,New Zealand | 153077 | 2028-03-20 |  | Approved | Reverse Cycle | N/A | No | Class 24 | No | N/A | N/A | N/A | N/A | N/A | N/A | N/A | Available | N/A | N/A | http://rinnai.com.au | https://www.apacair.com.au/ | N/A |  |  | AAC7371 | Yes | Multi-stage | - | Yes | Yes | 156700 | 41600 | - | - | - | - | - | - | No | - | - | - | - | - | - | - | - | 146600 | 37500 | - | - | - | - | - | - | - | - | - | - | - | - | - | - | - | - | - | - | - | - | - | - | - | - | - | - | N/A | N/A | 3.023 | 3.143 | 3.73 | 3.888 | 3.78 | 3.982 | 13252 | 19505 | 53591 | 28275 | 34505 | 72701 | 1.5 | 1.5 | 2 | - | - | - | - | - | - | - | - | - | - | - | - | 0 | 0 | 0 | N/A | - | - | - | - | N/A | N/A | N/A | 585 | 3.5959 | 3.7135
[SEER Non Multi-Split >65kW] GEMS (Air Conditioners above 65kW) Determination 2022 | MEPS 2020 | Simulation | P170AHR3SA- | P170AHR3SA- | N/A | APAC | 39997 | Ducted | Packaged | - | Air | Air | Australia,Malaysia | 49600 | 133903 | 173.9 | N/A | N/A | N/A | N/A | N/A | 43600 | 164.5 | Simulation test | 3.3605 | 3.618 | N/A | - | N/A | N/A | N/A | N/A | N/A | N/A | N/A | N/A | N/A | N/A | N/A | N/A | N/A | N/A | N/A | N/A | N/A | Three | R410A | Australia,Fiji,New Zealand | 153080 | 2028-03-15 |  | Approved | Reverse Cycle | N/A | No | Class 24 | No | N/A | N/A | N/A | N/A | N/A | N/A | N/A | Available | N/A | N/A | http://rinnai.com.au | https://www.apacair.com.au/ | N/A |  |  | AAC7362 | Yes | Multi-stage | - | Yes | Yes | 173900 | 49600 | - | - | - | - | - | - | No | - | - | - | - | - | - | - | - | 164500 | 43600 | - | - | - | - | - | - | - | - | - | - | - | - | - | - | - | - | - | - | - | - | - | - | - | - | - | - | N/A | N/A | 2.919 | 3.015 | 3.51 | 3.679 | 3.567 | 3.73 | 15426 | 22808 | 63477 | 33362 | 40790 | 86339 | 1 | 1.5 | 2 | - | - | - | - | - | - | - | - | - | - | - | - | 0 | 0 | 0 | N/A | - | - | - | - | N/A | N/A | N/A | 585 | 3.3716 | 3.6093
[SEER Non Multi-Split >65kW] GEMS (Air Conditioners above 65kW) Determination 2022 | MEPS 2020 | Simulation | P170AHR3SA- | P170AHR3SA- | N/A | APAC | 39997 | Ducted | Packaged | - | Air | Air | Australia,Malaysia | 49600 | 133903 | 173.9 | N/A | N/A | N/A | N/A | N/A | 43600 | 164.5 | Simulation test | 3.3605 | 3.618 | N/A | - | N/A | N/A | N/A | N/A | N/A | N/A | N/A | N/A | N/A | N/A | N/A | N/A | N/A | N/A | N/A | N/A | N/A | Three | R410A | Australia,Fiji,New Zealand | 153080 | 2028-03-15 |  | Approved | Reverse Cycle | N/A | No | Class 24 | No | N/A | N/A | N/A | N/A | N/A | N/A | N/A | Available | N/A | N/A | http://rinnai.com.au | https://www.apacair.com.au/ | N/A |  |  | AAC7362 | Yes | Multi-stage | - | Yes | Yes | 173900 | 49600 | - | - | - | - | - | - | No | - | - | - | - | - | - | - | - | 164500 | 43600 | - | - | - | - | - | - | - | - | - | - | - | - | - | - | - | - | - | - | - | - | - | - | - | - | - | - | N/A | N/A | 2.919 | 3.015 | 3.51 | 3.679 | 3.567 | 3.73 | 15426 | 22808 | 63477 | 33362 | 40790 | 86339 | 1 | 1.5 | 2 | - | - | - | - | - | - | - | - | - | - | - | - | 0 | 0 | 0 | N/A | - | - | - | - | N/A | N/A | N/A | 585 | 3.3716 | 3.6093
[SEER Non Multi-Split >65kW] GEMS (Air Conditioners above 65kW) Determination 2022 | MEPS 2020 | Simulation | P170AHR3SA-CBR | P170AHR3SA- | N/A | APAC | 39997 | Ducted | Packaged | - | Air | Air | Australia,Malaysia | 49600 | 133903 | 173.9 | N/A | N/A | N/A | N/A | N/A | 43600 | 164.5 | Simulation test | 3.3605 | 3.618 | N/A | - | N/A | N/A | N/A | N/A | N/A | N/A | N/A | N/A | N/A | N/A | N/A | N/A | N/A | N/A | N/A | N/A | N/A | Three | R410A | Australia,Fiji,New Zealand | 153080 | 2028-03-15 |  | Approved | Reverse Cycle | N/A | No | Class 24 | No | N/A | N/A | N/A | N/A | N/A | N/A | N/A | Available | N/A | N/A | http://rinnai.com.au | https://www.apacair.com.au/ | N/A |  |  | AAC7362 | Yes | Multi-stage | - | Yes | Yes | 173900 | 49600 | - | - | - | - | - | - | No | - | - | - | - | - | - | - | - | 164500 | 43600 | - | - | - | - | - | - | - | - | - | - | - | - | - | - | - | - | - | - | - | - | - | - | - | - | - | - | N/A | N/A | 2.919 | 3.015 | 3.51 | 3.679 | 3.567 | 3.73 | 15426 | 22808 | 63477 | 33362 | 40790 | 86339 | 1 | 1.5 | 2 | - | - | - | - | - | - | - | - | - | - | - | - | 0 | 0 | 0 | N/A | - | - | - | - | N/A | N/A | N/A | 585 | 3.3716 | 3.6093
[SEER Non Multi-Split >65kW] GEMS (Air Conditioners above 65kW) Determination 2022 | MEPS 2020 | Simulation | P170AHR3SA-CRR | P170AHR3SA- | N/A | APAC | 39997 | Ducted | Packaged | - | Air | Air | Australia,Malaysia | 49600 | 133903 | 173.9 | N/A | N/A | N/A | N/A | N/A | 43600 | 164.5 | Simulation test | 3.3605 | 3.618 | N/A | - | N/A | N/A | N/A | N/A | N/A | N/A | N/A | N/A | N/A | N/A | N/A | N/A | N/A | N/A | N/A | N/A | N/A | Three | R410A | Australia,Fiji,New Zealand | 153080 | 2028-03-15 |  | Approved | Reverse Cycle | N/A | No | Class 24 | No | N/A | N/A | N/A | N/A | N/A | N/A | N/A | Available | N/A | N/A | http://rinnai.com.au | https://www.apacair.com.au/ | N/A |  |  | AAC7362 | Yes | Multi-stage | - | Yes | Yes | 173900 | 49600 | - | - | - | - | - | - | No | - | - | - | - | - | - | - | - | 164500 | 43600 | - | - | - | - | - | - | - | - | - | - | - | - | - | - | - | - | - | - | - | - | - | - | - | - | - | - | N/A | N/A | 2.919 | 3.015 | 3.51 | 3.679 | 3.567 | 3.73 | 15426 | 22808 | 63477 | 33362 | 40790 | 86339 | 1 | 1.5 | 2 | - | - | - | - | - | - | - | - | - | - | - | - | 0 | 0 | 0 | N/A | - | - | - | - | N/A | N/A | N/A | 585 | 3.3716 | 3.6093
[SEER Non Multi-Split >65kW] GEMS (Air Conditioners above 65kW) Determination 2022 | MEPS 2020 | Simulation | P170AHR3SA-CTR | P170AHR3SA- | N/A | APAC | 39997 | Ducted | Packaged | - | Air | Air | Australia,Malaysia | 49600 | 133903 | 173.9 | N/A | N/A | N/A | N/A | N/A | 43600 | 164.5 | Simulation test | 3.3605 | 3.618 | N/A | - | N/A | N/A | N/A | N/A | N/A | N/A | N/A | N/A | N/A | N/A | N/A | N/A | N/A | N/A | N/A | N/A | N/A | Three | R410A | Australia,Fiji,New Zealand | 153080 | 2028-03-15 |  | Approved | Reverse Cycle | N/A | No | Class 24 | No | N/A | N/A | N/A | N/A | N/A | N/A | N/A | Available | N/A | N/A | http://rinnai.com.au | https://www.apacair.com.au/ | N/A |  |  | AAC7362 | Yes | Multi-stage | - | Yes | Yes | 173900 | 49600 | - | - | - | - | - | - | No | - | - | - | - | - | - | - | - | 164500 | 43600 | - | - | - | - | - | - | - | - | - | - | - | - | - | - | - | - | - | - | - | - | - | - | - | - | - | - | N/A | N/A | 2.919 | 3.015 | 3.51 | 3.679 | 3.567 | 3.73 | 15426 | 22808 | 63477 | 33362 | 40790 | 86339 | 1 | 1.5 | 2 | - | - | - | - | - | - | - | - | - | - | - | - | 0 | 0 | 0 | N/A | - | - | - | - | N/A | N/A | N/A | 585 | 3.3716 | 3.6093
[SEER Non Multi-Split >65kW] GEMS (Air Conditioners above 65kW) Determination 2022 | MEPS 2020 | Simulation | P200AHR3SA- | P200AHR3SA- | N/A | APAC | 48070 | Ducted | Packaged | - | Air | Air | Australia,Malaysia | 55800 | 160930 | 209 | N/A | N/A | N/A | N/A | N/A | 48600 | 194.4 | Simulation test | 3.5939 | 3.8404 | N/A | - | N/A | N/A | N/A | N/A | N/A | N/A | N/A | N/A | N/A | N/A | N/A | N/A | N/A | N/A | N/A | N/A | N/A | Three | R410A | Australia,Fiji,New Zealand | 153082 | 2028-03-15 |  | Approved | Reverse Cycle | N/A | No | Class 24 | No | N/A | N/A | N/A | N/A | N/A | N/A | N/A | Available | N/A | N/A | http://rinnai.com.au | https://www.apacair.com.au/ | N/A |  |  | AAC7363 | Yes | Multi-stage | - | Yes | Yes | 209000 | 55800 | - | - | - | - | - | - | No | - | - | - | - | - | - | - | - | 194400 | 48600 | - | - | - | - | - | - | - | - | - | - | - | - | - | - | - | - | - | - | - | - | - | - | - | - | - | - | N/A | N/A | 3.01 | 3.129 | 3.711 | 3.868 | 3.76 | 3.96 | 17760 | 26144 | 71867 | 37912 | 46269 | 97503 | 1.5 | 1.5 | 2 | - | - | - | - | - | - | - | - | - | - | - | - | 0 | 0 | 0 | N/A | - | - | - | - | N/A | N/A | N/A | 780 | 3.5765 | 3.7942
[SEER Non Multi-Split >65kW] GEMS (Air Conditioners above 65kW) Determination 2022 | MEPS 2020 | Simulation | P200AHR3SA- | P200AHR3SA- | N/A | APAC | 48070 | Ducted | Packaged | - | Air | Air | Australia,Malaysia | 55800 | 160930 | 209 | N/A | N/A | N/A | N/A | N/A | 48600 | 194.4 | Simulation test | 3.5939 | 3.8404 | N/A | - | N/A | N/A | N/A | N/A | N/A | N/A | N/A | N/A | N/A | N/A | N/A | N/A | N/A | N/A | N/A | N/A | N/A | Three | R410A | Australia,Fiji,New Zealand | 153082 | 2028-03-15 |  | Approved | Reverse Cycle | N/A | No | Class 24 | No | N/A | N/A | N/A | N/A | N/A | N/A | N/A | Available | N/A | N/A | http://rinnai.com.au | https://www.apacair.com.au/ | N/A |  |  | AAC7363 | Yes | Multi-stage | - | Yes | Yes | 209000 | 55800 | - | - | - | - | - | - | No | - | - | - | - | - | - | - | - | 194400 | 48600 | - | - | - | - | - | - | - | - | - | - | - | - | - | - | - | - | - | - | - | - | - | - | - | - | - | - | N/A | N/A | 3.01 | 3.129 | 3.711 | 3.868 | 3.76 | 3.96 | 17760 | 26144 | 71867 | 37912 | 46269 | 97503 | 1.5 | 1.5 | 2 | - | - | - | - | - | - | - | - | - | - | - | - | 0 | 0 | 0 | N/A | - | - | - | - | N/A | N/A | N/A | 780 | 3.5765 | 3.7942
[SEER Non Multi-Split >65kW] GEMS (Air Conditioners above 65kW) Determination 2022 | MEPS 2020 | Simulation | P200AHR3SA-CBR | P200AHR3SA- | N/A | APAC | 48070 | Ducted | Packaged | - | Air | Air | Australia,Malaysia | 55800 | 160930 | 209 | N/A | N/A | N/A | N/A | N/A | 48600 | 194.4 | Simulation test | 3.5939 | 3.8404 | N/A | - | N/A | N/A | N/A | N/A | N/A | N/A | N/A | N/A | N/A | N/A | N/A | N/A | N/A | N/A | N/A | N/A | N/A | Three | R410A | Australia,Fiji,New Zealand | 153082 | 2028-03-15 |  | Approved | Reverse Cycle | N/A | No | Class 24 | No | N/A | N/A | N/A | N/A | N/A | N/A | N/A | Available | N/A | N/A | http://rinnai.com.au | https://www.apacair.com.au/ | N/A |  |  | AAC7363 | Yes | Multi-stage | - | Yes | Yes | 209000 | 55800 | - | - | - | - | - | - | No | - | - | - | - | - | - | - | - | 194400 | 48600 | - | - | - | - | - | - | - | - | - | - | - | - | - | - | - | - | - | - | - | - | - | - | - | - | - | - | N/A | N/A | 3.01 | 3.129 | 3.711 | 3.868 | 3.76 | 3.96 | 17760 | 26144 | 71867 | 37912 | 46269 | 97503 | 1.5 | 1.5 | 2 | - | - | - | - | - | - | - | - | - | - | - | - | 0 | 0 | 0 | N/A | - | - | - | - | N/A | N/A | N/A | 780 | 3.5765 | 3.7942
[SEER Non Multi-Split >65kW] GEMS (Air Conditioners above 65kW) Determination 2022 | MEPS 2020 | Simulation | P200AHR3SA-CTR | P200AHR3SA- | N/A | APAC | 48070 | Ducted | Packaged | - | Air | Air | Australia,Malaysia | 55800 | 160930 | 209 | N/A | N/A | N/A | N/A | N/A | 48600 | 194.4 | Simulation test | 3.5939 | 3.8404 | N/A | - | N/A | N/A | N/A | N/A | N/A | N/A | N/A | N/A | N/A | N/A | N/A | N/A | N/A | N/A | N/A | N/A | N/A | Three | R410A | Australia,Fiji,New Zealand | 153082 | 2028-03-15 |  | Approved | Reverse Cycle | N/A | No | Class 24 | No | N/A | N/A | N/A | N/A | N/A | N/A | N/A | Available | N/A | N/A | http://rinnai.com.au | https://www.apacair.com.au/ | N/A |  |  | AAC7363 | Yes | Multi-stage | - | Yes | Yes | 209000 | 55800 | - | - | - | - | - | - | No | - | - | - | - | - | - | - | - | 194400 | 48600 | - | - | - | - | - | - | - | - | - | - | - | - | - | - | - | - | - | - | - | - | - | - | - | - | - | - | N/A | N/A | 3.01 | 3.129 | 3.711 | 3.868 | 3.76 | 3.96 | 17760 | 26144 | 71867 | 37912 | 46269 | 97503 | 1.5 | 1.5 | 2 | - | - | - | - | - | - | - | - | - | - | - | - | 0 | 0 | 0 | N/A | - | - | - | - | N/A | N/A | N/A | 780 | 3.5765 | 3.7942
[SEER Non Multi-Split >65kW] GEMS (Air Conditioners above 65kW) Determination 2022 | MEPS 2020 | Simulation | P230AHR3SA- | P230AHR3SA- | N/A | APAC | 51062 | Ducted | Packaged | - | Air | Air | Australia,Malaysia | 66400 | 181038 | 232.1 | N/A | N/A | N/A | N/A | N/A | 58100 | 219.4 | Simulation test | 3.3541 | 3.6239 | N/A | - | N/A | N/A | N/A | N/A | N/A | N/A | N/A | N/A | N/A | N/A | N/A | N/A | N/A | N/A | N/A | N/A | N/A | Three | R410A | Australia,Fiji,New Zealand | 153083 | 2028-03-20 |  | Approved | Reverse Cycle | N/A | No | Class 24 | No | N/A | N/A | N/A | N/A | N/A | N/A | N/A | Available | N/A | N/A | http://rinnai.com.au | https://www.apacair.com.au/ | N/A |  |  | AAC7372 | Yes | Multi-stage | - | Yes | Yes | 232100 | 66400 | - | - | - | - | - | - | No | - | - | - | - | - | - | - | - | 219400 | 58100 | - | - | - | - | - | - | - | - | - | - | - | - | - | - | - | - | - | - | - | - | - | - | - | - | - | - | N/A | N/A | 2.913 | 3.008 | 3.5 | 3.67 | 3.557 | 3.719 | 20640 | 30521 | 84965 | 44653 | 54596 | 115574 | 1 | 1.5 | 2 | - | - | - | - | - | - | - | - | - | - | - | - | 0 | 0 | 0 | N/A | - | - | - | - | N/A | N/A | N/A | 780 | 3.362 | 3.6123
[SEER Non Multi-Split >65kW] GEMS (Air Conditioners above 65kW) Determination 2022 | MEPS 2020 | Simulation | P230AHR3SA- | P230AHR3SA- | N/A | APAC | 51062 | Ducted | Packaged | - | Air | Air | Australia,Malaysia | 66400 | 181038 | 232.1 | N/A | N/A | N/A | N/A | N/A | 58100 | 219.4 | Simulation test | 3.3541 | 3.6239 | N/A | - | N/A | N/A | N/A | N/A | N/A | N/A | N/A | N/A | N/A | N/A | N/A | N/A | N/A | N/A | N/A | N/A | N/A | Three | R410A | Australia,Fiji,New Zealand | 153083 | 2028-03-20 |  | Approved | Reverse Cycle | N/A | No | Class 24 | No | N/A | N/A | N/A | N/A | N/A | N/A | N/A | Available | N/A | N/A | http://rinnai.com.au | https://www.apacair.com.au/ | N/A |  |  | AAC7372 | Yes | Multi-stage | - | Yes | Yes | 232100 | 66400 | - | - | - | - | - | - | No | - | - | - | - | - | - | - | - | 219400 | 58100 | - | - | - | - | - | - | - | - | - | - | - | - | - | - | - | - | - | - | - | - | - | - | - | - | - | - | N/A | N/A | 2.913 | 3.008 | 3.5 | 3.67 | 3.557 | 3.719 | 20640 | 30521 | 84965 | 44653 | 54596 | 115574 | 1 | 1.5 | 2 | - | - | - | - | - | - | - | - | - | - | - | - | 0 | 0 | 0 | N/A | - | - | - | - | N/A | N/A | N/A | 780 | 3.362 | 3.6123
[SEER Non Multi-Split >65kW] GEMS (Air Conditioners above 65kW) Determination 2022 | MEPS 2020 | Simulation | P230AHR3SA-CBR | P230AHR3SA- | N/A | APAC | 51062 | Ducted | Packaged | - | Air | Air | Australia,Malaysia | 66400 | 181038 | 232.1 | N/A | N/A | N/A | N/A | N/A | 58100 | 219.4 | Simulation test | 3.3541 | 3.6239 | N/A | - | N/A | N/A | N/A | N/A | N/A | N/A | N/A | N/A | N/A | N/A | N/A | N/A | N/A | N/A | N/A | N/A | N/A | Three | R410A | Australia,Fiji,New Zealand | 153083 | 2028-03-20 |  | Approved | Reverse Cycle | N/A | No | Class 24 | No | N/A | N/A | N/A | N/A | N/A | N/A | N/A | Available | N/A | N/A | http://rinnai.com.au | https://www.apacair.com.au/ | N/A |  |  | AAC7372 | Yes | Multi-stage | - | Yes | Yes | 232100 | 66400 | - | - | - | - | - | - | No | - | - | - | - | - | - | - | - | 219400 | 58100 | - | - | - | - | - | - | - | - | - | - | - | - | - | - | - | - | - | - | - | - | - | - | - | - | - | - | N/A | N/A | 2.913 | 3.008 | 3.5 | 3.67 | 3.557 | 3.719 | 20640 | 30521 | 84965 | 44653 | 54596 | 115574 | 1 | 1.5 | 2 | - | - | - | - | - | - | - | - | - | - | - | - | 0 | 0 | 0 | N/A | - | - | - | - | N/A | N/A | N/A | 780 | 3.362 | 3.6123
[SEER Non Multi-Split >65kW] GEMS (Air Conditioners above 65kW) Determination 2022 | MEPS 2020 | Simulation | P230AHR3SA-CTR | P230AHR3SA- | N/A | APAC | 51062 | Ducted | Packaged | - | Air | Air | Australia,Malaysia | 66400 | 181038 | 232.1 | N/A | N/A | N/A | N/A | N/A | 58100 | 219.4 | Simulation test | 3.3541 | 3.6239 | N/A | - | N/A | N/A | N/A | N/A | N/A | N/A | N/A | N/A | N/A | N/A | N/A | N/A | N/A | N/A | N/A | N/A | N/A | Three | R410A | Australia,Fiji,New Zealand | 153083 | 2028-03-20 |  | Approved | Reverse Cycle | N/A | No | Class 24 | No | N/A | N/A | N/A | N/A | N/A | N/A | N/A | Available | N/A | N/A | http://rinnai.com.au | https://www.apacair.com.au/ | N/A |  |  | AAC7372 | Yes | Multi-stage | - | Yes | Yes | 232100 | 66400 | - | - | - | - | - | - | No | - | - | - | - | - | - | - | - | 219400 | 58100 | - | - | - | - | - | - | - | - | - | - | - | - | - | - | - | - | - | - | - | - | - | - | - | - | - | - | N/A | N/A | 2.913 | 3.008 | 3.5 | 3.67 | 3.557 | 3.719 | 20640 | 30521 | 84965 | 44653 | 54596 | 115574 | 1 | 1.5 | 2 | - | - | - | - | - | - | - | - | - | - | - | - | 0 | 0 | 0 | N/A | - | - | - | - | N/A | N/A | N/A | 780 | 3.362 | 3.6123
[SEER Non Multi-Split <=65kW] GEMS (Air Conditioners up to 65kW) Determination 2019 | MEPS 2019 | AS/NZS 3823.1.2:2012 | S012OVR3SA/S012ILR1SA- | S012OVR3SA/S012ILR1SA- | N/A | APAC | N/A | Ducted | Single Split System | - | Air | Air | Australia,Malaysia | 3.3 | N/A | 11.38 | N/A | N/A | N/A | N/A | N/A | 2.97 | 11.74 | Enthalpy Test Room | 3.2574 | 3.768 | N/A | - | N/A | N/A | N/A | N/A | N/A | N/A | N/A | N/A | N/A | N/A | N/A | N/A | N/A | N/A | N/A | N/A | N/A | Three | R410A | Australia,Fiji,New Zealand | 153252 | 2028-05-02 |  | Approved | Reverse Cycle | N/A | No | Class 11 | No | N/A | N/A | N/A | N/A | N/A | N/A | N/A | Available | N/A | N/A | http://rinnai.com.au | https://www.apacair.com.au | N/A |  |  | AAC7460 | No | - | - | - | - | 11380 | 3.3 | - | - | - | - | - | - | Yes | 2950 | 12270 | - | - | - | - | - | - | 11740 | 2.97 | - | - | - | - | - | - | - | - | - | 2740 | 9480 | - | - | - | - | - | - | - | - | - | No | - | - | - | - | - | - | - | 2.813 | 2.921 | 3.485 | 3.704 | 3.574 | 3.748 | 1033 | 1523 | 4163 | 2152 | 2648 | 5606 | 1 | 1 | 1.5 | 3.069 | 3.289 | 3.348 | 3.124 | 3.336 | 3.379 | 5098 | 2061 | 410 | 1752 | 977 | 276 | 1.5 | 1.5 | 1.5 | No | - | - | - | - | N/A | N/A | N/A | 46.2418 | 3.2925 | 3.7552
[SEER Non Multi-Split <=65kW] GEMS (Air Conditioners up to 65kW) Determination 2019 | MEPS 2019 | AS/NZS 3823.1.2:2012 | S012OVR3SA/S012ILR1SA-FR | S012OVR3SA/S012ILR1SA- | N/A | APAC | N/A | Ducted | Single Split System | - | Air | Air | Australia,Malaysia | 3.3 | N/A | 11.38 | N/A | N/A | N/A | N/A | N/A | 2.97 | 11.74 | Enthalpy Test Room | 3.2574 | 3.768 | N/A | - | N/A | N/A | N/A | N/A | N/A | N/A | N/A | N/A | N/A | N/A | N/A | N/A | N/A | N/A | N/A | N/A | N/A | Three | R410A | Australia,Fiji,New Zealand | 153252 | 2028-05-02 |  | Approved | Reverse Cycle | N/A | No | Class 11 | No | N/A | N/A | N/A | N/A | N/A | N/A | N/A | Available | N/A | N/A | http://rinnai.com.au | https://www.apacair.com.au | N/A |  |  | AAC7460 | No | - | - | - | - | 11380 | 3.3 | - | - | - | - | - | - | Yes | 2950 | 12270 | - | - | - | - | - | - | 11740 | 2.97 | - | - | - | - | - | - | - | - | - | 2740 | 9480 | - | - | - | - | - | - | - | - | - | No | - | - | - | - | - | - | - | 2.813 | 2.921 | 3.485 | 3.704 | 3.574 | 3.748 | 1033 | 1523 | 4163 | 2152 | 2648 | 5606 | 1 | 1 | 1.5 | 3.069 | 3.289 | 3.348 | 3.124 | 3.336 | 3.379 | 5098 | 2061 | 410 | 1752 | 977 | 276 | 1.5 | 1.5 | 1.5 | No | - | - | - | - | N/A | N/A | N/A | 46.2418 | 3.2925 | 3.7552
[SEER Non Multi-Split <=65kW] GEMS (Air Conditioners up to 65kW) Determination 2019 | MEPS 2019 | AS/NZS 3823.1.2:2012 | S012OVR3SA/S012ILR1SA-TR | S012OVR3SA/S012ILR1SA- | N/A | APAC | N/A | Ducted | Single Split System | - | Air | Air | Australia,Malaysia | 3.3 | N/A | 11.38 | N/A | N/A | N/A | N/A | N/A | 2.97 | 11.74 | Enthalpy Test Room | 3.2574 | 3.768 | N/A | - | N/A | N/A | N/A | N/A | N/A | N/A | N/A | N/A | N/A | N/A | N/A | N/A | N/A | N/A | N/A | N/A | N/A | Three | R410A | Australia,Fiji,New Zealand | 153252 | 2028-05-02 |  | Approved | Reverse Cycle | N/A | No | Class 11 | No | N/A | N/A | N/A | N/A | N/A | N/A | N/A | Available | N/A | N/A | http://rinnai.com.au | https://www.apacair.com.au | N/A |  |  | AAC7460 | No | - | - | - | - | 11380 | 3.3 | - | - | - | - | - | - | Yes | 2950 | 12270 | - | - | - | - | - | - | 11740 | 2.97 | - | - | - | - | - | - | - | - | - | 2740 | 9480 | - | - | - | - | - | - | - | - | - | No | - | - | - | - | - | - | - | 2.813 | 2.921 | 3.485 | 3.704 | 3.574 | 3.748 | 1033 | 1523 | 4163 | 2152 | 2648 | 5606 | 1 | 1 | 1.5 | 3.069 | 3.289 | 3.348 | 3.124 | 3.336 | 3.379 | 5098 | 2061 | 410 | 1752 | 977 | 276 | 1.5 | 1.5 | 1.5 | No | - | - | - | - | N/A | N/A | N/A | 46.2418 | 3.2925 | 3.7552
[SEER Non Multi-Split <=65kW] GEMS (Air Conditioners up to 65kW) Determination 2019 | MEPS 2019 | AS/NZS 3823.1.2:2012 | S012OVR3SA/S012IVR3SA-TR | S012OVR3SA/S012ILR1SA- | N/A | APAC | N/A | Ducted | Single Split System | - | Air | Air | Australia,Malaysia | 3.3 | N/A | 11.38 | N/A | N/A | N/A | N/A | N/A | 2.97 | 11.74 | Enthalpy Test Room | 3.2574 | 3.768 | N/A | - | N/A | N/A | N/A | N/A | N/A | N/A | N/A | N/A | N/A | N/A | N/A | N/A | N/A | N/A | N/A | N/A | N/A | Three | R410A | Australia,Fiji,New Zealand | 153252 | 2028-05-02 |  | Approved | Reverse Cycle | N/A | No | Class 11 | No | N/A | N/A | N/A | N/A | N/A | N/A | N/A | Available | N/A | N/A | http://rinnai.com.au | https://www.apacair.com.au | N/A |  |  | AAC7460 | No | - | - | - | - | 11380 | 3.3 | - | - | - | - | - | - | Yes | 2950 | 12270 | - | - | - | - | - | - | 11740 | 2.97 | - | - | - | - | - | - | - | - | - | 2740 | 9480 | - | - | - | - | - | - | - | - | - | No | - | - | - | - | - | - | - | 2.813 | 2.921 | 3.485 | 3.704 | 3.574 | 3.748 | 1033 | 1523 | 4163 | 2152 | 2648 | 5606 | 1 | 1 | 1.5 | 3.069 | 3.289 | 3.348 | 3.124 | 3.336 | 3.379 | 5098 | 2061 | 410 | 1752 | 977 | 276 | 1.5 | 1.5 | 1.5 | No | - | - | - | - | N/A | N/A | N/A | 46.2418 | 3.2925 | 3.7552
[SEER Non Multi-Split <=65kW] GEMS (Air Conditioners up to 65kW) Determination 2019 | MEPS 2019 | AS/NZS 3823.1.2:2012 | S015OVR3SA / S015ILR1SA- | S015OVR3SA / S015ILR1SA- | N/A | APAC | N/A | Ducted | Single Split System | - | Air | Air | Australia,Malaysia | 4.17 | N/A | 16.01 | N/A | N/A | N/A | N/A | N/A | 3.88 | 14.22 | Enthalpy Test Room | 3.63 | 3.5013 | N/A | - | N/A | N/A | N/A | N/A | N/A | N/A | N/A | N/A | N/A | N/A | N/A | N/A | N/A | N/A | N/A | N/A | N/A | Three | R410A | Australia,Fiji,New Zealand | 153263 | 2028-05-03 |  | Approved | Reverse Cycle | N/A | No | Class 11 | No | N/A | N/A | N/A | N/A | N/A | N/A | N/A | Available | N/A | N/A | http://rinnai.com.au | https://www.apacair.com.au | N/A |  |  | AAC7464 | No | - | - | - | - | 16010 | 4.17 | - | - | - | - | - | - | Yes | 3780 | 16930 | - | - | - | - | - | - | 14220 | 3.88 | - | - | - | - | - | - | - | - | - | 3600 | 11630 | - | - | - | - | - | - | - | - | - | No | - | - | - | - | - | - | - | 3.215 | 3.317 | 3.832 | 4.011 | 3.889 | 4.062 | 1295 | 1918 | 5359 | 2824 | 3452 | 7305 | 1.5 | 1.5 | 2 | 2.884 | 3.065 | 3.106 | 2.923 | 3.101 | 3.133 | 6542 | 2643 | 500 | 2241 | 1244 | 333 | 1 | 1.5 | 1.5 | No | - | - | - | - | N/A | N/A | N/A | 46.4556 | 3.7 | 3.5224
[SEER Non Multi-Split <=65kW] GEMS (Air Conditioners up to 65kW) Determination 2019 | MEPS 2019 | AS/NZS 3823.1.2:2012 | S015OVR3SA / S015ILR1SA-FR | S015OVR3SA / S015ILR1SA- | N/A | APAC | N/A | Ducted | Single Split System | - | Air | Air | Australia,Malaysia | 4.17 | N/A | 16.01 | N/A | N/A | N/A | N/A | N/A | 3.88 | 14.22 | Enthalpy Test Room | 3.63 | 3.5013 | N/A | - | N/A | N/A | N/A | N/A | N/A | N/A | N/A | N/A | N/A | N/A | N/A | N/A | N/A | N/A | N/A | N/A | N/A | Three | R410A | Australia,Fiji,New Zealand | 153263 | 2028-05-03 |  | Approved | Reverse Cycle | N/A | No | Class 11 | No | N/A | N/A | N/A | N/A | N/A | N/A | N/A | Available | N/A | N/A | http://rinnai.com.au | https://www.apacair.com.au | N/A |  |  | AAC7464 | No | - | - | - | - | 16010 | 4.17 | - | - | - | - | - | - | Yes | 3780 | 16930 | - | - | - | - | - | - | 14220 | 3.88 | - | - | - | - | - | - | - | - | - | 3600 | 11630 | - | - | - | - | - | - | - | - | - | No | - | - | - | - | - | - | - | 3.215 | 3.317 | 3.832 | 4.011 | 3.889 | 4.062 | 1295 | 1918 | 5359 | 2824 | 3452 | 7305 | 1.5 | 1.5 | 2 | 2.884 | 3.065 | 3.106 | 2.923 | 3.101 | 3.133 | 6542 | 2643 | 500 | 2241 | 1244 | 333 | 1 | 1.5 | 1.5 | No | - | - | - | - | N/A | N/A | N/A | 46.4556 | 3.7 | 3.5224
[SEER Non Multi-Split <=65kW] GEMS (Air Conditioners up to 65kW) Determination 2019 | MEPS 2019 | AS/NZS 3823.1.2:2012 | S015OVR3SA / S015ILR1SA-TR | S015OVR3SA / S015ILR1SA- | N/A | APAC | N/A | Ducted | Single Split System | - | Air | Air | Australia,Malaysia | 4.17 | N/A | 16.01 | N/A | N/A | N/A | N/A | N/A | 3.88 | 14.22 | Enthalpy Test Room | 3.63 | 3.5013 | N/A | - | N/A | N/A | N/A | N/A | N/A | N/A | N/A | N/A | N/A | N/A | N/A | N/A | N/A | N/A | N/A | N/A | N/A | Three | R410A | Australia,Fiji,New Zealand | 153263 | 2028-05-03 |  | Approved | Reverse Cycle | N/A | No | Class 11 | No | N/A | N/A | N/A | N/A | N/A | N/A | N/A | Available | N/A | N/A | http://rinnai.com.au | https://www.apacair.com.au | N/A |  |  | AAC7464 | No | - | - | - | - | 16010 | 4.17 | - | - | - | - | - | - | Yes | 3780 | 16930 | - | - | - | - | - | - | 14220 | 3.88 | - | - | - | - | - | - | - | - | - | 3600 | 11630 | - | - | - | - | - | - | - | - | - | No | - | - | - | - | - | - | - | 3.215 | 3.317 | 3.832 | 4.011 | 3.889 | 4.062 | 1295 | 1918 | 5359 | 2824 | 3452 | 7305 | 1.5 | 1.5 | 2 | 2.884 | 3.065 | 3.106 | 2.923 | 3.101 | 3.133 | 6542 | 2643 | 500 | 2241 | 1244 | 333 | 1 | 1.5 | 1.5 | No | - | - | - | - | N/A | N/A | N/A | 46.4556 | 3.7 | 3.5224
[SEER Non Multi-Split <=65kW] GEMS (Air Conditioners up to 65kW) Determination 2019 | MEPS 2019 | AS/NZS 3823.1.2:2012 | S015OVR3SA / S015IVR3SA-TR | S015OVR3SA / S015ILR1SA- | N/A | APAC | N/A | Ducted | Single Split System | - | Air | Air | Australia,Malaysia | 4.17 | N/A | 16.01 | N/A | N/A | N/A | N/A | N/A | 3.88 | 14.22 | Enthalpy Test Room | 3.63 | 3.5013 | N/A | - | N/A | N/A | N/A | N/A | N/A | N/A | N/A | N/A | N/A | N/A | N/A | N/A | N/A | N/A | N/A | N/A | N/A | Three | R410A | Australia,Fiji,New Zealand | 153263 | 2028-05-03 |  | Approved | Reverse Cycle | N/A | No | Class 11 | No | N/A | N/A | N/A | N/A | N/A | N/A | N/A | Available | N/A | N/A | http://rinnai.com.au | https://www.apacair.com.au | N/A |  |  | AAC7464 | No | - | - | - | - | 16010 | 4.17 | - | - | - | - | - | - | Yes | 3780 | 16930 | - | - | - | - | - | - | 14220 | 3.88 | - | - | - | - | - | - | - | - | - | 3600 | 11630 | - | - | - | - | - | - | - | - | - | No | - | - | - | - | - | - | - | 3.215 | 3.317 | 3.832 | 4.011 | 3.889 | 4.062 | 1295 | 1918 | 5359 | 2824 | 3452 | 7305 | 1.5 | 1.5 | 2 | 2.884 | 3.065 | 3.106 | 2.923 | 3.101 | 3.133 | 6542 | 2643 | 500 | 2241 | 1244 | 333 | 1 | 1.5 | 1.5 | No | - | - | - | - | N/A | N/A | N/A | 46.4556 | 3.7 | 3.5224
[SEER Non Multi-Split <=65kW] GEMS (Air Conditioners up to 65kW) Determination 2019 | MEPS 2019 | AS/NZS 3823.1.2:2012 | S018OVR3SA / S018ILR1SA- | S018OVR3SA / S018ILR1SA- | N/A | APAC | N/A | Ducted | Single Split System | - | Air | Air | Australia,Malaysia | 4.95 | N/A | 18.74 | N/A | N/A | N/A | N/A | N/A | 4.68 | 16.06 | Enthalpy Test Room | 3.5799 | 3.2759 | N/A | - | N/A | N/A | N/A | N/A | N/A | N/A | N/A | N/A | N/A | N/A | N/A | N/A | N/A | N/A | N/A | N/A | N/A | Three | R410A | Australia,Fiji,New Zealand | 153266 | 2028-05-01 |  | Approved | Reverse Cycle | N/A | No | Class 11 | No | N/A | N/A | N/A | N/A | N/A | N/A | N/A | Available | N/A | N/A | http://rinnai.com.au | https://www.apacair.com.au | N/A |  |  | AAC7458 | No | - | - | - | - | 18740 | 4.95 | - | - | - | - | - | - | Yes | 4480 | 19450 | - | - | - | - | - | - | 16060 | 4.68 | - | - | - | - | - | - | - | - | - | 4310 | 13230 | - | - | - | - | - | - | - | - | - | No | - | - | - | - | - | - | - | 3.228 | 3.317 | 3.762 | 3.917 | 3.803 | 3.96 | 1527 | 2268 | 6411 | 3403 | 4152 | 8789 | 1.5 | 1.5 | 2 | 2.74 | 2.894 | 2.913 | 2.763 | 2.915 | 2.936 | 7757 | 3138 | 579 | 2659 | 1476 | 382 | 1 | 1 | 1 | No | - | - | - | - | N/A | N/A | N/A | 46.8425 | 3.6685 | 3.3193
[SEER Non Multi-Split <=65kW] GEMS (Air Conditioners up to 65kW) Determination 2019 | MEPS 2019 | AS/NZS 3823.1.2:2012 | S018OVR3SA / S018ILR1SA-FR | S018OVR3SA / S018ILR1SA- | N/A | APAC | N/A | Ducted | Single Split System | - | Air | Air | Australia,Malaysia | 4.95 | N/A | 18.74 | N/A | N/A | N/A | N/A | N/A | 4.68 | 16.06 | Enthalpy Test Room | 3.5799 | 3.2759 | N/A | - | N/A | N/A | N/A | N/A | N/A | N/A | N/A | N/A | N/A | N/A | N/A | N/A | N/A | N/A | N/A | N/A | N/A | Three | R410A | Australia,Fiji,New Zealand | 153266 | 2028-05-01 |  | Approved | Reverse Cycle | N/A | No | Class 11 | No | N/A | N/A | N/A | N/A | N/A | N/A | N/A | Available | N/A | N/A | http://rinnai.com.au | https://www.apacair.com.au | N/A |  |  | AAC7458 | No | - | - | - | - | 18740 | 4.95 | - | - | - | - | - | - | Yes | 4480 | 19450 | - | - | - | - | - | - | 16060 | 4.68 | - | - | - | - | - | - | - | - | - | 4310 | 13230 | - | - | - | - | - | - | - | - | - | No | - | - | - | - | - | - | - | 3.228 | 3.317 | 3.762 | 3.917 | 3.803 | 3.96 | 1527 | 2268 | 6411 | 3403 | 4152 | 8789 | 1.5 | 1.5 | 2 | 2.74 | 2.894 | 2.913 | 2.763 | 2.915 | 2.936 | 7757 | 3138 | 579 | 2659 | 1476 | 382 | 1 | 1 | 1 | No | - | - | - | - | N/A | N/A | N/A | 46.8425 | 3.6685 | 3.3193
[SEER Non Multi-Split <=65kW] GEMS (Air Conditioners up to 65kW) Determination 2019 | MEPS 2019 | AS/NZS 3823.1.2:2012 | S018OVR3SA / S018ILR1SA-TR | S018OVR3SA / S018ILR1SA- | N/A | APAC | N/A | Ducted | Single Split System | - | Air | Air | Australia,Malaysia | 4.95 | N/A | 18.74 | N/A | N/A | N/A | N/A | N/A | 4.68 | 16.06 | Enthalpy Test Room | 3.5799 | 3.2759 | N/A | - | N/A | N/A | N/A | N/A | N/A | N/A | N/A | N/A | N/A | N/A | N/A | N/A | N/A | N/A | N/A | N/A | N/A | Three | R410A | Australia,Fiji,New Zealand | 153266 | 2028-05-01 |  | Approved | Reverse Cycle | N/A | No | Class 11 | No | N/A | N/A | N/A | N/A | N/A | N/A | N/A | Available | N/A | N/A | http://rinnai.com.au | https://www.apacair.com.au | N/A |  |  | AAC7458 | No | - | - | - | - | 18740 | 4.95 | - | - | - | - | - | - | Yes | 4480 | 19450 | - | - | - | - | - | - | 16060 | 4.68 | - | - | - | - | - | - | - | - | - | 4310 | 13230 | - | - | - | - | - | - | - | - | - | No | - | - | - | - | - | - | - | 3.228 | 3.317 | 3.762 | 3.917 | 3.803 | 3.96 | 1527 | 2268 | 6411 | 3403 | 4152 | 8789 | 1.5 | 1.5 | 2 | 2.74 | 2.894 | 2.913 | 2.763 | 2.915 | 2.936 | 7757 | 3138 | 579 | 2659 | 1476 | 382 | 1 | 1 | 1 | No | - | - | - | - | N/A | N/A | N/A | 46.8425 | 3.6685 | 3.3193
[SEER Non Multi-Split <=65kW] GEMS (Air Conditioners up to 65kW) Determination 2019 | MEPS 2019 | AS/NZS 3823.1.2:2012 | S018OVR3SA / S018IVR3SA-TR | S018OVR3SA / S018ILR1SA- | N/A | APAC | N/A | Ducted | Single Split System | - | Air | Air | Australia,Malaysia | 4.95 | N/A | 18.74 | N/A | N/A | N/A | N/A | N/A | 4.68 | 16.06 | Enthalpy Test Room | 3.5799 | 3.2759 | N/A | - | N/A | N/A | N/A | N/A | N/A | N/A | N/A | N/A | N/A | N/A | N/A | N/A | N/A | N/A | N/A | N/A | N/A | Three | R410A | Australia,Fiji,New Zealand | 153266 | 2028-05-01 |  | Approved | Reverse Cycle | N/A | No | Class 11 | No | N/A | N/A | N/A | N/A | N/A | N/A | N/A | Available | N/A | N/A | http://rinnai.com.au | https://www.apacair.com.au | N/A |  |  | AAC7458 | No | - | - | - | - | 18740 | 4.95 | - | - | - | - | - | - | Yes | 4480 | 19450 | - | - | - | - | - | - | 16060 | 4.68 | - | - | - | - | - | - | - | - | - | 4310 | 13230 | - | - | - | - | - | - | - | - | - | No | - | - | - | - | - | - | - | 3.228 | 3.317 | 3.762 | 3.917 | 3.803 | 3.96 | 1527 | 2268 | 6411 | 3403 | 4152 | 8789 | 1.5 | 1.5 | 2 | 2.74 | 2.894 | 2.913 | 2.763 | 2.915 | 2.936 | 7757 | 3138 | 579 | 2659 | 1476 | 382 | 1 | 1 | 1 | No | - | - | - | - | N/A | N/A | N/A | 46.8425 | 3.6685 | 3.3193
[SEER Non Multi-Split <=65kW] GEMS (Air Conditioners up to 65kW) Determination 2019 | MEPS 2019 | AS/NZS 3823.1.2:2012 | S020OVR3SA / S020ILR1SA- | S020OVR3SA / S020ILR1SA- | N/A | APAC | N/A | Ducted | Single Split System | - | Air | Air | Australia,Malaysia | 6 | N/A | 22.45 | N/A | N/A | N/A | N/A | N/A | 5.65 | 18.89 | Enthalpy Test Room | 3.5391 | 3.1993 | N/A | - | N/A | N/A | N/A | N/A | N/A | N/A | N/A | N/A | N/A | N/A | N/A | N/A | N/A | N/A | N/A | N/A | N/A | Three | R410A | Australia,Fiji,New Zealand | 153278 | 2028-05-01 |  | Approved | Reverse Cycle | N/A | No | Class 11 | No | N/A | N/A | N/A | N/A | N/A | N/A | N/A | Available | N/A | N/A | http://rinnai.com.au | https://www.apacair.com.au | N/A |  |  | AAC7457 | No | - | - | - | - | 22450 | 6 | - | - | - | - | - | - | Yes | 5390 | 24130 | - | - | - | - | - | - | 18890 | 5.65 | - | - | - | - | - | - | - | - | - | 5140 | 15560 | - | - | - | - | - | - | - | - | - | No | - | - | - | - | - | - | - | 3.375 | 3.439 | 3.873 | 4.165 | 3.993 | 4.106 | 1764 | 2634 | 7481 | 3847 | 4748 | 10171 | 1.5 | 1.5 | 2 | 2.693 | 2.838 | 2.843 | 2.707 | 2.848 | 2.862 | 9265 | 3738 | 674 | 3173 | 1757 | 441 | 1 | 1 | 1 | No | - | - | - | - | N/A | N/A | N/A | 46.6365 | 3.6459 | 3.2526
[SEER Non Multi-Split <=65kW] GEMS (Air Conditioners up to 65kW) Determination 2019 | MEPS 2019 | AS/NZS 3823.1.2:2012 | S020OVR3SA / S020ILR1SA-FR | S020OVR3SA / S020ILR1SA- | N/A | APAC | N/A | Ducted | Single Split System | - | Air | Air | Australia,Malaysia | 6 | N/A | 22.45 | N/A | N/A | N/A | N/A | N/A | 5.65 | 18.89 | Enthalpy Test Room | 3.5391 | 3.1993 | N/A | - | N/A | N/A | N/A | N/A | N/A | N/A | N/A | N/A | N/A | N/A | N/A | N/A | N/A | N/A | N/A | N/A | N/A | Three | R410A | Australia,Fiji,New Zealand | 153278 | 2028-05-01 |  | Approved | Reverse Cycle | N/A | No | Class 11 | No | N/A | N/A | N/A | N/A | N/A | N/A | N/A | Available | N/A | N/A | http://rinnai.com.au | https://www.apacair.com.au | N/A |  |  | AAC7457 | No | - | - | - | - | 22450 | 6 | - | - | - | - | - | - | Yes | 5390 | 24130 | - | - | - | - | - | - | 18890 | 5.65 | - | - | - | - | - | - | - | - | - | 5140 | 15560 | - | - | - | - | - | - | - | - | - | No | - | - | - | - | - | - | - | 3.375 | 3.439 | 3.873 | 4.165 | 3.993 | 4.106 | 1764 | 2634 | 7481 | 3847 | 4748 | 10171 | 1.5 | 1.5 | 2 | 2.693 | 2.838 | 2.843 | 2.707 | 2.848 | 2.862 | 9265 | 3738 | 674 | 3173 | 1757 | 441 | 1 | 1 | 1 | No | - | - | - | - | N/A | N/A | N/A | 46.6365 | 3.6459 | 3.2526
[SEER Non Multi-Split <=65kW] GEMS (Air Conditioners up to 65kW) Determination 2019 | MEPS 2019 | AS/NZS 3823.1.2:2012 | S020OVR3SA / S020ILR1SA-TR | S020OVR3SA / S020ILR1SA- | N/A | APAC | N/A | Ducted | Single Split System | - | Air | Air | Australia,Malaysia | 6 | N/A | 22.45 | N/A | N/A | N/A | N/A | N/A | 5.65 | 18.89 | Enthalpy Test Room | 3.5391 | 3.1993 | N/A | - | N/A | N/A | N/A | N/A | N/A | N/A | N/A | N/A | N/A | N/A | N/A | N/A | N/A | N/A | N/A | N/A | N/A | Three | R410A | Australia,Fiji,New Zealand | 153278 | 2028-05-01 |  | Approved | Reverse Cycle | N/A | No | Class 11 | No | N/A | N/A | N/A | N/A | N/A | N/A | N/A | Available | N/A | N/A | http://rinnai.com.au | https://www.apacair.com.au | N/A |  |  | AAC7457 | No | - | - | - | - | 22450 | 6 | - | - | - | - | - | - | Yes | 5390 | 24130 | - | - | - | - | - | - | 18890 | 5.65 | - | - | - | - | - | - | - | - | - | 5140 | 15560 | - | - | - | - | - | - | - | - | - | No | - | - | - | - | - | - | - | 3.375 | 3.439 | 3.873 | 4.165 | 3.993 | 4.106 | 1764 | 2634 | 7481 | 3847 | 4748 | 10171 | 1.5 | 1.5 | 2 | 2.693 | 2.838 | 2.843 | 2.707 | 2.848 | 2.862 | 9265 | 3738 | 674 | 3173 | 1757 | 441 | 1 | 1 | 1 | No | - | - | - | - | N/A | N/A | N/A | 46.6365 | 3.6459 | 3.2526
[SEER Non Multi-Split <=65kW] GEMS (Air Conditioners up to 65kW) Determination 2019 | MEPS 2019 | AS/NZS 3823.1.2:2012 | S020OVR3SA / S020IVR3SA-TR | S020OVR3SA / S020ILR1SA- | N/A | APAC | N/A | Ducted | Single Split System | - | Air | Air | Australia,Malaysia | 6 | N/A | 22.45 | N/A | N/A | N/A | N/A | N/A | 5.65 | 18.89 | Enthalpy Test Room | 3.5391 | 3.1993 | N/A | - | N/A | N/A | N/A | N/A | N/A | N/A | N/A | N/A | N/A | N/A | N/A | N/A | N/A | N/A | N/A | N/A | N/A | Three | R410A | Australia,Fiji,New Zealand | 153278 | 2028-05-01 |  | Approved | Reverse Cycle | N/A | No | Class 11 | No | N/A | N/A | N/A | N/A | N/A | N/A | N/A | Available | N/A | N/A | http://rinnai.com.au | https://www.apacair.com.au | N/A |  |  | AAC7457 | No | - | - | - | - | 22450 | 6 | - | - | - | - | - | - | Yes | 5390 | 24130 | - | - | - | - | - | - | 18890 | 5.65 | - | - | - | - | - | - | - | - | - | 5140 | 15560 | - | - | - | - | - | - | - | - | - | No | - | - | - | - | - | - | - | 3.375 | 3.439 | 3.873 | 4.165 | 3.993 | 4.106 | 1764 | 2634 | 7481 | 3847 | 4748 | 10171 | 1.5 | 1.5 | 2 | 2.693 | 2.838 | 2.843 | 2.707 | 2.848 | 2.862 | 9265 | 3738 | 674 | 3173 | 1757 | 441 | 1 | 1 | 1 | No | - | - | - | - | N/A | N/A | N/A | 46.6365 | 3.6459 | 3.2526
[SEER Non Multi-Split <=65kW] GEMS (Air Conditioners up to 65kW) Determination 2019 | MEPS 2019 | AS/NZS 3823.1.2:2012 | S023OVR3SA / S023ILR1SA- | S023OVR3SA / S023ILR1SA- | N/A | APAC | N/A | Ducted | Single Split System | - | Air | Air | Australia,Malaysia | 6.73 | N/A | 22.4 | N/A | N/A | N/A | N/A | N/A | 6 | 22.73 | Enthalpy Test Room | 3.1509 | 3.6299 | N/A | - | N/A | N/A | N/A | N/A | N/A | N/A | N/A | N/A | N/A | N/A | N/A | N/A | N/A | N/A | N/A | N/A | N/A | Three | R410A | Australia,Fiji,New Zealand | 153282 | 2028-05-01 |  | Approved | Reverse Cycle | N/A | No | Class 11 | No | N/A | N/A | N/A | N/A | N/A | N/A | N/A | Available | N/A | N/A | http://rinnai.com.au | https://www.apacair.com.au | N/A |  |  | AAC7456 | No | - | - | - | - | 22400 | 6.73 | - | - | - | - | - | - | Yes | 6040 | 23960 | - | - | - | - | - | - | 22730 | 6 | - | - | - | - | - | - | - | - | - | 5560 | 18700 | - | - | - | - | - | - | - | - | - | No | - | - | - | - | - | - | - | 3.197 | 3.217 | 3.496 | 3.793 | 3.62 | 3.678 | 1904 | 2867 | 8325 | 4261 | 5274 | 11375 | 1.5 | 1.5 | 1.5 | 2.983 | 3.177 | 3.213 | 3.022 | 3.209 | 3.24 | 10012 | 3960 | 665 | 3375 | 1832 | 426 | 1 | 1.5 | 1.5 | No | - | - | - | - | N/A | N/A | N/A | 28.5009 | 3.2814 | 3.7285
[SEER Non Multi-Split <=65kW] GEMS (Air Conditioners up to 65kW) Determination 2019 | MEPS 2019 | AS/NZS 3823.1.2:2012 | S023OVR3SA / S023ILR1SA-FR | S023OVR3SA / S023ILR1SA- | N/A | APAC | N/A | Ducted | Single Split System | - | Air | Air | Australia,Malaysia | 6.73 | N/A | 22.4 | N/A | N/A | N/A | N/A | N/A | 6 | 22.73 | Enthalpy Test Room | 3.1509 | 3.6299 | N/A | - | N/A | N/A | N/A | N/A | N/A | N/A | N/A | N/A | N/A | N/A | N/A | N/A | N/A | N/A | N/A | N/A | N/A | Three | R410A | Australia,Fiji,New Zealand | 153282 | 2028-05-01 |  | Approved | Reverse Cycle | N/A | No | Class 11 | No | N/A | N/A | N/A | N/A | N/A | N/A | N/A | Available | N/A | N/A | http://rinnai.com.au | https://www.apacair.com.au | N/A |  |  | AAC7456 | No | - | - | - | - | 22400 | 6.73 | - | - | - | - | - | - | Yes | 6040 | 23960 | - | - | - | - | - | - | 22730 | 6 | - | - | - | - | - | - | - | - | - | 5560 | 18700 | - | - | - | - | - | - | - | - | - | No | - | - | - | - | - | - | - | 3.197 | 3.217 | 3.496 | 3.793 | 3.62 | 3.678 | 1904 | 2867 | 8325 | 4261 | 5274 | 11375 | 1.5 | 1.5 | 1.5 | 2.983 | 3.177 | 3.213 | 3.022 | 3.209 | 3.24 | 10012 | 3960 | 665 | 3375 | 1832 | 426 | 1 | 1.5 | 1.5 | No | - | - | - | - | N/A | N/A | N/A | 28.5009 | 3.2814 | 3.7285
[SEER Non Multi-Split <=65kW] GEMS (Air Conditioners up to 65kW) Determination 2019 | MEPS 2019 | AS/NZS 3823.1.2:2012 | S023OVR3SA / S023ILR1SA-TR | S023OVR3SA / S023ILR1SA- | N/A | APAC | N/A | Ducted | Single Split System | - | Air | Air | Australia,Malaysia | 6.73 | N/A | 22.4 | N/A | N/A | N/A | N/A | N/A | 6 | 22.73 | Enthalpy Test Room | 3.1509 | 3.6299 | N/A | - | N/A | N/A | N/A | N/A | N/A | N/A | N/A | N/A | N/A | N/A | N/A | N/A | N/A | N/A | N/A | N/A | N/A | Three | R410A | Australia,Fiji,New Zealand | 153282 | 2028-05-01 |  | Approved | Reverse Cycle | N/A | No | Class 11 | No | N/A | N/A | N/A | N/A | N/A | N/A | N/A | Available | N/A | N/A | http://rinnai.com.au | https://www.apacair.com.au | N/A |  |  | AAC7456 | No | - | - | - | - | 22400 | 6.73 | - | - | - | - | - | - | Yes | 6040 | 23960 | - | - | - | - | - | - | 22730 | 6 | - | - | - | - | - | - | - | - | - | 5560 | 18700 | - | - | - | - | - | - | - | - | - | No | - | - | - | - | - | - | - | 3.197 | 3.217 | 3.496 | 3.793 | 3.62 | 3.678 | 1904 | 2867 | 8325 | 4261 | 5274 | 11375 | 1.5 | 1.5 | 1.5 | 2.983 | 3.177 | 3.213 | 3.022 | 3.209 | 3.24 | 10012 | 3960 | 665 | 3375 | 1832 | 426 | 1 | 1.5 | 1.5 | No | - | - | - | - | N/A | N/A | N/A | 28.5009 | 3.2814 | 3.7285
[SEER Non Multi-Split <=65kW] GEMS (Air Conditioners up to 65kW) Determination 2019 | MEPS 2019 | AS/NZS 3823.1.2:2012 | S023OVR3SA / S023IVR3SA-TR | S023OVR3SA / S023ILR1SA- | N/A | APAC | N/A | Ducted | Single Split System | - | Air | Air | Australia,Malaysia | 6.73 | N/A | 22.4 | N/A | N/A | N/A | N/A | N/A | 6 | 22.73 | Enthalpy Test Room | 3.1509 | 3.6299 | N/A | - | N/A | N/A | N/A | N/A | N/A | N/A | N/A | N/A | N/A | N/A | N/A | N/A | N/A | N/A | N/A | N/A | N/A | Three | R410A | Australia,Fiji,New Zealand | 153282 | 2028-05-01 |  | Approved | Reverse Cycle | N/A | No | Class 11 | No | N/A | N/A | N/A | N/A | N/A | N/A | N/A | Available | N/A | N/A | http://rinnai.com.au | https://www.apacair.com.au | N/A |  |  | AAC7456 | No | - | - | - | - | 22400 | 6.73 | - | - | - | - | - | - | Yes | 6040 | 23960 | - | - | - | - | - | - | 22730 | 6 | - | - | - | - | - | - | - | - | - | 5560 | 18700 | - | - | - | - | - | - | - | - | - | No | - | - | - | - | - | - | - | 3.197 | 3.217 | 3.496 | 3.793 | 3.62 | 3.678 | 1904 | 2867 | 8325 | 4261 | 5274 | 11375 | 1.5 | 1.5 | 1.5 | 2.983 | 3.177 | 3.213 | 3.022 | 3.209 | 3.24 | 10012 | 3960 | 665 | 3375 | 1832 | 426 | 1 | 1.5 | 1.5 | No | - | - | - | - | N/A | N/A | N/A | 28.5009 | 3.2814 | 3.7285
[SEER Non Multi-Split <=65kW] GEMS (Air Conditioners up to 65kW) Determination 2019 | MEPS 2019 | AS/NZS 3823.1.2:2012 | S024OVR3SA / S024IHR3SA- | S024OVR3SA / S024IHR3SA- | N/A | APAC | N/A | Ducted | Single Split System | - | Air | Air | Australia,Malaysia | 6.93 | N/A | 23.36 | N/A | N/A | N/A | N/A | N/A | 6.08 | 20.36 | Enthalpy Test Room | 3.1904 | 3.2016 | N/A | - | N/A | N/A | N/A | N/A | N/A | N/A | N/A | N/A | N/A | N/A | N/A | N/A | N/A | N/A | N/A | N/A | N/A | Three | R410A | Australia,Fiji,New Zealand | 153286 | 2028-05-02 |  | Approved | Reverse Cycle | N/A | No | Class 11 | No | N/A | N/A | N/A | N/A | N/A | N/A | N/A | Available | N/A | N/A | http://rinnai.com.au | https://www.apacair.com.au | N/A |  |  | AAC7461 | Yes | Two-stage | - | No | - | 23360 | 6.93 | - | - | - | Yes | 3830 | 11520 | Yes | 6380 | 25040 | - | - | - | - | 3550 | 11800 | 20360 | 6.08 | - | - | - | 3090 | 10600 | - | - | - | - | 5600 | 16170 | - | - | - | Yes | 3100 | 8480 | - | - | - | No | - | - | - | - | - | - | - | 2.975 | 3.005 | 3.338 | 3.286 | 3.215 | 3.451 | 2108 | 3168 | 9061 | 5110 | 6171 | 12619 | 1 | 1.5 | 1.5 | 2.775 | 2.986 | 3.135 | 2.851 | 3.045 | 3.138 | 9677 | 3819 | 654 | 3239 | 1764 | 429 | 1 | 1 | 1.5 | No | - | - | - | - | N/A | N/A | N/A | 43.677 | 3.3005 | 3.2693
[SEER Non Multi-Split <=65kW] GEMS (Air Conditioners up to 65kW) Determination 2019 | MEPS 2019 | AS/NZS 3823.1.2:2012 | S024OVR3SA / S024IHR3SA-FR | S024OVR3SA / S024IHR3SA- | N/A | APAC | N/A | Ducted | Single Split System | - | Air | Air | Australia,Malaysia | 6.93 | N/A | 23.36 | N/A | N/A | N/A | N/A | N/A | 6.08 | 20.36 | Enthalpy Test Room | 3.1904 | 3.2016 | N/A | - | N/A | N/A | N/A | N/A | N/A | N/A | N/A | N/A | N/A | N/A | N/A | N/A | N/A | N/A | N/A | N/A | N/A | Three | R410A | Australia,Fiji,New Zealand | 153286 | 2028-05-02 |  | Approved | Reverse Cycle | N/A | No | Class 11 | No | N/A | N/A | N/A | N/A | N/A | N/A | N/A | Available | N/A | N/A | http://rinnai.com.au | https://www.apacair.com.au | N/A |  |  | AAC7461 | Yes | Two-stage | - | No | - | 23360 | 6.93 | - | - | - | Yes | 3830 | 11520 | Yes | 6380 | 25040 | - | - | - | - | 3550 | 11800 | 20360 | 6.08 | - | - | - | 3090 | 10600 | - | - | - | - | 5600 | 16170 | - | - | - | Yes | 3100 | 8480 | - | - | - | No | - | - | - | - | - | - | - | 2.975 | 3.005 | 3.338 | 3.286 | 3.215 | 3.451 | 2108 | 3168 | 9061 | 5110 | 6171 | 12619 | 1 | 1.5 | 1.5 | 2.775 | 2.986 | 3.135 | 2.851 | 3.045 | 3.138 | 9677 | 3819 | 654 | 3239 | 1764 | 429 | 1 | 1 | 1.5 | No | - | - | - | - | N/A | N/A | N/A | 43.677 | 3.3005 | 3.2693
[SEER Non Multi-Split <=65kW] GEMS (Air Conditioners up to 65kW) Determination 2019 | MEPS 2019 | AS/NZS 3823.1.2:2012 | S024OVR3SA / S024IHR3SA-TR | S024OVR3SA / S024IHR3SA- | N/A | APAC | N/A | Ducted | Single Split System | - | Air | Air | Australia,Malaysia | 6.93 | N/A | 23.36 | N/A | N/A | N/A | N/A | N/A | 6.08 | 20.36 | Enthalpy Test Room | 3.1904 | 3.2016 | N/A | - | N/A | N/A | N/A | N/A | N/A | N/A | N/A | N/A | N/A | N/A | N/A | N/A | N/A | N/A | N/A | N/A | N/A | Three | R410A | Australia,Fiji,New Zealand | 153286 | 2028-05-02 |  | Approved | Reverse Cycle | N/A | No | Class 11 | No | N/A | N/A | N/A | N/A | N/A | N/A | N/A | Available | N/A | N/A | http://rinnai.com.au | https://www.apacair.com.au | N/A |  |  | AAC7461 | Yes | Two-stage | - | No | - | 23360 | 6.93 | - | - | - | Yes | 3830 | 11520 | Yes | 6380 | 25040 | - | - | - | - | 3550 | 11800 | 20360 | 6.08 | - | - | - | 3090 | 10600 | - | - | - | - | 5600 | 16170 | - | - | - | Yes | 3100 | 8480 | - | - | - | No | - | - | - | - | - | - | - | 2.975 | 3.005 | 3.338 | 3.286 | 3.215 | 3.451 | 2108 | 3168 | 9061 | 5110 | 6171 | 12619 | 1 | 1.5 | 1.5 | 2.775 | 2.986 | 3.135 | 2.851 | 3.045 | 3.138 | 9677 | 3819 | 654 | 3239 | 1764 | 429 | 1 | 1 | 1.5 | No | - | - | - | - | N/A | N/A | N/A | 43.677 | 3.3005 | 3.2693
[SEER Non Multi-Split <=65kW] GEMS (Air Conditioners up to 65kW) Determination 2019 | MEPS 2019 | AS/NZS 3823.1.2:2012 | S024OVR3SA / S024ILR3SA-FR | S024OVR3SA / S024IHR3SA- | N/A | APAC | N/A | Ducted | Single Split System | - | Air | Air | Australia,Malaysia | 6.93 | N/A | 23.36 | N/A | N/A | N/A | N/A | N/A | 6.08 | 20.36 | Enthalpy Test Room | 3.1904 | 3.2016 | N/A | - | N/A | N/A | N/A | N/A | N/A | N/A | N/A | N/A | N/A | N/A | N/A | N/A | N/A | N/A | N/A | N/A | N/A | Three | R410A | Australia,Fiji,New Zealand | 153286 | 2028-05-02 |  | Approved | Reverse Cycle | N/A | No | Class 11 | No | N/A | N/A | N/A | N/A | N/A | N/A | N/A | Available | N/A | N/A | http://rinnai.com.au | https://www.apacair.com.au | N/A |  |  | AAC7461 | Yes | Two-stage | - | No | - | 23360 | 6.93 | - | - | - | Yes | 3830 | 11520 | Yes | 6380 | 25040 | - | - | - | - | 3550 | 11800 | 20360 | 6.08 | - | - | - | 3090 | 10600 | - | - | - | - | 5600 | 16170 | - | - | - | Yes | 3100 | 8480 | - | - | - | No | - | - | - | - | - | - | - | 2.975 | 3.005 | 3.338 | 3.286 | 3.215 | 3.451 | 2108 | 3168 | 9061 | 5110 | 6171 | 12619 | 1 | 1.5 | 1.5 | 2.775 | 2.986 | 3.135 | 2.851 | 3.045 | 3.138 | 9677 | 3819 | 654 | 3239 | 1764 | 429 | 1 | 1 | 1.5 | No | - | - | - | - | N/A | N/A | N/A | 43.677 | 3.3005 | 3.2693
[SEER Non Multi-Split <=65kW] GEMS (Air Conditioners up to 65kW) Determination 2019 | MEPS 2019 | AS/NZS 3823.1.2:2012 | S024OVR3SA / S024ILR3SA-TR | S024OVR3SA / S024IHR3SA- | N/A | APAC | N/A | Ducted | Single Split System | - | Air | Air | Australia,Malaysia | 6.93 | N/A | 23.36 | N/A | N/A | N/A | N/A | N/A | 6.08 | 20.36 | Enthalpy Test Room | 3.1904 | 3.2016 | N/A | - | N/A | N/A | N/A | N/A | N/A | N/A | N/A | N/A | N/A | N/A | N/A | N/A | N/A | N/A | N/A | N/A | N/A | Three | R410A | Australia,Fiji,New Zealand | 153286 | 2028-05-02 |  | Approved | Reverse Cycle | N/A | No | Class 11 | No | N/A | N/A | N/A | N/A | N/A | N/A | N/A | Available | N/A | N/A | http://rinnai.com.au | https://www.apacair.com.au | N/A |  |  | AAC7461 | Yes | Two-stage | - | No | - | 23360 | 6.93 | - | - | - | Yes | 3830 | 11520 | Yes | 6380 | 25040 | - | - | - | - | 3550 | 11800 | 20360 | 6.08 | - | - | - | 3090 | 10600 | - | - | - | - | 5600 | 16170 | - | - | - | Yes | 3100 | 8480 | - | - | - | No | - | - | - | - | - | - | - | 2.975 | 3.005 | 3.338 | 3.286 | 3.215 | 3.451 | 2108 | 3168 | 9061 | 5110 | 6171 | 12619 | 1 | 1.5 | 1.5 | 2.775 | 2.986 | 3.135 | 2.851 | 3.045 | 3.138 | 9677 | 3819 | 654 | 3239 | 1764 | 429 | 1 | 1 | 1.5 | No | - | - | - | - | N/A | N/A | N/A | 43.677 | 3.3005 | 3.2693
[SEER Non Multi-Split <=65kW] GEMS (Air Conditioners up to 65kW) Determination 2019 | MEPS 2019 | AS/NZS 3823.1.2:2012 | S024OVR3SA / S024IVR3SA-TR | S024OVR3SA / S024IHR3SA- | N/A | APAC | N/A | Ducted | Single Split System | - | Air | Air | Australia,Malaysia | 6.93 | N/A | 23.36 | N/A | N/A | N/A | N/A | N/A | 6.08 | 20.36 | Enthalpy Test Room | 3.1904 | 3.2016 | N/A | - | N/A | N/A | N/A | N/A | N/A | N/A | N/A | N/A | N/A | N/A | N/A | N/A | N/A | N/A | N/A | N/A | N/A | Three | R410A | Australia,Fiji,New Zealand | 153286 | 2028-05-02 |  | Approved | Reverse Cycle | N/A | No | Class 11 | No | N/A | N/A | N/A | N/A | N/A | N/A | N/A | Available | N/A | N/A | http://rinnai.com.au | https://www.apacair.com.au | N/A |  |  | AAC7461 | Yes | Two-stage | - | No | - | 23360 | 6.93 | - | - | - | Yes | 3830 | 11520 | Yes | 6380 | 25040 | - | - | - | - | 3550 | 11800 | 20360 | 6.08 | - | - | - | 3090 | 10600 | - | - | - | - | 5600 | 16170 | - | - | - | Yes | 3100 | 8480 | - | - | - | No | - | - | - | - | - | - | - | 2.975 | 3.005 | 3.338 | 3.286 | 3.215 | 3.451 | 2108 | 3168 | 9061 | 5110 | 6171 | 12619 | 1 | 1.5 | 1.5 | 2.775 | 2.986 | 3.135 | 2.851 | 3.045 | 3.138 | 9677 | 3819 | 654 | 3239 | 1764 | 429 | 1 | 1 | 1.5 | No | - | - | - | - | N/A | N/A | N/A | 43.677 | 3.3005 | 3.2693
[SEER Non Multi-Split <=65kW] GEMS (Air Conditioners up to 65kW) Determination 2019 | MEPS 2019 | AS/NZS 3823.1.2:2012 | S030OVR3SA / S030IHR3SA- | S030OVR3SA / S030IHR3SA- | N/A | APAC | N/A | Ducted | Single Split System | - | Air | Air | Australia,Malaysia | 8.61 | N/A | 32.14 | N/A | N/A | N/A | N/A | N/A | 7.99 | 26.48 | Enthalpy Test Room | 3.5461 | 3.1754 | N/A | - | N/A | N/A | N/A | N/A | N/A | N/A | N/A | N/A | N/A | N/A | N/A | N/A | N/A | N/A | N/A | N/A | N/A | Three | R410A | Australia,Fiji,New Zealand | 153335 | 2028-05-02 |  | Approved | Reverse Cycle | N/A | No | Class 11 | No | N/A | N/A | N/A | N/A | N/A | N/A | N/A | Available | N/A | N/A | http://rinnai.com.au | https://www.apacair.com.au | N/A |  |  | AAC7459 | Yes | Two-stage | - | No | - | 32140 | 8.61 | - | - | - | Yes | 4640 | 15800 | Yes | 8100 | 33760 | - | - | - | - | 4310 | 16640 | 26480 | 7.99 | - | - | - | 3920 | 13380 | - | - | - | - | 7290 | 16670 | - | - | - | Yes | 4000 | 7800 | - | - | - | No | - | - | - | - | - | - | - | 3.406 | 3.434 | 3.732 | 3.724 | 3.645 | 3.845 | 2557 | 3848 | 11180 | 6227 | 7516 | 15607 | 1.5 | 1.5 | 2 | 2.318 | 2.534 | 3.028 | 2.55 | 2.814 | 3.099 | 15011 | 5787 | 838 | 4665 | 2443 | 534 | 0.5 | 1 | 1.5 | No | - | - | - | - | N/A | N/A | N/A | 41.8701 | 3.6725 | 3.2565
[SEER Non Multi-Split <=65kW] GEMS (Air Conditioners up to 65kW) Determination 2019 | MEPS 2019 | AS/NZS 3823.1.2:2012 | S030OVR3SA / S030IHR3SA-FR | S030OVR3SA / S030IHR3SA- | N/A | APAC | N/A | Ducted | Single Split System | - | Air | Air | Australia,Malaysia | 8.61 | N/A | 32.14 | N/A | N/A | N/A | N/A | N/A | 7.99 | 26.48 | Enthalpy Test Room | 3.5461 | 3.1754 | N/A | - | N/A | N/A | N/A | N/A | N/A | N/A | N/A | N/A | N/A | N/A | N/A | N/A | N/A | N/A | N/A | N/A | N/A | Three | R410A | Australia,Fiji,New Zealand | 153335 | 2028-05-02 |  | Approved | Reverse Cycle | N/A | No | Class 11 | No | N/A | N/A | N/A | N/A | N/A | N/A | N/A | Available | N/A | N/A | http://rinnai.com.au | https://www.apacair.com.au | N/A |  |  | AAC7459 | Yes | Two-stage | - | No | - | 32140 | 8.61 | - | - | - | Yes | 4640 | 15800 | Yes | 8100 | 33760 | - | - | - | - | 4310 | 16640 | 26480 | 7.99 | - | - | - | 3920 | 13380 | - | - | - | - | 7290 | 16670 | - | - | - | Yes | 4000 | 7800 | - | - | - | No | - | - | - | - | - | - | - | 3.406 | 3.434 | 3.732 | 3.724 | 3.645 | 3.845 | 2557 | 3848 | 11180 | 6227 | 7516 | 15607 | 1.5 | 1.5 | 2 | 2.318 | 2.534 | 3.028 | 2.55 | 2.814 | 3.099 | 15011 | 5787 | 838 | 4665 | 2443 | 534 | 0.5 | 1 | 1.5 | No | - | - | - | - | N/A | N/A | N/A | 41.8701 | 3.6725 | 3.2565
[SEER Non Multi-Split <=65kW] GEMS (Air Conditioners up to 65kW) Determination 2019 | MEPS 2019 | AS/NZS 3823.1.2:2012 | S030OVR3SA / S030IHR3SA-TR | S030OVR3SA / S030IHR3SA- | N/A | APAC | N/A | Ducted | Single Split System | - | Air | Air | Australia,Malaysia | 8.61 | N/A | 32.14 | N/A | N/A | N/A | N/A | N/A | 7.99 | 26.48 | Enthalpy Test Room | 3.5461 | 3.1754 | N/A | - | N/A | N/A | N/A | N/A | N/A | N/A | N/A | N/A | N/A | N/A | N/A | N/A | N/A | N/A | N/A | N/A | N/A | Three | R410A | Australia,Fiji,New Zealand | 153335 | 2028-05-02 |  | Approved | Reverse Cycle | N/A | No | Class 11 | No | N/A | N/A | N/A | N/A | N/A | N/A | N/A | Available | N/A | N/A | http://rinnai.com.au | https://www.apacair.com.au | N/A |  |  | AAC7459 | Yes | Two-stage | - | No | - | 32140 | 8.61 | - | - | - | Yes | 4640 | 15800 | Yes | 8100 | 33760 | - | - | - | - | 4310 | 16640 | 26480 | 7.99 | - | - | - | 3920 | 13380 | - | - | - | - | 7290 | 16670 | - | - | - | Yes | 4000 | 7800 | - | - | - | No | - | - | - | - | - | - | - | 3.406 | 3.434 | 3.732 | 3.724 | 3.645 | 3.845 | 2557 | 3848 | 11180 | 6227 | 7516 | 15607 | 1.5 | 1.5 | 2 | 2.318 | 2.534 | 3.028 | 2.55 | 2.814 | 3.099 | 15011 | 5787 | 838 | 4665 | 2443 | 534 | 0.5 | 1 | 1.5 | No | - | - | - | - | N/A | N/A | N/A | 41.8701 | 3.6725 | 3.2565
[SEER Non Multi-Split <=65kW] GEMS (Air Conditioners up to 65kW) Determination 2019 | MEPS 2019 | AS/NZS 3823.1.2:2012 | S030OVR3SA / S030ILR3SA-FR | S030OVR3SA / S030IHR3SA- | N/A | APAC | N/A | Ducted | Single Split System | - | Air | Air | Australia,Malaysia | 8.61 | N/A | 32.14 | N/A | N/A | N/A | N/A | N/A | 7.99 | 26.48 | Enthalpy Test Room | 3.5461 | 3.1754 | N/A | - | N/A | N/A | N/A | N/A | N/A | N/A | N/A | N/A | N/A | N/A | N/A | N/A | N/A | N/A | N/A | N/A | N/A | Three | R410A | Australia,Fiji,New Zealand | 153335 | 2028-05-02 |  | Approved | Reverse Cycle | N/A | No | Class 11 | No | N/A | N/A | N/A | N/A | N/A | N/A | N/A | Available | N/A | N/A | http://rinnai.com.au | https://www.apacair.com.au | N/A |  |  | AAC7459 | Yes | Two-stage | - | No | - | 32140 | 8.61 | - | - | - | Yes | 4640 | 15800 | Yes | 8100 | 33760 | - | - | - | - | 4310 | 16640 | 26480 | 7.99 | - | - | - | 3920 | 13380 | - | - | - | - | 7290 | 16670 | - | - | - | Yes | 4000 | 7800 | - | - | - | No | - | - | - | - | - | - | - | 3.406 | 3.434 | 3.732 | 3.724 | 3.645 | 3.845 | 2557 | 3848 | 11180 | 6227 | 7516 | 15607 | 1.5 | 1.5 | 2 | 2.318 | 2.534 | 3.028 | 2.55 | 2.814 | 3.099 | 15011 | 5787 | 838 | 4665 | 2443 | 534 | 0.5 | 1 | 1.5 | No | - | - | - | - | N/A | N/A | N/A | 41.8701 | 3.6725 | 3.2565
[SEER Non Multi-Split <=65kW] GEMS (Air Conditioners up to 65kW) Determination 2019 | MEPS 2019 | AS/NZS 3823.1.2:2012 | S030OVR3SA / S030ILR3SA-TR | S030OVR3SA / S030IHR3SA- | N/A | APAC | N/A | Ducted | Single Split System | - | Air | Air | Australia,Malaysia | 8.61 | N/A | 32.14 | N/A | N/A | N/A | N/A | N/A | 7.99 | 26.48 | Enthalpy Test Room | 3.5461 | 3.1754 | N/A | - | N/A | N/A | N/A | N/A | N/A | N/A | N/A | N/A | N/A | N/A | N/A | N/A | N/A | N/A | N/A | N/A | N/A | Three | R410A | Australia,Fiji,New Zealand | 153335 | 2028-05-02 |  | Approved | Reverse Cycle | N/A | No | Class 11 | No | N/A | N/A | N/A | N/A | N/A | N/A | N/A | Available | N/A | N/A | http://rinnai.com.au | https://www.apacair.com.au | N/A |  |  | AAC7459 | Yes | Two-stage | - | No | - | 32140 | 8.61 | - | - | - | Yes | 4640 | 15800 | Yes | 8100 | 33760 | - | - | - | - | 4310 | 16640 | 26480 | 7.99 | - | - | - | 3920 | 13380 | - | - | - | - | 7290 | 16670 | - | - | - | Yes | 4000 | 7800 | - | - | - | No | - | - | - | - | - | - | - | 3.406 | 3.434 | 3.732 | 3.724 | 3.645 | 3.845 | 2557 | 3848 | 11180 | 6227 | 7516 | 15607 | 1.5 | 1.5 | 2 | 2.318 | 2.534 | 3.028 | 2.55 | 2.814 | 3.099 | 15011 | 5787 | 838 | 4665 | 2443 | 534 | 0.5 | 1 | 1.5 | No | - | - | - | - | N/A | N/A | N/A | 41.8701 | 3.6725 | 3.2565
[SEER Non Multi-Split <=65kW] GEMS (Air Conditioners up to 65kW) Determination 2019 | MEPS 2019 | AS/NZS 3823.1.2:2012 | S030OVR3SA / S030IVR3SA-TR | S030OVR3SA / S030IHR3SA- | N/A | APAC | N/A | Ducted | Single Split System | - | Air | Air | Australia,Malaysia | 8.61 | N/A | 32.14 | N/A | N/A | N/A | N/A | N/A | 7.99 | 26.48 | Enthalpy Test Room | 3.5461 | 3.1754 | N/A | - | N/A | N/A | N/A | N/A | N/A | N/A | N/A | N/A | N/A | N/A | N/A | N/A | N/A | N/A | N/A | N/A | N/A | Three | R410A | Australia,Fiji,New Zealand | 153335 | 2028-05-02 |  | Approved | Reverse Cycle | N/A | No | Class 11 | No | N/A | N/A | N/A | N/A | N/A | N/A | N/A | Available | N/A | N/A | http://rinnai.com.au | https://www.apacair.com.au | N/A |  |  | AAC7459 | Yes | Two-stage | - | No | - | 32140 | 8.61 | - | - | - | Yes | 4640 | 15800 | Yes | 8100 | 33760 | - | - | - | - | 4310 | 16640 | 26480 | 7.99 | - | - | - | 3920 | 13380 | - | - | - | - | 7290 | 16670 | - | - | - | Yes | 4000 | 7800 | - | - | - | No | - | - | - | - | - | - | - | 3.406 | 3.434 | 3.732 | 3.724 | 3.645 | 3.845 | 2557 | 3848 | 11180 | 6227 | 7516 | 15607 | 1.5 | 1.5 | 2 | 2.318 | 2.534 | 3.028 | 2.55 | 2.814 | 3.099 | 15011 | 5787 | 838 | 4665 | 2443 | 534 | 0.5 | 1 | 1.5 | No | - | - | - | - | N/A | N/A | N/A | 41.8701 | 3.6725 | 3.2565
[SEER Non Multi-Split <=65kW] GEMS (Air Conditioners up to 65kW) Determination 2019 | MEPS 2019 | Simulation | S035OVR3SA / S035I*R3SA- | S035OVR3SA / S035I*R3SA- | N/A | APAC | N/A | Ducted | Single Split System | - | Air | Air | Australia,Malaysia | 9.7 | N/A | 36 | N/A | N/A | N/A | N/A | N/A | 8.9 | 31.5 | Simulation test | 3.5448 | 3.3588 | N/A | - | N/A | N/A | N/A | N/A | N/A | N/A | N/A | N/A | N/A | N/A | N/A | N/A | N/A | N/A | N/A | N/A | N/A | Three | R410A | Australia,Fiji,New Zealand | 153719 | 2028-04-24 |  | Approved | Reverse Cycle | N/A | No | Class 11 | No | N/A | N/A | N/A | N/A | N/A | N/A | N/A | Available | N/A | N/A | https://rinnai.com.au | https://www.apacair.com.au | N/A |  |  | AAC7446 | Yes | Two-stage | - | No | - | 36000 | 9.7 | - | - | - | Yes | 4930 | 23550 | Yes | 8760 | 38410 | - | - | - | - | 4530 | 24660 | 31500 | 8.9 | - | - | - | - | - | - | - | - | - | - | - | - | - | - | - | - | - | - | - | - | - | - | - | - | - | - | - | - | 3.717 | 3.746 | 4.378 | 4.597 | 4.458 | 4.657 | 2497 | 3796 | 10526 | 5522 | 6752 | 14310 | 2 | 2 | 2.5 | - | - | - | - | - | - | - | - | - | - | - | - | 0 | 0 | 0 | No | - | - | - | - | N/A | N/A | N/A | 100 | 3.5864 | 3.4098
[SEER Non Multi-Split <=65kW] GEMS (Air Conditioners up to 65kW) Determination 2019 | MEPS 2019 | Simulation | S035OVR3SA / S035IHR3SA-FR | S035OVR3SA / S035I*R3SA- | N/A | APAC | N/A | Ducted | Single Split System | - | Air | Air | Australia,Malaysia | 9.7 | N/A | 36 | N/A | N/A | N/A | N/A | N/A | 8.9 | 31.5 | Simulation test | 3.5448 | 3.3588 | N/A | - | N/A | N/A | N/A | N/A | N/A | N/A | N/A | N/A | N/A | N/A | N/A | N/A | N/A | N/A | N/A | N/A | N/A | Three | R410A | Australia,Fiji,New Zealand | 153719 | 2028-04-24 |  | Approved | Reverse Cycle | N/A | No | Class 11 | No | N/A | N/A | N/A | N/A | N/A | N/A | N/A | Available | N/A | N/A | https://rinnai.com.au | https://www.apacair.com.au | N/A |  |  | AAC7446 | Yes | Two-stage | - | No | - | 36000 | 9.7 | - | - | - | Yes | 4930 | 23550 | Yes | 8760 | 38410 | - | - | - | - | 4530 | 24660 | 31500 | 8.9 | - | - | - | - | - | - | - | - | - | - | - | - | - | - | - | - | - | - | - | - | - | - | - | - | - | - | - | - | 3.717 | 3.746 | 4.378 | 4.597 | 4.458 | 4.657 | 2497 | 3796 | 10526 | 5522 | 6752 | 14310 | 2 | 2 | 2.5 | - | - | - | - | - | - | - | - | - | - | - | - | 0 | 0 | 0 | No | - | - | - | - | N/A | N/A | N/A | 100 | 3.5864 | 3.4098
[SEER Non Multi-Split <=65kW] GEMS (Air Conditioners up to 65kW) Determination 2019 | MEPS 2019 | Simulation | S035OVR3SA / S035IHR3SA-TR | S035OVR3SA / S035I*R3SA- | N/A | APAC | N/A | Ducted | Single Split System | - | Air | Air | Australia,Malaysia | 9.7 | N/A | 36 | N/A | N/A | N/A | N/A | N/A | 8.9 | 31.5 | Simulation test | 3.5448 | 3.3588 | N/A | - | N/A | N/A | N/A | N/A | N/A | N/A | N/A | N/A | N/A | N/A | N/A | N/A | N/A | N/A | N/A | N/A | N/A | Three | R410A | Australia,Fiji,New Zealand | 153719 | 2028-04-24 |  | Approved | Reverse Cycle | N/A | No | Class 11 | No | N/A | N/A | N/A | N/A | N/A | N/A | N/A | Available | N/A | N/A | https://rinnai.com.au | https://www.apacair.com.au | N/A |  |  | AAC7446 | Yes | Two-stage | - | No | - | 36000 | 9.7 | - | - | - | Yes | 4930 | 23550 | Yes | 8760 | 38410 | - | - | - | - | 4530 | 24660 | 31500 | 8.9 | - | - | - | - | - | - | - | - | - | - | - | - | - | - | - | - | - | - | - | - | - | - | - | - | - | - | - | - | 3.717 | 3.746 | 4.378 | 4.597 | 4.458 | 4.657 | 2497 | 3796 | 10526 | 5522 | 6752 | 14310 | 2 | 2 | 2.5 | - | - | - | - | - | - | - | - | - | - | - | - | 0 | 0 | 0 | No | - | - | - | - | N/A | N/A | N/A | 100 | 3.5864 | 3.4098
[SEER Non Multi-Split <=65kW] GEMS (Air Conditioners up to 65kW) Determination 2019 | MEPS 2019 | Simulation | S035OVR3SA / S035ILR3SA-FR | S035OVR3SA / S035I*R3SA- | N/A | APAC | N/A | Ducted | Single Split System | - | Air | Air | Australia,Malaysia | 9.7 | N/A | 36 | N/A | N/A | N/A | N/A | N/A | 8.9 | 31.5 | Simulation test | 3.5448 | 3.3588 | N/A | - | N/A | N/A | N/A | N/A | N/A | N/A | N/A | N/A | N/A | N/A | N/A | N/A | N/A | N/A | N/A | N/A | N/A | Three | R410A | Australia,Fiji,New Zealand | 153719 | 2028-04-24 |  | Approved | Reverse Cycle | N/A | No | Class 11 | No | N/A | N/A | N/A | N/A | N/A | N/A | N/A | Available | N/A | N/A | https://rinnai.com.au | https://www.apacair.com.au | N/A |  |  | AAC7446 | Yes | Two-stage | - | No | - | 36000 | 9.7 | - | - | - | Yes | 4930 | 23550 | Yes | 8760 | 38410 | - | - | - | - | 4530 | 24660 | 31500 | 8.9 | - | - | - | - | - | - | - | - | - | - | - | - | - | - | - | - | - | - | - | - | - | - | - | - | - | - | - | - | 3.717 | 3.746 | 4.378 | 4.597 | 4.458 | 4.657 | 2497 | 3796 | 10526 | 5522 | 6752 | 14310 | 2 | 2 | 2.5 | - | - | - | - | - | - | - | - | - | - | - | - | 0 | 0 | 0 | No | - | - | - | - | N/A | N/A | N/A | 100 | 3.5864 | 3.4098
[SEER Non Multi-Split <=65kW] GEMS (Air Conditioners up to 65kW) Determination 2019 | MEPS 2019 | Simulation | S035OVR3SA / S035ILR3SA-TR | S035OVR3SA / S035I*R3SA- | N/A | APAC | N/A | Ducted | Single Split System | - | Air | Air | Australia,Malaysia | 9.7 | N/A | 36 | N/A | N/A | N/A | N/A | N/A | 8.9 | 31.5 | Simulation test | 3.5448 | 3.3588 | N/A | - | N/A | N/A | N/A | N/A | N/A | N/A | N/A | N/A | N/A | N/A | N/A | N/A | N/A | N/A | N/A | N/A | N/A | Three | R410A | Australia,Fiji,New Zealand | 153719 | 2028-04-24 |  | Approved | Reverse Cycle | N/A | No | Class 11 | No | N/A | N/A | N/A | N/A | N/A | N/A | N/A | Available | N/A | N/A | https://rinnai.com.au | https://www.apacair.com.au | N/A |  |  | AAC7446 | Yes | Two-stage | - | No | - | 36000 | 9.7 | - | - | - | Yes | 4930 | 23550 | Yes | 8760 | 38410 | - | - | - | - | 4530 | 24660 | 31500 | 8.9 | - | - | - | - | - | - | - | - | - | - | - | - | - | - | - | - | - | - | - | - | - | - | - | - | - | - | - | - | 3.717 | 3.746 | 4.378 | 4.597 | 4.458 | 4.657 | 2497 | 3796 | 10526 | 5522 | 6752 | 14310 | 2 | 2 | 2.5 | - | - | - | - | - | - | - | - | - | - | - | - | 0 | 0 | 0 | No | - | - | - | - | N/A | N/A | N/A | 100 | 3.5864 | 3.4098
[SEER Non Multi-Split <=65kW] GEMS (Air Conditioners up to 65kW) Determination 2019 | MEPS 2019 | Simulation | S035OVR3SA / S035IVR3SA-TR | S035OVR3SA / S035I*R3SA- | N/A | APAC | N/A | Ducted | Single Split System | - | Air | Air | Australia,Malaysia | 9.7 | N/A | 36 | N/A | N/A | N/A | N/A | N/A | 8.9 | 31.5 | Simulation test | 3.5448 | 3.3588 | N/A | - | N/A | N/A | N/A | N/A | N/A | N/A | N/A | N/A | N/A | N/A | N/A | N/A | N/A | N/A | N/A | N/A | N/A | Three | R410A | Australia,Fiji,New Zealand | 153719 | 2028-04-24 |  | Approved | Reverse Cycle | N/A | No | Class 11 | No | N/A | N/A | N/A | N/A | N/A | N/A | N/A | Available | N/A | N/A | https://rinnai.com.au | https://www.apacair.com.au | N/A |  |  | AAC7446 | Yes | Two-stage | - | No | - | 36000 | 9.7 | - | - | - | Yes | 4930 | 23550 | Yes | 8760 | 38410 | - | - | - | - | 4530 | 24660 | 31500 | 8.9 | - | - | - | - | - | - | - | - | - | - | - | - | - | - | - | - | - | - | - | - | - | - | - | - | - | - | - | - | 3.717 | 3.746 | 4.378 | 4.597 | 4.458 | 4.657 | 2497 | 3796 | 10526 | 5522 | 6752 | 14310 | 2 | 2 | 2.5 | - | - | - | - | - | - | - | - | - | - | - | - | 0 | 0 | 0 | No | - | - | - | - | N/A | N/A | N/A | 100 | 3.5864 | 3.4098
[SEER Non Multi-Split <=65kW] GEMS (Air Conditioners up to 65kW) Determination 2019 | MEPS 2019 | Simulation | S040OVR3SA / S040I*R3SA- | S040OVR3SA / S040I*R3SA- | N/A | APAC | N/A | Ducted | Single Split System | - | Air | Air | Australia,Malaysia | 11.3 | N/A | 43 | N/A | N/A | N/A | N/A | N/A | 10.5 | 40.3 | Simulation test | 3.6205 | 3.6654 | N/A | - | N/A | N/A | N/A | N/A | N/A | N/A | N/A | N/A | N/A | N/A | N/A | N/A | N/A | N/A | N/A | N/A | N/A | Three | R410A | Australia,Fiji,New Zealand | 153713 | 2028-04-16 |  | Approved | Reverse Cycle | N/A | No | Class 12 | No | N/A | N/A | N/A | N/A | N/A | N/A | N/A | Available | N/A | N/A | https://rinnai.com.au | https://www.apacair.com.au | N/A |  |  | AAC7427 | Yes | Two-stage | - | No | - | 43000 | 11.3 | - | - | - | Yes | 6170 | 27380 | Yes | 10280 | 45730 | - | - | - | - | 5710 | 28700 | 40300 | 10.5 | - | - | - | - | - | - | - | - | - | - | - | - | - | - | - | - | - | - | - | - | - | - | - | - | - | - | - | - | 3.682 | 3.714 | 4.242 | 4.371 | 4.257 | 4.463 | 3057 | 4628 | 13035 | 6990 | 8498 | 17885 | 2 | 2 | 2.5 | - | - | - | - | - | - | - | - | - | - | - | - | 0 | 0 | 0 | No | - | - | - | - | N/A | N/A | N/A | 100 | 3.6948 | 3.7184
[SEER Non Multi-Split <=65kW] GEMS (Air Conditioners up to 65kW) Determination 2019 | MEPS 2019 | Simulation | S040OVR3SA / S040IHR3SA-FR | S040OVR3SA / S040I*R3SA- | N/A | APAC | N/A | Ducted | Single Split System | - | Air | Air | Australia,Malaysia | 11.3 | N/A | 43 | N/A | N/A | N/A | N/A | N/A | 10.5 | 40.3 | Simulation test | 3.6205 | 3.6654 | N/A | - | N/A | N/A | N/A | N/A | N/A | N/A | N/A | N/A | N/A | N/A | N/A | N/A | N/A | N/A | N/A | N/A | N/A | Three | R410A | Australia,Fiji,New Zealand | 153713 | 2028-04-16 |  | Approved | Reverse Cycle | N/A | No | Class 12 | No | N/A | N/A | N/A | N/A | N/A | N/A | N/A | Available | N/A | N/A | https://rinnai.com.au | https://www.apacair.com.au | N/A |  |  | AAC7427 | Yes | Two-stage | - | No | - | 43000 | 11.3 | - | - | - | Yes | 6170 | 27380 | Yes | 10280 | 45730 | - | - | - | - | 5710 | 28700 | 40300 | 10.5 | - | - | - | - | - | - | - | - | - | - | - | - | - | - | - | - | - | - | - | - | - | - | - | - | - | - | - | - | 3.682 | 3.714 | 4.242 | 4.371 | 4.257 | 4.463 | 3057 | 4628 | 13035 | 6990 | 8498 | 17885 | 2 | 2 | 2.5 | - | - | - | - | - | - | - | - | - | - | - | - | 0 | 0 | 0 | No | - | - | - | - | N/A | N/A | N/A | 100 | 3.6948 | 3.7184
[SEER Non Multi-Split <=65kW] GEMS (Air Conditioners up to 65kW) Determination 2019 | MEPS 2019 | Simulation | S040OVR3SA / S040IHR3SA-TR | S040OVR3SA / S040I*R3SA- | N/A | APAC | N/A | Ducted | Single Split System | - | Air | Air | Australia,Malaysia | 11.3 | N/A | 43 | N/A | N/A | N/A | N/A | N/A | 10.5 | 40.3 | Simulation test | 3.6205 | 3.6654 | N/A | - | N/A | N/A | N/A | N/A | N/A | N/A | N/A | N/A | N/A | N/A | N/A | N/A | N/A | N/A | N/A | N/A | N/A | Three | R410A | Australia,Fiji,New Zealand | 153713 | 2028-04-16 |  | Approved | Reverse Cycle | N/A | No | Class 12 | No | N/A | N/A | N/A | N/A | N/A | N/A | N/A | Available | N/A | N/A | https://rinnai.com.au | https://www.apacair.com.au | N/A |  |  | AAC7427 | Yes | Two-stage | - | No | - | 43000 | 11.3 | - | - | - | Yes | 6170 | 27380 | Yes | 10280 | 45730 | - | - | - | - | 5710 | 28700 | 40300 | 10.5 | - | - | - | - | - | - | - | - | - | - | - | - | - | - | - | - | - | - | - | - | - | - | - | - | - | - | - | - | 3.682 | 3.714 | 4.242 | 4.371 | 4.257 | 4.463 | 3057 | 4628 | 13035 | 6990 | 8498 | 17885 | 2 | 2 | 2.5 | - | - | - | - | - | - | - | - | - | - | - | - | 0 | 0 | 0 | No | - | - | - | - | N/A | N/A | N/A | 100 | 3.6948 | 3.7184
[SEER Non Multi-Split <=65kW] GEMS (Air Conditioners up to 65kW) Determination 2019 | MEPS 2019 | Simulation | S040OVR3SA / S040ILR3SA-FR | S040OVR3SA / S040I*R3SA- | N/A | APAC | N/A | Ducted | Single Split System | - | Air | Air | Australia,Malaysia | 11.3 | N/A | 43 | N/A | N/A | N/A | N/A | N/A | 10.5 | 40.3 | Simulation test | 3.6205 | 3.6654 | N/A | - | N/A | N/A | N/A | N/A | N/A | N/A | N/A | N/A | N/A | N/A | N/A | N/A | N/A | N/A | N/A | N/A | N/A | Three | R410A | Australia,Fiji,New Zealand | 153713 | 2028-04-16 |  | Approved | Reverse Cycle | N/A | No | Class 12 | No | N/A | N/A | N/A | N/A | N/A | N/A | N/A | Available | N/A | N/A | https://rinnai.com.au | https://www.apacair.com.au | N/A |  |  | AAC7427 | Yes | Two-stage | - | No | - | 43000 | 11.3 | - | - | - | Yes | 6170 | 27380 | Yes | 10280 | 45730 | - | - | - | - | 5710 | 28700 | 40300 | 10.5 | - | - | - | - | - | - | - | - | - | - | - | - | - | - | - | - | - | - | - | - | - | - | - | - | - | - | - | - | 3.682 | 3.714 | 4.242 | 4.371 | 4.257 | 4.463 | 3057 | 4628 | 13035 | 6990 | 8498 | 17885 | 2 | 2 | 2.5 | - | - | - | - | - | - | - | - | - | - | - | - | 0 | 0 | 0 | No | - | - | - | - | N/A | N/A | N/A | 100 | 3.6948 | 3.7184
[SEER Non Multi-Split <=65kW] GEMS (Air Conditioners up to 65kW) Determination 2019 | MEPS 2019 | Simulation | S040OVR3SA / S040ILR3SA-TR | S040OVR3SA / S040I*R3SA- | N/A | APAC | N/A | Ducted | Single Split System | - | Air | Air | Australia,Malaysia | 11.3 | N/A | 43 | N/A | N/A | N/A | N/A | N/A | 10.5 | 40.3 | Simulation test | 3.6205 | 3.6654 | N/A | - | N/A | N/A | N/A | N/A | N/A | N/A | N/A | N/A | N/A | N/A | N/A | N/A | N/A | N/A | N/A | N/A | N/A | Three | R410A | Australia,Fiji,New Zealand | 153713 | 2028-04-16 |  | Approved | Reverse Cycle | N/A | No | Class 12 | No | N/A | N/A | N/A | N/A | N/A | N/A | N/A | Available | N/A | N/A | https://rinnai.com.au | https://www.apacair.com.au | N/A |  |  | AAC7427 | Yes | Two-stage | - | No | - | 43000 | 11.3 | - | - | - | Yes | 6170 | 27380 | Yes | 10280 | 45730 | - | - | - | - | 5710 | 28700 | 40300 | 10.5 | - | - | - | - | - | - | - | - | - | - | - | - | - | - | - | - | - | - | - | - | - | - | - | - | - | - | - | - | 3.682 | 3.714 | 4.242 | 4.371 | 4.257 | 4.463 | 3057 | 4628 | 13035 | 6990 | 8498 | 17885 | 2 | 2 | 2.5 | - | - | - | - | - | - | - | - | - | - | - | - | 0 | 0 | 0 | No | - | - | - | - | N/A | N/A | N/A | 100 | 3.6948 | 3.7184
[SEER Non Multi-Split <=65kW] GEMS (Air Conditioners up to 65kW) Determination 2019 | MEPS 2019 | Simulation | S040OVR3SA / S040IVR3SA-TR | S040OVR3SA / S040I*R3SA- | N/A | APAC | N/A | Ducted | Single Split System | - | Air | Air | Australia,Malaysia | 11.3 | N/A | 43 | N/A | N/A | N/A | N/A | N/A | 10.5 | 40.3 | Simulation test | 3.6205 | 3.6654 | N/A | - | N/A | N/A | N/A | N/A | N/A | N/A | N/A | N/A | N/A | N/A | N/A | N/A | N/A | N/A | N/A | N/A | N/A | Three | R410A | Australia,Fiji,New Zealand | 153713 | 2028-04-16 |  | Approved | Reverse Cycle | N/A | No | Class 12 | No | N/A | N/A | N/A | N/A | N/A | N/A | N/A | Available | N/A | N/A | https://rinnai.com.au | https://www.apacair.com.au | N/A |  |  | AAC7427 | Yes | Two-stage | - | No | - | 43000 | 11.3 | - | - | - | Yes | 6170 | 27380 | Yes | 10280 | 45730 | - | - | - | - | 5710 | 28700 | 40300 | 10.5 | - | - | - | - | - | - | - | - | - | - | - | - | - | - | - | - | - | - | - | - | - | - | - | - | - | - | - | - | 3.682 | 3.714 | 4.242 | 4.371 | 4.257 | 4.463 | 3057 | 4628 | 13035 | 6990 | 8498 | 17885 | 2 | 2 | 2.5 | - | - | - | - | - | - | - | - | - | - | - | - | 0 | 0 | 0 | No | - | - | - | - | N/A | N/A | N/A | 100 | 3.6948 | 3.7184
[SEER Non Multi-Split <=65kW] GEMS (Air Conditioners up to 65kW) Determination 2019 | MEPS 2019 | Simulation | S045OVR3SA / S045IHR3SA-FR | S045OVR3SA /S045I*R3SA- | N/A | APAC | N/A | Ducted | Single Split System | - | Air | Air | Australia,Malaysia | 13.5 | N/A | 43.1 | N/A | N/A | N/A | N/A | N/A | 12 | 44.8 | Simulation test | 3.0528 | 3.5824 | N/A | - | N/A | N/A | N/A | N/A | N/A | N/A | N/A | N/A | N/A | N/A | N/A | N/A | N/A | N/A | N/A | N/A | N/A | Three | R410A | Australia,Fiji,New Zealand | 153710 | 2028-04-16 |  | Approved | Reverse Cycle | N/A | No | Class 12 | No | N/A | N/A | N/A | N/A | N/A | N/A | N/A | Available | N/A | N/A | https://rinnai.com.au | https://www.apacair.com.au | N/A |  |  | AAC7425 | Yes | Two-stage | - | No | - | 43100 | 13.5 | - | - | - | Yes | 7360 | 27970 | Yes | 12230 | 45880 | - | - | - | - | 6800 | 29250 | 44800 | 12 | - | - | - | - | - | - | - | - | - | - | - | - | - | - | - | - | - | - | - | - | - | - | - | - | - | - | - | - | 3.22 | 3.224 | 3.637 | 3.777 | 3.666 | 3.819 | 3536 | 5386 | 15282 | 8140 | 9926 | 20986 | 1.5 | 1.5 | 2 | - | - | - | - | - | - | - | - | - | - | - | - | 0 | 0 | 0 | No | - | - | - | - | N/A | N/A | N/A | 100 | 3.1146 | 3.6311
[SEER Non Multi-Split <=65kW] GEMS (Air Conditioners up to 65kW) Determination 2019 | MEPS 2019 | Simulation | S045OVR3SA / S045IHR3SA-TR | S045OVR3SA /S045I*R3SA- | N/A | APAC | N/A | Ducted | Single Split System | - | Air | Air | Australia,Malaysia | 13.5 | N/A | 43.1 | N/A | N/A | N/A | N/A | N/A | 12 | 44.8 | Simulation test | 3.0528 | 3.5824 | N/A | - | N/A | N/A | N/A | N/A | N/A | N/A | N/A | N/A | N/A | N/A | N/A | N/A | N/A | N/A | N/A | N/A | N/A | Three | R410A | Australia,Fiji,New Zealand | 153710 | 2028-04-16 |  | Approved | Reverse Cycle | N/A | No | Class 12 | No | N/A | N/A | N/A | N/A | N/A | N/A | N/A | Available | N/A | N/A | https://rinnai.com.au | https://www.apacair.com.au | N/A |  |  | AAC7425 | Yes | Two-stage | - | No | - | 43100 | 13.5 | - | - | - | Yes | 7360 | 27970 | Yes | 12230 | 45880 | - | - | - | - | 6800 | 29250 | 44800 | 12 | - | - | - | - | - | - | - | - | - | - | - | - | - | - | - | - | - | - | - | - | - | - | - | - | - | - | - | - | 3.22 | 3.224 | 3.637 | 3.777 | 3.666 | 3.819 | 3536 | 5386 | 15282 | 8140 | 9926 | 20986 | 1.5 | 1.5 | 2 | - | - | - | - | - | - | - | - | - | - | - | - | 0 | 0 | 0 | No | - | - | - | - | N/A | N/A | N/A | 100 | 3.1146 | 3.6311
[SEER Non Multi-Split <=65kW] GEMS (Air Conditioners up to 65kW) Determination 2019 | MEPS 2019 | Simulation | S045OVR3SA / S045ILR3SA-FR | S045OVR3SA /S045I*R3SA- | N/A | APAC | N/A | Ducted | Single Split System | - | Air | Air | Australia,Malaysia | 13.5 | N/A | 43.1 | N/A | N/A | N/A | N/A | N/A | 12 | 44.8 | Simulation test | 3.0528 | 3.5824 | N/A | - | N/A | N/A | N/A | N/A | N/A | N/A | N/A | N/A | N/A | N/A | N/A | N/A | N/A | N/A | N/A | N/A | N/A | Three | R410A | Australia,Fiji,New Zealand | 153710 | 2028-04-16 |  | Approved | Reverse Cycle | N/A | No | Class 12 | No | N/A | N/A | N/A | N/A | N/A | N/A | N/A | Available | N/A | N/A | https://rinnai.com.au | https://www.apacair.com.au | N/A |  |  | AAC7425 | Yes | Two-stage | - | No | - | 43100 | 13.5 | - | - | - | Yes | 7360 | 27970 | Yes | 12230 | 45880 | - | - | - | - | 6800 | 29250 | 44800 | 12 | - | - | - | - | - | - | - | - | - | - | - | - | - | - | - | - | - | - | - | - | - | - | - | - | - | - | - | - | 3.22 | 3.224 | 3.637 | 3.777 | 3.666 | 3.819 | 3536 | 5386 | 15282 | 8140 | 9926 | 20986 | 1.5 | 1.5 | 2 | - | - | - | - | - | - | - | - | - | - | - | - | 0 | 0 | 0 | No | - | - | - | - | N/A | N/A | N/A | 100 | 3.1146 | 3.6311
[SEER Non Multi-Split <=65kW] GEMS (Air Conditioners up to 65kW) Determination 2019 | MEPS 2019 | Simulation | S045OVR3SA / S045ILR3SA-TR | S045OVR3SA /S045I*R3SA- | N/A | APAC | N/A | Ducted | Single Split System | - | Air | Air | Australia,Malaysia | 13.5 | N/A | 43.1 | N/A | N/A | N/A | N/A | N/A | 12 | 44.8 | Simulation test | 3.0528 | 3.5824 | N/A | - | N/A | N/A | N/A | N/A | N/A | N/A | N/A | N/A | N/A | N/A | N/A | N/A | N/A | N/A | N/A | N/A | N/A | Three | R410A | Australia,Fiji,New Zealand | 153710 | 2028-04-16 |  | Approved | Reverse Cycle | N/A | No | Class 12 | No | N/A | N/A | N/A | N/A | N/A | N/A | N/A | Available | N/A | N/A | https://rinnai.com.au | https://www.apacair.com.au | N/A |  |  | AAC7425 | Yes | Two-stage | - | No | - | 43100 | 13.5 | - | - | - | Yes | 7360 | 27970 | Yes | 12230 | 45880 | - | - | - | - | 6800 | 29250 | 44800 | 12 | - | - | - | - | - | - | - | - | - | - | - | - | - | - | - | - | - | - | - | - | - | - | - | - | - | - | - | - | 3.22 | 3.224 | 3.637 | 3.777 | 3.666 | 3.819 | 3536 | 5386 | 15282 | 8140 | 9926 | 20986 | 1.5 | 1.5 | 2 | - | - | - | - | - | - | - | - | - | - | - | - | 0 | 0 | 0 | No | - | - | - | - | N/A | N/A | N/A | 100 | 3.1146 | 3.6311
[SEER Non Multi-Split <=65kW] GEMS (Air Conditioners up to 65kW) Determination 2019 | MEPS 2019 | Simulation | S045OVR3SA / S045IVR3SA-TR | S045OVR3SA /S045I*R3SA- | N/A | APAC | N/A | Ducted | Single Split System | - | Air | Air | Australia,Malaysia | 13.5 | N/A | 43.1 | N/A | N/A | N/A | N/A | N/A | 12 | 44.8 | Simulation test | 3.0528 | 3.5824 | N/A | - | N/A | N/A | N/A | N/A | N/A | N/A | N/A | N/A | N/A | N/A | N/A | N/A | N/A | N/A | N/A | N/A | N/A | Three | R410A | Australia,Fiji,New Zealand | 153710 | 2028-04-16 |  | Approved | Reverse Cycle | N/A | No | Class 12 | No | N/A | N/A | N/A | N/A | N/A | N/A | N/A | Available | N/A | N/A | https://rinnai.com.au | https://www.apacair.com.au | N/A |  |  | AAC7425 | Yes | Two-stage | - | No | - | 43100 | 13.5 | - | - | - | Yes | 7360 | 27970 | Yes | 12230 | 45880 | - | - | - | - | 6800 | 29250 | 44800 | 12 | - | - | - | - | - | - | - | - | - | - | - | - | - | - | - | - | - | - | - | - | - | - | - | - | - | - | - | - | 3.22 | 3.224 | 3.637 | 3.777 | 3.666 | 3.819 | 3536 | 5386 | 15282 | 8140 | 9926 | 20986 | 1.5 | 1.5 | 2 | - | - | - | - | - | - | - | - | - | - | - | - | 0 | 0 | 0 | No | - | - | - | - | N/A | N/A | N/A | 100 | 3.1146 | 3.6311
[SEER Non Multi-Split <=65kW] GEMS (Air Conditioners up to 65kW) Determination 2019 | MEPS 2019 | Simulation | S045OVR3SA /S045I*R3SA- | S045OVR3SA /S045I*R3SA- | N/A | APAC | N/A | Ducted | Single Split System | - | Air | Air | Australia,Malaysia | 13.5 | N/A | 43.1 | N/A | N/A | N/A | N/A | N/A | 12 | 44.8 | Simulation test | 3.0528 | 3.5824 | N/A | - | N/A | N/A | N/A | N/A | N/A | N/A | N/A | N/A | N/A | N/A | N/A | N/A | N/A | N/A | N/A | N/A | N/A | Three | R410A | Australia,Fiji,New Zealand | 153710 | 2028-04-16 |  | Approved | Reverse Cycle | N/A | No | Class 12 | No | N/A | N/A | N/A | N/A | N/A | N/A | N/A | Available | N/A | N/A | https://rinnai.com.au | https://www.apacair.com.au | N/A |  |  | AAC7425 | Yes | Two-stage | - | No | - | 43100 | 13.5 | - | - | - | Yes | 7360 | 27970 | Yes | 12230 | 45880 | - | - | - | - | 6800 | 29250 | 44800 | 12 | - | - | - | - | - | - | - | - | - | - | - | - | - | - | - | - | - | - | - | - | - | - | - | - | - | - | - | - | 3.22 | 3.224 | 3.637 | 3.777 | 3.666 | 3.819 | 3536 | 5386 | 15282 | 8140 | 9926 | 20986 | 1.5 | 1.5 | 2 | - | - | - | - | - | - | - | - | - | - | - | - | 0 | 0 | 0 | No | - | - | - | - | N/A | N/A | N/A | 100 | 3.1146 | 3.6311
[SEER Non Multi-Split <=65kW] GEMS (Air Conditioners up to 65kW) Determination 2019 | MEPS 2019 | Simulation | S055OVR3SA / S055IHR3SA- | S055OVR3SA / S055IHR3SA- | N/A | APAC | N/A | Ducted | Single Split System | - | Air | Air | Australia,Malaysia | 17.3 | N/A | 56.1 | N/A | N/A | N/A | N/A | N/A | 15 | 54 | Simulation test | 3.1023 | 3.4443 | N/A | - | N/A | N/A | N/A | N/A | N/A | N/A | N/A | N/A | N/A | N/A | N/A | N/A | N/A | N/A | N/A | N/A | N/A | Three | R410A | Australia,Fiji,New Zealand | 153725 | 2028-04-16 |  | Approved | Reverse Cycle | N/A | No | Class 12 | No | N/A | N/A | N/A | N/A | N/A | N/A | N/A | Available | N/A | N/A | https://rinnai.com.au | https://www.apacair.com.au | N/A |  |  | AAC7429 | Yes | Two-stage | - | No | - | 56100 | 17.3 | - | - | - | Yes | 8770 | 36150 | Yes | 15590 | 59890 | - | - | - | - | 8060 | 37840 | 54000 | 15 | - | - | - | - | - | - | - | - | - | - | - | - | - | - | - | - | - | - | - | - | - | - | - | - | - | - | - | - | 3.147 | 3.189 | 3.77 | 3.936 | 3.827 | 4.019 | 4561 | 6902 | 19004 | 10012 | 12219 | 25798 | 1.5 | 1.5 | 2 | - | - | - | - | - | - | - | - | - | - | - | - | 0 | 0 | 0 | No | - | - | - | - | N/A | N/A | N/A | 200 | 3.1208 | 3.4448
[SEER Non Multi-Split <=65kW] GEMS (Air Conditioners up to 65kW) Determination 2019 | MEPS 2019 | Simulation | S055OVR3SA / S055IHR3SA-FR | S055OVR3SA / S055IHR3SA- | N/A | APAC | N/A | Ducted | Single Split System | - | Air | Air | Australia,Malaysia | 17.3 | N/A | 56.1 | N/A | N/A | N/A | N/A | N/A | 15 | 54 | Simulation test | 3.1023 | 3.4443 | N/A | - | N/A | N/A | N/A | N/A | N/A | N/A | N/A | N/A | N/A | N/A | N/A | N/A | N/A | N/A | N/A | N/A | N/A | Three | R410A | Australia,Fiji,New Zealand | 153725 | 2028-04-16 |  | Approved | Reverse Cycle | N/A | No | Class 12 | No | N/A | N/A | N/A | N/A | N/A | N/A | N/A | Available | N/A | N/A | https://rinnai.com.au | https://www.apacair.com.au | N/A |  |  | AAC7429 | Yes | Two-stage | - | No | - | 56100 | 17.3 | - | - | - | Yes | 8770 | 36150 | Yes | 15590 | 59890 | - | - | - | - | 8060 | 37840 | 54000 | 15 | - | - | - | - | - | - | - | - | - | - | - | - | - | - | - | - | - | - | - | - | - | - | - | - | - | - | - | - | 3.147 | 3.189 | 3.77 | 3.936 | 3.827 | 4.019 | 4561 | 6902 | 19004 | 10012 | 12219 | 25798 | 1.5 | 1.5 | 2 | - | - | - | - | - | - | - | - | - | - | - | - | 0 | 0 | 0 | No | - | - | - | - | N/A | N/A | N/A | 200 | 3.1208 | 3.4448
[SEER Non Multi-Split <=65kW] GEMS (Air Conditioners up to 65kW) Determination 2019 | MEPS 2019 | Simulation | S055OVR3SA / S055IHR3SA-TR | S055OVR3SA / S055IHR3SA- | N/A | APAC | N/A | Ducted | Single Split System | - | Air | Air | Australia,Malaysia | 17.3 | N/A | 56.1 | N/A | N/A | N/A | N/A | N/A | 15 | 54 | Simulation test | 3.1023 | 3.4443 | N/A | - | N/A | N/A | N/A | N/A | N/A | N/A | N/A | N/A | N/A | N/A | N/A | N/A | N/A | N/A | N/A | N/A | N/A | Three | R410A | Australia,Fiji,New Zealand | 153725 | 2028-04-16 |  | Approved | Reverse Cycle | N/A | No | Class 12 | No | N/A | N/A | N/A | N/A | N/A | N/A | N/A | Available | N/A | N/A | https://rinnai.com.au | https://www.apacair.com.au | N/A |  |  | AAC7429 | Yes | Two-stage | - | No | - | 56100 | 17.3 | - | - | - | Yes | 8770 | 36150 | Yes | 15590 | 59890 | - | - | - | - | 8060 | 37840 | 54000 | 15 | - | - | - | - | - | - | - | - | - | - | - | - | - | - | - | - | - | - | - | - | - | - | - | - | - | - | - | - | 3.147 | 3.189 | 3.77 | 3.936 | 3.827 | 4.019 | 4561 | 6902 | 19004 | 10012 | 12219 | 25798 | 1.5 | 1.5 | 2 | - | - | - | - | - | - | - | - | - | - | - | - | 0 | 0 | 0 | No | - | - | - | - | N/A | N/A | N/A | 200 | 3.1208 | 3.4448
[SEER Non Multi-Split <=65kW] GEMS (Air Conditioners up to 65kW) Determination 2019 | MEPS 2019 | Simulation | S065OVR3SA / S065IHR3SA | S065OVR3SA / S065IHR3SA | N/A | APAC | N/A | Ducted | Single Split System | - | Air | Air | Australia,Malaysia | 19.2 | N/A | 63.5 | N/A | N/A | N/A | N/A | N/A | 17.4 | 62.9 | Simulation test | 3.1679 | 3.4532 | N/A | - | N/A | N/A | N/A | N/A | N/A | N/A | N/A | N/A | N/A | N/A | N/A | N/A | N/A | N/A | N/A | N/A | N/A | Three | R410A | Australia,Fiji,New Zealand | 153603 | 2028-04-24 |  | Approved | Reverse Cycle | N/A | No | Class 12 | No | N/A | N/A | N/A | N/A | N/A | N/A | N/A | Available | N/A | N/A | https://rinnai.com.au | https://www.apacair.com.au | N/A |  |  | AAC7442 | Yes | Two-stage | - | No | - | 63500 | 19.2 | - | - | - | Yes | 9690 | 40850 | Yes | 17160 | 67930 | - | - | - | - | 8840 | 42690 | 62900 | 17.4 | - | - | - | - | - | - | - | - | - | - | - | - | - | - | - | - | - | - | - | - | - | - | - | - | - | - | - | - | 3.286 | 3.317 | 3.895 | 4.105 | 3.975 | 4.156 | 4970 | 7546 | 20856 | 10890 | 13342 | 28269 | 1.5 | 1.5 | 2 | - | - | - | - | - | - | - | - | - | - | - | - | 0 | 0 | 0 | No | - | - | - | - | N/A | N/A | N/A | 205 | 3.1921 | 3.4765
[SEER Non Multi-Split <=65kW] GEMS (Air Conditioners up to 65kW) Determination 2019 | MEPS 2019 | Simulation | S065OVR3SA / S065IHR3SA- | S065OVR3SA / S065IHR3SA | N/A | APAC | N/A | Ducted | Single Split System | - | Air | Air | Australia,Malaysia | 19.2 | N/A | 63.5 | N/A | N/A | N/A | N/A | N/A | 17.4 | 62.9 | Simulation test | 3.1679 | 3.4532 | N/A | - | N/A | N/A | N/A | N/A | N/A | N/A | N/A | N/A | N/A | N/A | N/A | N/A | N/A | N/A | N/A | N/A | N/A | Three | R410A | Australia,Fiji,New Zealand | 153603 | 2028-04-24 |  | Approved | Reverse Cycle | N/A | No | Class 12 | No | N/A | N/A | N/A | N/A | N/A | N/A | N/A | Available | N/A | N/A | https://rinnai.com.au | https://www.apacair.com.au | N/A |  |  | AAC7442 | Yes | Two-stage | - | No | - | 63500 | 19.2 | - | - | - | Yes | 9690 | 40850 | Yes | 17160 | 67930 | - | - | - | - | 8840 | 42690 | 62900 | 17.4 | - | - | - | - | - | - | - | - | - | - | - | - | - | - | - | - | - | - | - | - | - | - | - | - | - | - | - | - | 3.286 | 3.317 | 3.895 | 4.105 | 3.975 | 4.156 | 4970 | 7546 | 20856 | 10890 | 13342 | 28269 | 1.5 | 1.5 | 2 | - | - | - | - | - | - | - | - | - | - | - | - | 0 | 0 | 0 | No | - | - | - | - | N/A | N/A | N/A | 205 | 3.1921 | 3.4765
[SEER Non Multi-Split <=65kW] GEMS (Air Conditioners up to 65kW) Determination 2019 | MEPS 2019 | Simulation | S065OVR3SA / S065IHR3SA-FR | S065OVR3SA / S065IHR3SA | N/A | APAC | N/A | Ducted | Single Split System | - | Air | Air | Australia,Malaysia | 19.2 | N/A | 63.5 | N/A | N/A | N/A | N/A | N/A | 17.4 | 62.9 | Simulation test | 3.1679 | 3.4532 | N/A | - | N/A | N/A | N/A | N/A | N/A | N/A | N/A | N/A | N/A | N/A | N/A | N/A | N/A | N/A | N/A | N/A | N/A | Three | R410A | Australia,Fiji,New Zealand | 153603 | 2028-04-24 |  | Approved | Reverse Cycle | N/A | No | Class 12 | No | N/A | N/A | N/A | N/A | N/A | N/A | N/A | Available | N/A | N/A | https://rinnai.com.au | https://www.apacair.com.au | N/A |  |  | AAC7442 | Yes | Two-stage | - | No | - | 63500 | 19.2 | - | - | - | Yes | 9690 | 40850 | Yes | 17160 | 67930 | - | - | - | - | 8840 | 42690 | 62900 | 17.4 | - | - | - | - | - | - | - | - | - | - | - | - | - | - | - | - | - | - | - | - | - | - | - | - | - | - | - | - | 3.286 | 3.317 | 3.895 | 4.105 | 3.975 | 4.156 | 4970 | 7546 | 20856 | 10890 | 13342 | 28269 | 1.5 | 1.5 | 2 | - | - | - | - | - | - | - | - | - | - | - | - | 0 | 0 | 0 | No | - | - | - | - | N/A | N/A | N/A | 205 | 3.1921 | 3.4765
[SEER Non Multi-Split <=65kW] GEMS (Air Conditioners up to 65kW) Determination 2019 | MEPS 2019 | Simulation | S065OVR3SA / S065IHR3SA-TR | S065OVR3SA / S065IHR3SA | N/A | APAC | N/A | Ducted | Single Split System | - | Air | Air | Australia,Malaysia | 19.2 | N/A | 63.5 | N/A | N/A | N/A | N/A | N/A | 17.4 | 62.9 | Simulation test | 3.1679 | 3.4532 | N/A | - | N/A | N/A | N/A | N/A | N/A | N/A | N/A | N/A | N/A | N/A | N/A | N/A | N/A | N/A | N/A | N/A | N/A | Three | R410A | Australia,Fiji,New Zealand | 153603 | 2028-04-24 |  | Approved | Reverse Cycle | N/A | No | Class 12 | No | N/A | N/A | N/A | N/A | N/A | N/A | N/A | Available | N/A | N/A | https://rinnai.com.au | https://www.apacair.com.au | N/A |  |  | AAC7442 | Yes | Two-stage | - | No | - | 63500 | 19.2 | - | - | - | Yes | 9690 | 40850 | Yes | 17160 | 67930 | - | - | - | - | 8840 | 42690 | 62900 | 17.4 | - | - | - | - | - | - | - | - | - | - | - | - | - | - | - | - | - | - | - | - | - | - | - | - | - | - | - | - | 3.286 | 3.317 | 3.895 | 4.105 | 3.975 | 4.156 | 4970 | 7546 | 20856 | 10890 | 13342 | 28269 | 1.5 | 1.5 | 2 | - | - | - | - | - | - | - | - | - | - | - | - | 0 | 0 | 0 | No | - | - | - | - | N/A | N/A | N/A | 205 | 3.1921 | 3.4765
[SEER Non Multi-Split >65kW] GEMS (Air Conditioners above 65kW) Determination 2022 | MEPS 2020 | Simulation | S075OVR3SA- / S075IHR3SA- | S075OVR3SA/ S075IHR3SA- | N/A | APAC | 16610 | Ducted | Single Split System | - | Air | Air | Australia,Malaysia | 21100 | 58890 | 75.5 | N/A | N/A | N/A | N/A | N/A | 19200 | 72.9 | Simulation test | 3.4204 | 3.6446 | N/A | - | N/A | N/A | N/A | N/A | N/A | N/A | N/A | N/A | N/A | N/A | N/A | N/A | N/A | N/A | N/A | N/A | N/A | Three | R410A | Australia,Fiji,New Zealand | 153043 | 2028-03-14 |  | Approved | Reverse Cycle | N/A | No | Class 25 | No | N/A | N/A | N/A | N/A | N/A | N/A | N/A | Available | N/A | N/A | http://rinnai.com.au | https://www.apacair.com.au/ | N/A |  |  | AAC7354 | Yes | Two-stage | - | Yes | Yes | 75500 | 21100 | - | - | - | - | - | - | No | - | - | - | - | - | - | - | - | 72900 | 19200 | - | - | - | - | - | - | - | - | - | - | - | - | - | - | - | - | - | - | - | - | - | - | - | - | - | - | N/A | N/A | 3.097 | 3.176 | 3.622 | 3.821 | 3.693 | 3.832 | 6399 | 9508 | 26820 | 14041 | 17200 | 36580 | 1.5 | 1.5 | 2 | - | - | - | - | - | - | - | - | - | - | - | - | 0 | 0 | 0 | N/A | - | - | - | - | N/A | N/A | N/A | 200 | 3.4671 | 3.6677
[SEER Non Multi-Split >65kW] GEMS (Air Conditioners above 65kW) Determination 2022 | MEPS 2020 | Simulation | S075OVR3SA- / S075IHR3SA-- | S075OVR3SA/ S075IHR3SA- | N/A | APAC | 16610 | Ducted | Single Split System | - | Air | Air | Australia,Malaysia | 21100 | 58890 | 75.5 | N/A | N/A | N/A | N/A | N/A | 19200 | 72.9 | Simulation test | 3.4204 | 3.6446 | N/A | - | N/A | N/A | N/A | N/A | N/A | N/A | N/A | N/A | N/A | N/A | N/A | N/A | N/A | N/A | N/A | N/A | N/A | Three | R410A | Australia,Fiji,New Zealand | 153043 | 2028-03-14 |  | Approved | Reverse Cycle | N/A | No | Class 25 | No | N/A | N/A | N/A | N/A | N/A | N/A | N/A | Available | N/A | N/A | http://rinnai.com.au | https://www.apacair.com.au/ | N/A |  |  | AAC7354 | Yes | Two-stage | - | Yes | Yes | 75500 | 21100 | - | - | - | - | - | - | No | - | - | - | - | - | - | - | - | 72900 | 19200 | - | - | - | - | - | - | - | - | - | - | - | - | - | - | - | - | - | - | - | - | - | - | - | - | - | - | N/A | N/A | 3.097 | 3.176 | 3.622 | 3.821 | 3.693 | 3.832 | 6399 | 9508 | 26820 | 14041 | 17200 | 36580 | 1.5 | 1.5 | 2 | - | - | - | - | - | - | - | - | - | - | - | - | 0 | 0 | 0 | N/A | - | - | - | - | N/A | N/A | N/A | 200 | 3.4671 | 3.6677
[SEER Non Multi-Split >65kW] GEMS (Air Conditioners above 65kW) Determination 2022 | MEPS 2020 | Simulation | S075OVR3SA- / S075IHR3SA--XR | S075OVR3SA/ S075IHR3SA- | N/A | APAC | 16610 | Ducted | Single Split System | - | Air | Air | Australia,Malaysia | 21100 | 58890 | 75.5 | N/A | N/A | N/A | N/A | N/A | 19200 | 72.9 | Simulation test | 3.4204 | 3.6446 | N/A | - | N/A | N/A | N/A | N/A | N/A | N/A | N/A | N/A | N/A | N/A | N/A | N/A | N/A | N/A | N/A | N/A | N/A | Three | R410A | Australia,Fiji,New Zealand | 153043 | 2028-03-14 |  | Approved | Reverse Cycle | N/A | No | Class 25 | No | N/A | N/A | N/A | N/A | N/A | N/A | N/A | Available | N/A | N/A | http://rinnai.com.au | https://www.apacair.com.au/ | N/A |  |  | AAC7354 | Yes | Two-stage | - | Yes | Yes | 75500 | 21100 | - | - | - | - | - | - | No | - | - | - | - | - | - | - | - | 72900 | 19200 | - | - | - | - | - | - | - | - | - | - | - | - | - | - | - | - | - | - | - | - | - | - | - | - | - | - | N/A | N/A | 3.097 | 3.176 | 3.622 | 3.821 | 3.693 | 3.832 | 6399 | 9508 | 26820 | 14041 | 17200 | 36580 | 1.5 | 1.5 | 2 | - | - | - | - | - | - | - | - | - | - | - | - | 0 | 0 | 0 | N/A | - | - | - | - | N/A | N/A | N/A | 200 | 3.4671 | 3.6677
[SEER Non Multi-Split >65kW] GEMS (Air Conditioners above 65kW) Determination 2022 | MEPS 2020 | Simulation | S075OVR3SA/ S075IHR3SA- | S075OVR3SA/ S075IHR3SA- | N/A | APAC | 16610 | Ducted | Single Split System | - | Air | Air | Australia,Malaysia | 21100 | 58890 | 75.5 | N/A | N/A | N/A | N/A | N/A | 19200 | 72.9 | Simulation test | 3.4204 | 3.6446 | N/A | - | N/A | N/A | N/A | N/A | N/A | N/A | N/A | N/A | N/A | N/A | N/A | N/A | N/A | N/A | N/A | N/A | N/A | Three | R410A | Australia,Fiji,New Zealand | 153043 | 2028-03-14 |  | Approved | Reverse Cycle | N/A | No | Class 25 | No | N/A | N/A | N/A | N/A | N/A | N/A | N/A | Available | N/A | N/A | http://rinnai.com.au | https://www.apacair.com.au/ | N/A |  |  | AAC7354 | Yes | Two-stage | - | Yes | Yes | 75500 | 21100 | - | - | - | - | - | - | No | - | - | - | - | - | - | - | - | 72900 | 19200 | - | - | - | - | - | - | - | - | - | - | - | - | - | - | - | - | - | - | - | - | - | - | - | - | - | - | N/A | N/A | 3.097 | 3.176 | 3.622 | 3.821 | 3.693 | 3.832 | 6399 | 9508 | 26820 | 14041 | 17200 | 36580 | 1.5 | 1.5 | 2 | - | - | - | - | - | - | - | - | - | - | - | - | 0 | 0 | 0 | N/A | - | - | - | - | N/A | N/A | N/A | 200 | 3.4671 | 3.6677
[SEER Non Multi-Split >65kW] GEMS (Air Conditioners above 65kW) Determination 2022 | MEPS 2020 | Simulation | S075OVR3SA/ S075IHR3SA- | S075OVR3SA/ S075IHR3SA- | N/A | APAC | 16610 | Ducted | Single Split System | - | Air | Air | Australia,Malaysia | 21100 | 58890 | 75.5 | N/A | N/A | N/A | N/A | N/A | 19200 | 72.9 | Simulation test | 3.4204 | 3.6446 | N/A | - | N/A | N/A | N/A | N/A | N/A | N/A | N/A | N/A | N/A | N/A | N/A | N/A | N/A | N/A | N/A | N/A | N/A | Three | R410A | Australia,Fiji,New Zealand | 153043 | 2028-03-14 |  | Approved | Reverse Cycle | N/A | No | Class 25 | No | N/A | N/A | N/A | N/A | N/A | N/A | N/A | Available | N/A | N/A | http://rinnai.com.au | https://www.apacair.com.au/ | N/A |  |  | AAC7354 | Yes | Two-stage | - | Yes | Yes | 75500 | 21100 | - | - | - | - | - | - | No | - | - | - | - | - | - | - | - | 72900 | 19200 | - | - | - | - | - | - | - | - | - | - | - | - | - | - | - | - | - | - | - | - | - | - | - | - | - | - | N/A | N/A | 3.097 | 3.176 | 3.622 | 3.821 | 3.693 | 3.832 | 6399 | 9508 | 26820 | 14041 | 17200 | 36580 | 1.5 | 1.5 | 2 | - | - | - | - | - | - | - | - | - | - | - | - | 0 | 0 | 0 | N/A | - | - | - | - | N/A | N/A | N/A | 200 | 3.4671 | 3.6677
[SEER Non Multi-Split >65kW] GEMS (Air Conditioners above 65kW) Determination 2022 | MEPS 2020 | Simulation | S075OVR3SA/S075IHR3SA-FR | S075OVR3SA/ S075IHR3SA- | N/A | APAC | 16610 | Ducted | Single Split System | - | Air | Air | Australia,Malaysia | 21100 | 58890 | 75.5 | N/A | N/A | N/A | N/A | N/A | 19200 | 72.9 | Simulation test | 3.4204 | 3.6446 | N/A | - | N/A | N/A | N/A | N/A | N/A | N/A | N/A | N/A | N/A | N/A | N/A | N/A | N/A | N/A | N/A | N/A | N/A | Three | R410A | Australia,Fiji,New Zealand | 153043 | 2028-03-14 |  | Approved | Reverse Cycle | N/A | No | Class 25 | No | N/A | N/A | N/A | N/A | N/A | N/A | N/A | Available | N/A | N/A | http://rinnai.com.au | https://www.apacair.com.au/ | N/A |  |  | AAC7354 | Yes | Two-stage | - | Yes | Yes | 75500 | 21100 | - | - | - | - | - | - | No | - | - | - | - | - | - | - | - | 72900 | 19200 | - | - | - | - | - | - | - | - | - | - | - | - | - | - | - | - | - | - | - | - | - | - | - | - | - | - | N/A | N/A | 3.097 | 3.176 | 3.622 | 3.821 | 3.693 | 3.832 | 6399 | 9508 | 26820 | 14041 | 17200 | 36580 | 1.5 | 1.5 | 2 | - | - | - | - | - | - | - | - | - | - | - | - | 0 | 0 | 0 | N/A | - | - | - | - | N/A | N/A | N/A | 200 | 3.4671 | 3.6677
[SEER Non Multi-Split >65kW] GEMS (Air Conditioners above 65kW) Determination 2022 | MEPS 2020 | Simulation | S075OVR3SA/S075IHR3SA-TR | S075OVR3SA/ S075IHR3SA- | N/A | APAC | 16610 | Ducted | Single Split System | - | Air | Air | Australia,Malaysia | 21100 | 58890 | 75.5 | N/A | N/A | N/A | N/A | N/A | 19200 | 72.9 | Simulation test | 3.4204 | 3.6446 | N/A | - | N/A | N/A | N/A | N/A | N/A | N/A | N/A | N/A | N/A | N/A | N/A | N/A | N/A | N/A | N/A | N/A | N/A | Three | R410A | Australia,Fiji,New Zealand | 153043 | 2028-03-14 |  | Approved | Reverse Cycle | N/A | No | Class 25 | No | N/A | N/A | N/A | N/A | N/A | N/A | N/A | Available | N/A | N/A | http://rinnai.com.au | https://www.apacair.com.au/ | N/A |  |  | AAC7354 | Yes | Two-stage | - | Yes | Yes | 75500 | 21100 | - | - | - | - | - | - | No | - | - | - | - | - | - | - | - | 72900 | 19200 | - | - | - | - | - | - | - | - | - | - | - | - | - | - | - | - | - | - | - | - | - | - | - | - | - | - | N/A | N/A | 3.097 | 3.176 | 3.622 | 3.821 | 3.693 | 3.832 | 6399 | 9508 | 26820 | 14041 | 17200 | 36580 | 1.5 | 1.5 | 2 | - | - | - | - | - | - | - | - | - | - | - | - | 0 | 0 | 0 | N/A | - | - | - | - | N/A | N/A | N/A | 200 | 3.4671 | 3.6677
[SEER Non Multi-Split >65kW] GEMS (Air Conditioners above 65kW) Determination 2022 | MEPS 2020 | Simulation | S075OVR3SA/S075IHR3SA-XR | S075OVR3SA/ S075IHR3SA- | N/A | APAC | 16610 | Ducted | Single Split System | - | Air | Air | Australia,Malaysia | 21100 | 58890 | 75.5 | N/A | N/A | N/A | N/A | N/A | 19200 | 72.9 | Simulation test | 3.4204 | 3.6446 | N/A | - | N/A | N/A | N/A | N/A | N/A | N/A | N/A | N/A | N/A | N/A | N/A | N/A | N/A | N/A | N/A | N/A | N/A | Three | R410A | Australia,Fiji,New Zealand | 153043 | 2028-03-14 |  | Approved | Reverse Cycle | N/A | No | Class 25 | No | N/A | N/A | N/A | N/A | N/A | N/A | N/A | Available | N/A | N/A | http://rinnai.com.au | https://www.apacair.com.au/ | N/A |  |  | AAC7354 | Yes | Two-stage | - | Yes | Yes | 75500 | 21100 | - | - | - | - | - | - | No | - | - | - | - | - | - | - | - | 72900 | 19200 | - | - | - | - | - | - | - | - | - | - | - | - | - | - | - | - | - | - | - | - | - | - | - | - | - | - | N/A | N/A | 3.097 | 3.176 | 3.622 | 3.821 | 3.693 | 3.832 | 6399 | 9508 | 26820 | 14041 | 17200 | 36580 | 1.5 | 1.5 | 2 | - | - | - | - | - | - | - | - | - | - | - | - | 0 | 0 | 0 | N/A | - | - | - | - | N/A | N/A | N/A | 200 | 3.4671 | 3.6677
[SEER Non Multi-Split >65kW] GEMS (Air Conditioners above 65kW) Determination 2022 | MEPS 2020 | Simulation | S085OVR3SA- / S085IHR3SA-- | S085OVR3SA/S085IHR3SA- | N/A | APAC | 17661 | Ducted | Single Split System | - | Air | Air | Australia,Malaysia | 24100 | 66439 | 84.1 | N/A | N/A | N/A | N/A | N/A | 21500 | 80.8 | Simulation test | 3.345 | 3.6034 | N/A | - | N/A | N/A | N/A | N/A | N/A | N/A | N/A | N/A | N/A | N/A | N/A | N/A | N/A | N/A | N/A | N/A | N/A | Three | R410A | Australia,Fiji,New Zealand | 153046 | 2028-03-13 |  | Approved | Reverse Cycle | N/A | No | Class 25 | No | N/A | N/A | N/A | N/A | N/A | N/A | N/A | Available | N/A | N/A | http://rinnai.com.au | https://www.apacair.com.au/ | N/A |  |  | AAC7351 | Yes | Two-stage | - | Yes | Yes | 84100 | 24100 | - | - | - | - | - | - | No | - | - | - | - | - | - | - | - | 80800 | 21500 | - | - | - | - | - | - | - | - | - | - | - | - | - | - | - | - | - | - | - | - | - | - | - | - | - | - | N/A | N/A | 3.083 | 3.149 | 3.552 | 3.76 | 3.628 | 3.75 | 7214 | 10747 | 30527 | 15948 | 19556 | 41694 | 1.5 | 1.5 | 2 | - | - | - | - | - | - | - | - | - | - | - | - | 0 | 0 | 0 | N/A | - | - | - | - | N/A | N/A | N/A | 200 | 3.3944 | 3.6436
[SEER Non Multi-Split >65kW] GEMS (Air Conditioners above 65kW) Determination 2022 | MEPS 2020 | Simulation | S085OVR3SA- / S085IHR3SA--XR | S085OVR3SA/S085IHR3SA- | N/A | APAC | 17661 | Ducted | Single Split System | - | Air | Air | Australia,Malaysia | 24100 | 66439 | 84.1 | N/A | N/A | N/A | N/A | N/A | 21500 | 80.8 | Simulation test | 3.345 | 3.6034 | N/A | - | N/A | N/A | N/A | N/A | N/A | N/A | N/A | N/A | N/A | N/A | N/A | N/A | N/A | N/A | N/A | N/A | N/A | Three | R410A | Australia,Fiji,New Zealand | 153046 | 2028-03-13 |  | Approved | Reverse Cycle | N/A | No | Class 25 | No | N/A | N/A | N/A | N/A | N/A | N/A | N/A | Available | N/A | N/A | http://rinnai.com.au | https://www.apacair.com.au/ | N/A |  |  | AAC7351 | Yes | Two-stage | - | Yes | Yes | 84100 | 24100 | - | - | - | - | - | - | No | - | - | - | - | - | - | - | - | 80800 | 21500 | - | - | - | - | - | - | - | - | - | - | - | - | - | - | - | - | - | - | - | - | - | - | - | - | - | - | N/A | N/A | 3.083 | 3.149 | 3.552 | 3.76 | 3.628 | 3.75 | 7214 | 10747 | 30527 | 15948 | 19556 | 41694 | 1.5 | 1.5 | 2 | - | - | - | - | - | - | - | - | - | - | - | - | 0 | 0 | 0 | N/A | - | - | - | - | N/A | N/A | N/A | 200 | 3.3944 | 3.6436
[SEER Non Multi-Split >65kW] GEMS (Air Conditioners above 65kW) Determination 2022 | MEPS 2020 | Simulation | S085OVR3SA/S085IHR3SA- | S085OVR3SA/S085IHR3SA- | N/A | APAC | 17661 | Ducted | Single Split System | - | Air | Air | Australia,Malaysia | 24100 | 66439 | 84.1 | N/A | N/A | N/A | N/A | N/A | 21500 | 80.8 | Simulation test | 3.345 | 3.6034 | N/A | - | N/A | N/A | N/A | N/A | N/A | N/A | N/A | N/A | N/A | N/A | N/A | N/A | N/A | N/A | N/A | N/A | N/A | Three | R410A | Australia,Fiji,New Zealand | 153046 | 2028-03-13 |  | Approved | Reverse Cycle | N/A | No | Class 25 | No | N/A | N/A | N/A | N/A | N/A | N/A | N/A | Available | N/A | N/A | http://rinnai.com.au | https://www.apacair.com.au/ | N/A |  |  | AAC7351 | Yes | Two-stage | - | Yes | Yes | 84100 | 24100 | - | - | - | - | - | - | No | - | - | - | - | - | - | - | - | 80800 | 21500 | - | - | - | - | - | - | - | - | - | - | - | - | - | - | - | - | - | - | - | - | - | - | - | - | - | - | N/A | N/A | 3.083 | 3.149 | 3.552 | 3.76 | 3.628 | 3.75 | 7214 | 10747 | 30527 | 15948 | 19556 | 41694 | 1.5 | 1.5 | 2 | - | - | - | - | - | - | - | - | - | - | - | - | 0 | 0 | 0 | N/A | - | - | - | - | N/A | N/A | N/A | 200 | 3.3944 | 3.6436
[SEER Non Multi-Split >65kW] GEMS (Air Conditioners above 65kW) Determination 2022 | MEPS 2020 | Simulation | S085OVR3SA/S085IHR3SA- | S085OVR3SA/S085IHR3SA- | N/A | APAC | 17661 | Ducted | Single Split System | - | Air | Air | Australia,Malaysia | 24100 | 66439 | 84.1 | N/A | N/A | N/A | N/A | N/A | 21500 | 80.8 | Simulation test | 3.345 | 3.6034 | N/A | - | N/A | N/A | N/A | N/A | N/A | N/A | N/A | N/A | N/A | N/A | N/A | N/A | N/A | N/A | N/A | N/A | N/A | Three | R410A | Australia,Fiji,New Zealand | 153046 | 2028-03-13 |  | Approved | Reverse Cycle | N/A | No | Class 25 | No | N/A | N/A | N/A | N/A | N/A | N/A | N/A | Available | N/A | N/A | http://rinnai.com.au | https://www.apacair.com.au/ | N/A |  |  | AAC7351 | Yes | Two-stage | - | Yes | Yes | 84100 | 24100 | - | - | - | - | - | - | No | - | - | - | - | - | - | - | - | 80800 | 21500 | - | - | - | - | - | - | - | - | - | - | - | - | - | - | - | - | - | - | - | - | - | - | - | - | - | - | N/A | N/A | 3.083 | 3.149 | 3.552 | 3.76 | 3.628 | 3.75 | 7214 | 10747 | 30527 | 15948 | 19556 | 41694 | 1.5 | 1.5 | 2 | - | - | - | - | - | - | - | - | - | - | - | - | 0 | 0 | 0 | N/A | - | - | - | - | N/A | N/A | N/A | 200 | 3.3944 | 3.6436
[SEER Non Multi-Split >65kW] GEMS (Air Conditioners above 65kW) Determination 2022 | MEPS 2020 | Simulation | S085OVR3SA/S085IHR3SA-FR | S085OVR3SA/S085IHR3SA- | N/A | APAC | 17661 | Ducted | Single Split System | - | Air | Air | Australia,Malaysia | 24100 | 66439 | 84.1 | N/A | N/A | N/A | N/A | N/A | 21500 | 80.8 | Simulation test | 3.345 | 3.6034 | N/A | - | N/A | N/A | N/A | N/A | N/A | N/A | N/A | N/A | N/A | N/A | N/A | N/A | N/A | N/A | N/A | N/A | N/A | Three | R410A | Australia,Fiji,New Zealand | 153046 | 2028-03-13 |  | Approved | Reverse Cycle | N/A | No | Class 25 | No | N/A | N/A | N/A | N/A | N/A | N/A | N/A | Available | N/A | N/A | http://rinnai.com.au | https://www.apacair.com.au/ | N/A |  |  | AAC7351 | Yes | Two-stage | - | Yes | Yes | 84100 | 24100 | - | - | - | - | - | - | No | - | - | - | - | - | - | - | - | 80800 | 21500 | - | - | - | - | - | - | - | - | - | - | - | - | - | - | - | - | - | - | - | - | - | - | - | - | - | - | N/A | N/A | 3.083 | 3.149 | 3.552 | 3.76 | 3.628 | 3.75 | 7214 | 10747 | 30527 | 15948 | 19556 | 41694 | 1.5 | 1.5 | 2 | - | - | - | - | - | - | - | - | - | - | - | - | 0 | 0 | 0 | N/A | - | - | - | - | N/A | N/A | N/A | 200 | 3.3944 | 3.6436
[SEER Non Multi-Split >65kW] GEMS (Air Conditioners above 65kW) Determination 2022 | MEPS 2020 | Simulation | S085OVR3SA/S085IHR3SA-TR | S085OVR3SA/S085IHR3SA- | N/A | APAC | 17661 | Ducted | Single Split System | - | Air | Air | Australia,Malaysia | 24100 | 66439 | 84.1 | N/A | N/A | N/A | N/A | N/A | 21500 | 80.8 | Simulation test | 3.345 | 3.6034 | N/A | - | N/A | N/A | N/A | N/A | N/A | N/A | N/A | N/A | N/A | N/A | N/A | N/A | N/A | N/A | N/A | N/A | N/A | Three | R410A | Australia,Fiji,New Zealand | 153046 | 2028-03-13 |  | Approved | Reverse Cycle | N/A | No | Class 25 | No | N/A | N/A | N/A | N/A | N/A | N/A | N/A | Available | N/A | N/A | http://rinnai.com.au | https://www.apacair.com.au/ | N/A |  |  | AAC7351 | Yes | Two-stage | - | Yes | Yes | 84100 | 24100 | - | - | - | - | - | - | No | - | - | - | - | - | - | - | - | 80800 | 21500 | - | - | - | - | - | - | - | - | - | - | - | - | - | - | - | - | - | - | - | - | - | - | - | - | - | - | N/A | N/A | 3.083 | 3.149 | 3.552 | 3.76 | 3.628 | 3.75 | 7214 | 10747 | 30527 | 15948 | 19556 | 41694 | 1.5 | 1.5 | 2 | - | - | - | - | - | - | - | - | - | - | - | - | 0 | 0 | 0 | N/A | - | - | - | - | N/A | N/A | N/A | 200 | 3.3944 | 3.6436
[SEER Non Multi-Split >65kW] GEMS (Air Conditioners above 65kW) Determination 2022 | MEPS 2020 | Simulation | S095OVR3SA- / S095IHR3SA - | S095OVR3SA- / S095IHR3SA - | N/A | APAC | 19761 | Ducted | Single Split System | - | Air | Air | Australia,Malaysia | 29800 | 74339 | 94.1 | N/A | N/A | N/A | N/A | N/A | 25900 | 92.2 | Simulation test | 3.0286 | 3.416 | N/A | - | N/A | N/A | N/A | N/A | N/A | N/A | N/A | N/A | N/A | N/A | N/A | N/A | N/A | N/A | N/A | N/A | N/A | Three | R410A | Australia,Fiji,New Zealand | 153049 | 2028-03-14 |  | Approved | Reverse Cycle | N/A | No | Class 25 | No | N/A | N/A | N/A | N/A | N/A | N/A | N/A | Available | N/A | N/A | http://rinnai.com.au | https://www.apacair.com.au/ | N/A |  |  | AAC7355 | Yes | Two-stage | - | Yes | Yes | 94100 | 29800 | - | - | - | - | - | - | No | - | - | - | - | - | - | - | - | 92200 | 25900 | - | - | - | - | - | - | - | - | - | - | - | - | - | - | - | - | - | - | - | - | - | - | - | - | - | - | N/A | N/A | 2.869 | 2.915 | 3.239 | 3.444 | 3.316 | 3.409 | 8763 | 13101 | 37570 | 19573 | 24034 | 51411 | 1 | 1 | 1.5 | - | - | - | - | - | - | - | - | - | - | - | - | 0 | 0 | 0 | N/A | - | - | - | - | N/A | N/A | N/A | 200 | 3.0877 | 3.4693
[SEER Non Multi-Split >65kW] GEMS (Air Conditioners above 65kW) Determination 2022 | MEPS 2020 | Simulation | S095OVR3SA- / S095IHR3SA - | S095OVR3SA- / S095IHR3SA - | N/A | APAC | 19761 | Ducted | Single Split System | - | Air | Air | Australia,Malaysia | 29800 | 74339 | 94.1 | N/A | N/A | N/A | N/A | N/A | 25900 | 92.2 | Simulation test | 3.0286 | 3.416 | N/A | - | N/A | N/A | N/A | N/A | N/A | N/A | N/A | N/A | N/A | N/A | N/A | N/A | N/A | N/A | N/A | N/A | N/A | Three | R410A | Australia,Fiji,New Zealand | 153049 | 2028-03-14 |  | Approved | Reverse Cycle | N/A | No | Class 25 | No | N/A | N/A | N/A | N/A | N/A | N/A | N/A | Available | N/A | N/A | http://rinnai.com.au | https://www.apacair.com.au/ | N/A |  |  | AAC7355 | Yes | Two-stage | - | Yes | Yes | 94100 | 29800 | - | - | - | - | - | - | No | - | - | - | - | - | - | - | - | 92200 | 25900 | - | - | - | - | - | - | - | - | - | - | - | - | - | - | - | - | - | - | - | - | - | - | - | - | - | - | N/A | N/A | 2.869 | 2.915 | 3.239 | 3.444 | 3.316 | 3.409 | 8763 | 13101 | 37570 | 19573 | 24034 | 51411 | 1 | 1 | 1.5 | - | - | - | - | - | - | - | - | - | - | - | - | 0 | 0 | 0 | N/A | - | - | - | - | N/A | N/A | N/A | 200 | 3.0877 | 3.4693
[SEER Non Multi-Split >65kW] GEMS (Air Conditioners above 65kW) Determination 2022 | MEPS 2020 | Simulation | S095OVR3SA- / S095IHR3SA--FR | S095OVR3SA- / S095IHR3SA - | N/A | APAC | 19761 | Ducted | Single Split System | - | Air | Air | Australia,Malaysia | 29800 | 74339 | 94.1 | N/A | N/A | N/A | N/A | N/A | 25900 | 92.2 | Simulation test | 3.0286 | 3.416 | N/A | - | N/A | N/A | N/A | N/A | N/A | N/A | N/A | N/A | N/A | N/A | N/A | N/A | N/A | N/A | N/A | N/A | N/A | Three | R410A | Australia,Fiji,New Zealand | 153049 | 2028-03-14 |  | Approved | Reverse Cycle | N/A | No | Class 25 | No | N/A | N/A | N/A | N/A | N/A | N/A | N/A | Available | N/A | N/A | http://rinnai.com.au | https://www.apacair.com.au/ | N/A |  |  | AAC7355 | Yes | Two-stage | - | Yes | Yes | 94100 | 29800 | - | - | - | - | - | - | No | - | - | - | - | - | - | - | - | 92200 | 25900 | - | - | - | - | - | - | - | - | - | - | - | - | - | - | - | - | - | - | - | - | - | - | - | - | - | - | N/A | N/A | 2.869 | 2.915 | 3.239 | 3.444 | 3.316 | 3.409 | 8763 | 13101 | 37570 | 19573 | 24034 | 51411 | 1 | 1 | 1.5 | - | - | - | - | - | - | - | - | - | - | - | - | 0 | 0 | 0 | N/A | - | - | - | - | N/A | N/A | N/A | 200 | 3.0877 | 3.4693
[SEER Non Multi-Split >65kW] GEMS (Air Conditioners above 65kW) Determination 2022 | MEPS 2020 | Simulation | S095OVR3SA- / S095IHR3SA--TR | S095OVR3SA- / S095IHR3SA - | N/A | APAC | 19761 | Ducted | Single Split System | - | Air | Air | Australia,Malaysia | 29800 | 74339 | 94.1 | N/A | N/A | N/A | N/A | N/A | 25900 | 92.2 | Simulation test | 3.0286 | 3.416 | N/A | - | N/A | N/A | N/A | N/A | N/A | N/A | N/A | N/A | N/A | N/A | N/A | N/A | N/A | N/A | N/A | N/A | N/A | Three | R410A | Australia,Fiji,New Zealand | 153049 | 2028-03-14 |  | Approved | Reverse Cycle | N/A | No | Class 25 | No | N/A | N/A | N/A | N/A | N/A | N/A | N/A | Available | N/A | N/A | http://rinnai.com.au | https://www.apacair.com.au/ | N/A |  |  | AAC7355 | Yes | Two-stage | - | Yes | Yes | 94100 | 29800 | - | - | - | - | - | - | No | - | - | - | - | - | - | - | - | 92200 | 25900 | - | - | - | - | - | - | - | - | - | - | - | - | - | - | - | - | - | - | - | - | - | - | - | - | - | - | N/A | N/A | 2.869 | 2.915 | 3.239 | 3.444 | 3.316 | 3.409 | 8763 | 13101 | 37570 | 19573 | 24034 | 51411 | 1 | 1 | 1.5 | - | - | - | - | - | - | - | - | - | - | - | - | 0 | 0 | 0 | N/A | - | - | - | - | N/A | N/A | N/A | 200 | 3.0877 | 3.4693
[SEER Non Multi-Split >65kW] GEMS (Air Conditioners above 65kW) Determination 2022 | MEPS 2020 | Simulation | S115OVR3SA- / S115IHR3SA---- | S115OVR3SA- / S115IHR3SA - | N/A | APAC | 25366 | Ducted | Single Split System | - | Air | Air | Australia,Malaysia | 32800 | 89934 | 115.3 | N/A | N/A | N/A | N/A | N/A | 28700 | 109 | Simulation test | 3.3656 | 3.6455 | N/A | - | N/A | N/A | N/A | N/A | N/A | N/A | N/A | N/A | N/A | N/A | N/A | N/A | N/A | N/A | N/A | N/A | N/A | Three | R410A | Australia,Fiji,New Zealand | 153076 | 2028-03-14 |  | Approved | Reverse Cycle | N/A | No | Class 25 | No | N/A | N/A | N/A | N/A | N/A | N/A | N/A | Available | N/A | N/A | http://rinnai.com.au | https://www.apacair.com.au/ | N/A |  |  | AAC7357 | Yes | Two-stage | - | Yes | Yes | 115300 | 32800 | - | - | - | - | - | - | No | - | - | - | - | - | - | - | - | 109000 | 28700 | - | - | - | - | - | - | - | - | - | - | - | - | - | - | - | - | - | - | - | - | - | - | - | - | - | - | N/A | N/A | 2.922 | 3.019 | 3.517 | 3.686 | 3.574 | 3.739 | 10211 | 15095 | 41988 | 22072 | 26984 | 57105 | 1 | 1.5 | 2 | - | - | - | - | - | - | - | - | - | - | - | - | 0 | 0 | 0 | N/A | - | - | - | - | N/A | N/A | N/A | 390 | 3.3794 | 3.6311
[SEER Non Multi-Split >65kW] GEMS (Air Conditioners above 65kW) Determination 2022 | MEPS 2020 | Simulation | S115OVR3SA- / S115IHR3SA - | S115OVR3SA- / S115IHR3SA - | N/A | APAC | 25366 | Ducted | Single Split System | - | Air | Air | Australia,Malaysia | 32800 | 89934 | 115.3 | N/A | N/A | N/A | N/A | N/A | 28700 | 109 | Simulation test | 3.3656 | 3.6455 | N/A | - | N/A | N/A | N/A | N/A | N/A | N/A | N/A | N/A | N/A | N/A | N/A | N/A | N/A | N/A | N/A | N/A | N/A | Three | R410A | Australia,Fiji,New Zealand | 153076 | 2028-03-14 |  | Approved | Reverse Cycle | N/A | No | Class 25 | No | N/A | N/A | N/A | N/A | N/A | N/A | N/A | Available | N/A | N/A | http://rinnai.com.au | https://www.apacair.com.au/ | N/A |  |  | AAC7357 | Yes | Two-stage | - | Yes | Yes | 115300 | 32800 | - | - | - | - | - | - | No | - | - | - | - | - | - | - | - | 109000 | 28700 | - | - | - | - | - | - | - | - | - | - | - | - | - | - | - | - | - | - | - | - | - | - | - | - | - | - | N/A | N/A | 2.922 | 3.019 | 3.517 | 3.686 | 3.574 | 3.739 | 10211 | 15095 | 41988 | 22072 | 26984 | 57105 | 1 | 1.5 | 2 | - | - | - | - | - | - | - | - | - | - | - | - | 0 | 0 | 0 | N/A | - | - | - | - | N/A | N/A | N/A | 390 | 3.3794 | 3.6311
[SEER Non Multi-Split >65kW] GEMS (Air Conditioners above 65kW) Determination 2022 | MEPS 2020 | Simulation | S115OVR3SA- / S115IHR3SA - | S115OVR3SA- / S115IHR3SA - | N/A | APAC | 25366 | Ducted | Single Split System | - | Air | Air | Australia,Malaysia | 32800 | 89934 | 115.3 | N/A | N/A | N/A | N/A | N/A | 28700 | 109 | Simulation test | 3.3656 | 3.6455 | N/A | - | N/A | N/A | N/A | N/A | N/A | N/A | N/A | N/A | N/A | N/A | N/A | N/A | N/A | N/A | N/A | N/A | N/A | Three | R410A | Australia,Fiji,New Zealand | 153076 | 2028-03-14 |  | Approved | Reverse Cycle | N/A | No | Class 25 | No | N/A | N/A | N/A | N/A | N/A | N/A | N/A | Available | N/A | N/A | http://rinnai.com.au | https://www.apacair.com.au/ | N/A |  |  | AAC7357 | Yes | Two-stage | - | Yes | Yes | 115300 | 32800 | - | - | - | - | - | - | No | - | - | - | - | - | - | - | - | 109000 | 28700 | - | - | - | - | - | - | - | - | - | - | - | - | - | - | - | - | - | - | - | - | - | - | - | - | - | - | N/A | N/A | 2.922 | 3.019 | 3.517 | 3.686 | 3.574 | 3.739 | 10211 | 15095 | 41988 | 22072 | 26984 | 57105 | 1 | 1.5 | 2 | - | - | - | - | - | - | - | - | - | - | - | - | 0 | 0 | 0 | N/A | - | - | - | - | N/A | N/A | N/A | 390 | 3.3794 | 3.6311
[SEER Non Multi-Split >65kW] GEMS (Air Conditioners above 65kW) Determination 2022 | MEPS 2020 | Simulation | S115OVR3SA- / S115IHR3SA--FR | S115OVR3SA- / S115IHR3SA - | N/A | APAC | 25366 | Ducted | Single Split System | - | Air | Air | Australia,Malaysia | 32800 | 89934 | 115.3 | N/A | N/A | N/A | N/A | N/A | 28700 | 109 | Simulation test | 3.3656 | 3.6455 | N/A | - | N/A | N/A | N/A | N/A | N/A | N/A | N/A | N/A | N/A | N/A | N/A | N/A | N/A | N/A | N/A | N/A | N/A | Three | R410A | Australia,Fiji,New Zealand | 153076 | 2028-03-14 |  | Approved | Reverse Cycle | N/A | No | Class 25 | No | N/A | N/A | N/A | N/A | N/A | N/A | N/A | Available | N/A | N/A | http://rinnai.com.au | https://www.apacair.com.au/ | N/A |  |  | AAC7357 | Yes | Two-stage | - | Yes | Yes | 115300 | 32800 | - | - | - | - | - | - | No | - | - | - | - | - | - | - | - | 109000 | 28700 | - | - | - | - | - | - | - | - | - | - | - | - | - | - | - | - | - | - | - | - | - | - | - | - | - | - | N/A | N/A | 2.922 | 3.019 | 3.517 | 3.686 | 3.574 | 3.739 | 10211 | 15095 | 41988 | 22072 | 26984 | 57105 | 1 | 1.5 | 2 | - | - | - | - | - | - | - | - | - | - | - | - | 0 | 0 | 0 | N/A | - | - | - | - | N/A | N/A | N/A | 390 | 3.3794 | 3.6311
[SEER Non Multi-Split >65kW] GEMS (Air Conditioners above 65kW) Determination 2022 | MEPS 2020 | Simulation | S115OVR3SA- / S115IHR3SA--TR | S115OVR3SA- / S115IHR3SA - | N/A | APAC | 25366 | Ducted | Single Split System | - | Air | Air | Australia,Malaysia | 32800 | 89934 | 115.3 | N/A | N/A | N/A | N/A | N/A | 28700 | 109 | Simulation test | 3.3656 | 3.6455 | N/A | - | N/A | N/A | N/A | N/A | N/A | N/A | N/A | N/A | N/A | N/A | N/A | N/A | N/A | N/A | N/A | N/A | N/A | Three | R410A | Australia,Fiji,New Zealand | 153076 | 2028-03-14 |  | Approved | Reverse Cycle | N/A | No | Class 25 | No | N/A | N/A | N/A | N/A | N/A | N/A | N/A | Available | N/A | N/A | http://rinnai.com.au | https://www.apacair.com.au/ | N/A |  |  | AAC7357 | Yes | Two-stage | - | Yes | Yes | 115300 | 32800 | - | - | - | - | - | - | No | - | - | - | - | - | - | - | - | 109000 | 28700 | - | - | - | - | - | - | - | - | - | - | - | - | - | - | - | - | - | - | - | - | - | - | - | - | - | - | N/A | N/A | 2.922 | 3.019 | 3.517 | 3.686 | 3.574 | 3.739 | 10211 | 15095 | 41988 | 22072 | 26984 | 57105 | 1 | 1.5 | 2 | - | - | - | - | - | - | - | - | - | - | - | - | 0 | 0 | 0 | N/A | - | - | - | - | N/A | N/A | N/A | 390 | 3.3794 | 3.6311
[SEER Non Multi-Split >65kW] GEMS (Air Conditioners above 65kW) Determination 2022 | MEPS 2020 | Simulation | S150OVR3SA- / S150IHR3SA---- | S150OVR3SA- / S150IHR3SA - | N/A | APAC | 34474 | Ducted | Single Split System | - | Air | Air | Australia,Malaysia | 41600 | 122226 | 156.7 | N/A | N/A | N/A | N/A | N/A | 37500 | 146.6 | Simulation test | 3.615 | 3.7514 | N/A | - | N/A | N/A | N/A | N/A | N/A | N/A | N/A | N/A | N/A | N/A | N/A | N/A | N/A | N/A | N/A | N/A | N/A | Three | R410A | Australia,Fiji,New Zealand | 153078 | 2028-03-14 |  | Approved | Reverse Cycle | N/A | No | Class 25 | No | N/A | N/A | N/A | N/A | N/A | N/A | N/A | Available | N/A | N/A | http://rinnai.com.au | https://www.apacair.com.au/ | N/A |  |  | AAC7358 | Yes | Multi-stage | - | Yes | Yes | 156700 | 41600 | - | - | - | - | - | - | No | - | - | - | - | - | - | - | - | 146600 | 37500 | - | - | - | - | - | - | - | - | - | - | - | - | - | - | - | - | - | - | - | - | - | - | - | - | - | - | N/A | N/A | 3.023 | 3.143 | 3.73 | 3.888 | 3.78 | 3.982 | 13252 | 19505 | 53591 | 28275 | 34505 | 72701 | 1.5 | 1.5 | 2 | - | - | - | - | - | - | - | - | - | - | - | - | 0 | 0 | 0 | N/A | - | - | - | - | N/A | N/A | N/A | 585 | 3.5959 | 3.7135
[SEER Non Multi-Split >65kW] GEMS (Air Conditioners above 65kW) Determination 2022 | MEPS 2020 | Simulation | S150OVR3SA- / S150IHR3SA - | S150OVR3SA- / S150IHR3SA - | N/A | APAC | 34474 | Ducted | Single Split System | - | Air | Air | Australia,Malaysia | 41600 | 122226 | 156.7 | N/A | N/A | N/A | N/A | N/A | 37500 | 146.6 | Simulation test | 3.615 | 3.7514 | N/A | - | N/A | N/A | N/A | N/A | N/A | N/A | N/A | N/A | N/A | N/A | N/A | N/A | N/A | N/A | N/A | N/A | N/A | Three | R410A | Australia,Fiji,New Zealand | 153078 | 2028-03-14 |  | Approved | Reverse Cycle | N/A | No | Class 25 | No | N/A | N/A | N/A | N/A | N/A | N/A | N/A | Available | N/A | N/A | http://rinnai.com.au | https://www.apacair.com.au/ | N/A |  |  | AAC7358 | Yes | Multi-stage | - | Yes | Yes | 156700 | 41600 | - | - | - | - | - | - | No | - | - | - | - | - | - | - | - | 146600 | 37500 | - | - | - | - | - | - | - | - | - | - | - | - | - | - | - | - | - | - | - | - | - | - | - | - | - | - | N/A | N/A | 3.023 | 3.143 | 3.73 | 3.888 | 3.78 | 3.982 | 13252 | 19505 | 53591 | 28275 | 34505 | 72701 | 1.5 | 1.5 | 2 | - | - | - | - | - | - | - | - | - | - | - | - | 0 | 0 | 0 | N/A | - | - | - | - | N/A | N/A | N/A | 585 | 3.5959 | 3.7135
[SEER Non Multi-Split >65kW] GEMS (Air Conditioners above 65kW) Determination 2022 | MEPS 2020 | Simulation | S150OVR3SA- / S150IHR3SA - | S150OVR3SA- / S150IHR3SA - | N/A | APAC | 34474 | Ducted | Single Split System | - | Air | Air | Australia,Malaysia | 41600 | 122226 | 156.7 | N/A | N/A | N/A | N/A | N/A | 37500 | 146.6 | Simulation test | 3.615 | 3.7514 | N/A | - | N/A | N/A | N/A | N/A | N/A | N/A | N/A | N/A | N/A | N/A | N/A | N/A | N/A | N/A | N/A | N/A | N/A | Three | R410A | Australia,Fiji,New Zealand | 153078 | 2028-03-14 |  | Approved | Reverse Cycle | N/A | No | Class 25 | No | N/A | N/A | N/A | N/A | N/A | N/A | N/A | Available | N/A | N/A | http://rinnai.com.au | https://www.apacair.com.au/ | N/A |  |  | AAC7358 | Yes | Multi-stage | - | Yes | Yes | 156700 | 41600 | - | - | - | - | - | - | No | - | - | - | - | - | - | - | - | 146600 | 37500 | - | - | - | - | - | - | - | - | - | - | - | - | - | - | - | - | - | - | - | - | - | - | - | - | - | - | N/A | N/A | 3.023 | 3.143 | 3.73 | 3.888 | 3.78 | 3.982 | 13252 | 19505 | 53591 | 28275 | 34505 | 72701 | 1.5 | 1.5 | 2 | - | - | - | - | - | - | - | - | - | - | - | - | 0 | 0 | 0 | N/A | - | - | - | - | N/A | N/A | N/A | 585 | 3.5959 | 3.7135
[SEER Non Multi-Split >65kW] GEMS (Air Conditioners above 65kW) Determination 2022 | MEPS 2020 | Simulation | S150OVR3SA- / S150IHR3SA--FR | S150OVR3SA- / S150IHR3SA - | N/A | APAC | 34474 | Ducted | Single Split System | - | Air | Air | Australia,Malaysia | 41600 | 122226 | 156.7 | N/A | N/A | N/A | N/A | N/A | 37500 | 146.6 | Simulation test | 3.615 | 3.7514 | N/A | - | N/A | N/A | N/A | N/A | N/A | N/A | N/A | N/A | N/A | N/A | N/A | N/A | N/A | N/A | N/A | N/A | N/A | Three | R410A | Australia,Fiji,New Zealand | 153078 | 2028-03-14 |  | Approved | Reverse Cycle | N/A | No | Class 25 | No | N/A | N/A | N/A | N/A | N/A | N/A | N/A | Available | N/A | N/A | http://rinnai.com.au | https://www.apacair.com.au/ | N/A |  |  | AAC7358 | Yes | Multi-stage | - | Yes | Yes | 156700 | 41600 | - | - | - | - | - | - | No | - | - | - | - | - | - | - | - | 146600 | 37500 | - | - | - | - | - | - | - | - | - | - | - | - | - | - | - | - | - | - | - | - | - | - | - | - | - | - | N/A | N/A | 3.023 | 3.143 | 3.73 | 3.888 | 3.78 | 3.982 | 13252 | 19505 | 53591 | 28275 | 34505 | 72701 | 1.5 | 1.5 | 2 | - | - | - | - | - | - | - | - | - | - | - | - | 0 | 0 | 0 | N/A | - | - | - | - | N/A | N/A | N/A | 585 | 3.5959 | 3.7135
[SEER Non Multi-Split >65kW] GEMS (Air Conditioners above 65kW) Determination 2022 | MEPS 2020 | Simulation | S150OVR3SA- / S150IHR3SA--TR | S150OVR3SA- / S150IHR3SA - | N/A | APAC | 34474 | Ducted | Single Split System | - | Air | Air | Australia,Malaysia | 41600 | 122226 | 156.7 | N/A | N/A | N/A | N/A | N/A | 37500 | 146.6 | Simulation test | 3.615 | 3.7514 | N/A | - | N/A | N/A | N/A | N/A | N/A | N/A | N/A | N/A | N/A | N/A | N/A | N/A | N/A | N/A | N/A | N/A | N/A | Three | R410A | Australia,Fiji,New Zealand | 153078 | 2028-03-14 |  | Approved | Reverse Cycle | N/A | No | Class 25 | No | N/A | N/A | N/A | N/A | N/A | N/A | N/A | Available | N/A | N/A | http://rinnai.com.au | https://www.apacair.com.au/ | N/A |  |  | AAC7358 | Yes | Multi-stage | - | Yes | Yes | 156700 | 41600 | - | - | - | - | - | - | No | - | - | - | - | - | - | - | - | 146600 | 37500 | - | - | - | - | - | - | - | - | - | - | - | - | - | - | - | - | - | - | - | - | - | - | - | - | - | - | N/A | N/A | 3.023 | 3.143 | 3.73 | 3.888 | 3.78 | 3.982 | 13252 | 19505 | 53591 | 28275 | 34505 | 72701 | 1.5 | 1.5 | 2 | - | - | - | - | - | - | - | - | - | - | - | - | 0 | 0 | 0 | N/A | - | - | - | - | N/A | N/A | N/A | 585 | 3.5959 | 3.7135
[SEER Non Multi-Split >65kW] GEMS (Air Conditioners above 65kW) Determination 2022 | MEPS 2020 | Simulation | S170OVR3SA- / S170IHR3SA- | S170OVR3SA- / S170IHR3SA- | N/A | APAC | 39997 | Ducted | Single Split System | - | Air | Air | Australia,Malaysia | 49600 | 133903 | 173.9 | N/A | N/A | N/A | N/A | N/A | 43600 | 164.5 | Simulation test | 3.3605 | 3.618 | N/A | - | N/A | N/A | N/A | N/A | N/A | N/A | N/A | N/A | N/A | N/A | N/A | N/A | N/A | N/A | N/A | N/A | N/A | Three | R410A | Australia,Fiji,New Zealand | 153084 | 2028-03-18 |  | Approved | Reverse Cycle | N/A | No | Class 25 | No | N/A | N/A | N/A | N/A | N/A | N/A | N/A | Available | N/A | N/A | http://rinnai.com.au | https://www.apacair.com.au/ | N/A |  |  | AAC7366 | Yes | Multi-stage | - | Yes | Yes | 173900 | 49600 | - | - | - | - | - | - | No | - | - | - | - | - | - | - | - | 164500 | 43600 | - | - | - | - | - | - | - | - | - | - | - | - | - | - | - | - | - | - | - | - | - | - | - | - | - | - | N/A | N/A | 2.919 | 3.015 | 3.51 | 3.679 | 3.567 | 3.73 | 15426 | 22808 | 63477 | 33362 | 40790 | 86339 | 1 | 1.5 | 2 | - | - | - | - | - | - | - | - | - | - | - | - | 0 | 0 | 0 | N/A | - | - | - | - | N/A | N/A | N/A | 585 | 3.3716 | 3.6093
[SEER Non Multi-Split >65kW] GEMS (Air Conditioners above 65kW) Determination 2022 | MEPS 2020 | Simulation | S170OVR3SA- / S170IHR3SA- | S170OVR3SA- / S170IHR3SA- | N/A | APAC | 39997 | Ducted | Single Split System | - | Air | Air | Australia,Malaysia | 49600 | 133903 | 173.9 | N/A | N/A | N/A | N/A | N/A | 43600 | 164.5 | Simulation test | 3.3605 | 3.618 | N/A | - | N/A | N/A | N/A | N/A | N/A | N/A | N/A | N/A | N/A | N/A | N/A | N/A | N/A | N/A | N/A | N/A | N/A | Three | R410A | Australia,Fiji,New Zealand | 153084 | 2028-03-18 |  | Approved | Reverse Cycle | N/A | No | Class 25 | No | N/A | N/A | N/A | N/A | N/A | N/A | N/A | Available | N/A | N/A | http://rinnai.com.au | https://www.apacair.com.au/ | N/A |  |  | AAC7366 | Yes | Multi-stage | - | Yes | Yes | 173900 | 49600 | - | - | - | - | - | - | No | - | - | - | - | - | - | - | - | 164500 | 43600 | - | - | - | - | - | - | - | - | - | - | - | - | - | - | - | - | - | - | - | - | - | - | - | - | - | - | N/A | N/A | 2.919 | 3.015 | 3.51 | 3.679 | 3.567 | 3.73 | 15426 | 22808 | 63477 | 33362 | 40790 | 86339 | 1 | 1.5 | 2 | - | - | - | - | - | - | - | - | - | - | - | - | 0 | 0 | 0 | N/A | - | - | - | - | N/A | N/A | N/A | 585 | 3.3716 | 3.6093
[SEER Non Multi-Split >65kW] GEMS (Air Conditioners above 65kW) Determination 2022 | MEPS 2020 | Simulation | S170OVR3SA- / S170IHR3SA--FR | S170OVR3SA- / S170IHR3SA- | N/A | APAC | 39997 | Ducted | Single Split System | - | Air | Air | Australia,Malaysia | 49600 | 133903 | 173.9 | N/A | N/A | N/A | N/A | N/A | 43600 | 164.5 | Simulation test | 3.3605 | 3.618 | N/A | - | N/A | N/A | N/A | N/A | N/A | N/A | N/A | N/A | N/A | N/A | N/A | N/A | N/A | N/A | N/A | N/A | N/A | Three | R410A | Australia,Fiji,New Zealand | 153084 | 2028-03-18 |  | Approved | Reverse Cycle | N/A | No | Class 25 | No | N/A | N/A | N/A | N/A | N/A | N/A | N/A | Available | N/A | N/A | http://rinnai.com.au | https://www.apacair.com.au/ | N/A |  |  | AAC7366 | Yes | Multi-stage | - | Yes | Yes | 173900 | 49600 | - | - | - | - | - | - | No | - | - | - | - | - | - | - | - | 164500 | 43600 | - | - | - | - | - | - | - | - | - | - | - | - | - | - | - | - | - | - | - | - | - | - | - | - | - | - | N/A | N/A | 2.919 | 3.015 | 3.51 | 3.679 | 3.567 | 3.73 | 15426 | 22808 | 63477 | 33362 | 40790 | 86339 | 1 | 1.5 | 2 | - | - | - | - | - | - | - | - | - | - | - | - | 0 | 0 | 0 | N/A | - | - | - | - | N/A | N/A | N/A | 585 | 3.3716 | 3.6093
[SEER Non Multi-Split >65kW] GEMS (Air Conditioners above 65kW) Determination 2022 | MEPS 2020 | Simulation | S170OVR3SA- / S170IHR3SA--TR | S170OVR3SA- / S170IHR3SA- | N/A | APAC | 39997 | Ducted | Single Split System | - | Air | Air | Australia,Malaysia | 49600 | 133903 | 173.9 | N/A | N/A | N/A | N/A | N/A | 43600 | 164.5 | Simulation test | 3.3605 | 3.618 | N/A | - | N/A | N/A | N/A | N/A | N/A | N/A | N/A | N/A | N/A | N/A | N/A | N/A | N/A | N/A | N/A | N/A | N/A | Three | R410A | Australia,Fiji,New Zealand | 153084 | 2028-03-18 |  | Approved | Reverse Cycle | N/A | No | Class 25 | No | N/A | N/A | N/A | N/A | N/A | N/A | N/A | Available | N/A | N/A | http://rinnai.com.au | https://www.apacair.com.au/ | N/A |  |  | AAC7366 | Yes | Multi-stage | - | Yes | Yes | 173900 | 49600 | - | - | - | - | - | - | No | - | - | - | - | - | - | - | - | 164500 | 43600 | - | - | - | - | - | - | - | - | - | - | - | - | - | - | - | - | - | - | - | - | - | - | - | - | - | - | N/A | N/A | 2.919 | 3.015 | 3.51 | 3.679 | 3.567 | 3.73 | 15426 | 22808 | 63477 | 33362 | 40790 | 86339 | 1 | 1.5 | 2 | - | - | - | - | - | - | - | - | - | - | - | - | 0 | 0 | 0 | N/A | - | - | - | - | N/A | N/A | N/A | 585 | 3.3716 | 3.6093
[SEER Non Multi-Split >65kW] GEMS (Air Conditioners above 65kW) Determination 2022 | MEPS 2020 | Simulation | S200OVR3SA- / S200IHR3SA- | S200OVR3SA- / S200IHR3SA- | N/A | APAC | 48070 | Ducted | Single Split System | - | Air | Air | Australia,Malaysia | 55800 | 160930 | 209 | N/A | N/A | N/A | N/A | N/A | 48600 | 194.4 | Simulation test | 3.5939 | 3.8404 | N/A | - | N/A | N/A | N/A | N/A | N/A | N/A | N/A | N/A | N/A | N/A | N/A | N/A | N/A | N/A | N/A | N/A | N/A | Three | R410A | Australia,Fiji,New Zealand | 153085 | 2028-03-18 |  | Approved | Reverse Cycle | N/A | No | Class 25 | No | N/A | N/A | N/A | N/A | N/A | N/A | N/A | Available | N/A | N/A | http://rinnai.com.au | https://www.apacair.com.au/ | N/A |  |  | AAC7365 | Yes | Multi-stage | - | Yes | Yes | 209000 | 55800 | - | - | - | - | - | - | No | - | - | - | - | - | - | - | - | 194400 | 48600 | - | - | - | - | - | - | - | - | - | - | - | - | - | - | - | - | - | - | - | - | - | - | - | - | - | - | N/A | N/A | 3.01 | 3.129 | 3.711 | 3.868 | 3.76 | 3.96 | 17760 | 26144 | 71867 | 37912 | 46269 | 97503 | 1.5 | 1.5 | 2 | - | - | - | - | - | - | - | - | - | - | - | - | 0 | 0 | 0 | N/A | - | - | - | - | N/A | N/A | N/A | 780 | 3.5765 | 3.7942
[SEER Non Multi-Split >65kW] GEMS (Air Conditioners above 65kW) Determination 2022 | MEPS 2020 | Simulation | S200OVR3SA- / S200IHR3SA- | S200OVR3SA- / S200IHR3SA- | N/A | APAC | 48070 | Ducted | Single Split System | - | Air | Air | Australia,Malaysia | 55800 | 160930 | 209 | N/A | N/A | N/A | N/A | N/A | 48600 | 194.4 | Simulation test | 3.5939 | 3.8404 | N/A | - | N/A | N/A | N/A | N/A | N/A | N/A | N/A | N/A | N/A | N/A | N/A | N/A | N/A | N/A | N/A | N/A | N/A | Three | R410A | Australia,Fiji,New Zealand | 153085 | 2028-03-18 |  | Approved | Reverse Cycle | N/A | No | Class 25 | No | N/A | N/A | N/A | N/A | N/A | N/A | N/A | Available | N/A | N/A | http://rinnai.com.au | https://www.apacair.com.au/ | N/A |  |  | AAC7365 | Yes | Multi-stage | - | Yes | Yes | 209000 | 55800 | - | - | - | - | - | - | No | - | - | - | - | - | - | - | - | 194400 | 48600 | - | - | - | - | - | - | - | - | - | - | - | - | - | - | - | - | - | - | - | - | - | - | - | - | - | - | N/A | N/A | 3.01 | 3.129 | 3.711 | 3.868 | 3.76 | 3.96 | 17760 | 26144 | 71867 | 37912 | 46269 | 97503 | 1.5 | 1.5 | 2 | - | - | - | - | - | - | - | - | - | - | - | - | 0 | 0 | 0 | N/A | - | - | - | - | N/A | N/A | N/A | 780 | 3.5765 | 3.7942
[SEER Non Multi-Split >65kW] GEMS (Air Conditioners above 65kW) Determination 2022 | MEPS 2020 | Simulation | S200OVR3SA- / S200IHR3SA--FR | S200OVR3SA- / S200IHR3SA- | N/A | APAC | 48070 | Ducted | Single Split System | - | Air | Air | Australia,Malaysia | 55800 | 160930 | 209 | N/A | N/A | N/A | N/A | N/A | 48600 | 194.4 | Simulation test | 3.5939 | 3.8404 | N/A | - | N/A | N/A | N/A | N/A | N/A | N/A | N/A | N/A | N/A | N/A | N/A | N/A | N/A | N/A | N/A | N/A | N/A | Three | R410A | Australia,Fiji,New Zealand | 153085 | 2028-03-18 |  | Approved | Reverse Cycle | N/A | No | Class 25 | No | N/A | N/A | N/A | N/A | N/A | N/A | N/A | Available | N/A | N/A | http://rinnai.com.au | https://www.apacair.com.au/ | N/A |  |  | AAC7365 | Yes | Multi-stage | - | Yes | Yes | 209000 | 55800 | - | - | - | - | - | - | No | - | - | - | - | - | - | - | - | 194400 | 48600 | - | - | - | - | - | - | - | - | - | - | - | - | - | - | - | - | - | - | - | - | - | - | - | - | - | - | N/A | N/A | 3.01 | 3.129 | 3.711 | 3.868 | 3.76 | 3.96 | 17760 | 26144 | 71867 | 37912 | 46269 | 97503 | 1.5 | 1.5 | 2 | - | - | - | - | - | - | - | - | - | - | - | - | 0 | 0 | 0 | N/A | - | - | - | - | N/A | N/A | N/A | 780 | 3.5765 | 3.7942
[SEER Non Multi-Split >65kW] GEMS (Air Conditioners above 65kW) Determination 2022 | MEPS 2020 | Simulation | S200OVR3SA- / S200IHR3SA--TR | S200OVR3SA- / S200IHR3SA- | N/A | APAC | 48070 | Ducted | Single Split System | - | Air | Air | Australia,Malaysia | 55800 | 160930 | 209 | N/A | N/A | N/A | N/A | N/A | 48600 | 194.4 | Simulation test | 3.5939 | 3.8404 | N/A | - | N/A | N/A | N/A | N/A | N/A | N/A | N/A | N/A | N/A | N/A | N/A | N/A | N/A | N/A | N/A | N/A | N/A | Three | R410A | Australia,Fiji,New Zealand | 153085 | 2028-03-18 |  | Approved | Reverse Cycle | N/A | No | Class 25 | No | N/A | N/A | N/A | N/A | N/A | N/A | N/A | Available | N/A | N/A | http://rinnai.com.au | https://www.apacair.com.au/ | N/A |  |  | AAC7365 | Yes | Multi-stage | - | Yes | Yes | 209000 | 55800 | - | - | - | - | - | - | No | - | - | - | - | - | - | - | - | 194400 | 48600 | - | - | - | - | - | - | - | - | - | - | - | - | - | - | - | - | - | - | - | - | - | - | - | - | - | - | N/A | N/A | 3.01 | 3.129 | 3.711 | 3.868 | 3.76 | 3.96 | 17760 | 26144 | 71867 | 37912 | 46269 | 97503 | 1.5 | 1.5 | 2 | - | - | - | - | - | - | - | - | - | - | - | - | 0 | 0 | 0 | N/A | - | - | - | - | N/A | N/A | N/A | 780 | 3.5765 | 3.7942
[SEER Non Multi-Split >65kW] GEMS (Air Conditioners above 65kW) Determination 2022 | MEPS 2020 | Simulation | S230OVR3SA- / S230IHR3SA- | S230OVR3SA- / S230IHR3SA- | N/A | APAC | 51062 | Ducted | Single Split System | - | Air | Air | Australia,Malaysia | 66400 | 181038 | 232.1 | N/A | N/A | N/A | N/A | N/A | 58100 | 219.4 | Simulation test | 3.3541 | 3.6239 | N/A | - | N/A | N/A | N/A | N/A | N/A | N/A | N/A | N/A | N/A | N/A | N/A | N/A | N/A | N/A | N/A | N/A | N/A | Three | R410A | Australia,Fiji,New Zealand | 153086 | 2028-03-18 |  | Approved | Reverse Cycle | N/A | No | Class 25 | No | N/A | N/A | N/A | N/A | N/A | N/A | N/A | Available | N/A | N/A | http://rinnai.com.au | https://www.apacair.com.au/ | N/A |  |  | AAC7364 | Yes | Multi-stage | - | Yes | Yes | 232100 | 66400 | - | - | - | - | - | - | No | - | - | - | - | - | - | - | - | 219400 | 58100 | - | - | - | - | - | - | - | - | - | - | - | - | - | - | - | - | - | - | - | - | - | - | - | - | - | - | N/A | N/A | 2.913 | 3.008 | 3.5 | 3.67 | 3.557 | 3.719 | 20640 | 30521 | 84965 | 44653 | 54596 | 115574 | 1 | 1.5 | 2 | - | - | - | - | - | - | - | - | - | - | - | - | 0 | 0 | 0 | N/A | - | - | - | - | N/A | N/A | N/A | 780 | 3.362 | 3.6123
[SEER Non Multi-Split >65kW] GEMS (Air Conditioners above 65kW) Determination 2022 | MEPS 2020 | Simulation | S230OVR3SA- / S230IHR3SA- | S230OVR3SA- / S230IHR3SA- | N/A | APAC | 51062 | Ducted | Single Split System | - | Air | Air | Australia,Malaysia | 66400 | 181038 | 232.1 | N/A | N/A | N/A | N/A | N/A | 58100 | 219.4 | Simulation test | 3.3541 | 3.6239 | N/A | - | N/A | N/A | N/A | N/A | N/A | N/A | N/A | N/A | N/A | N/A | N/A | N/A | N/A | N/A | N/A | N/A | N/A | Three | R410A | Australia,Fiji,New Zealand | 153086 | 2028-03-18 |  | Approved | Reverse Cycle | N/A | No | Class 25 | No | N/A | N/A | N/A | N/A | N/A | N/A | N/A | Available | N/A | N/A | http://rinnai.com.au | https://www.apacair.com.au/ | N/A |  |  | AAC7364 | Yes | Multi-stage | - | Yes | Yes | 232100 | 66400 | - | - | - | - | - | - | No | - | - | - | - | - | - | - | - | 219400 | 58100 | - | - | - | - | - | - | - | - | - | - | - | - | - | - | - | - | - | - | - | - | - | - | - | - | - | - | N/A | N/A | 2.913 | 3.008 | 3.5 | 3.67 | 3.557 | 3.719 | 20640 | 30521 | 84965 | 44653 | 54596 | 115574 | 1 | 1.5 | 2 | - | - | - | - | - | - | - | - | - | - | - | - | 0 | 0 | 0 | N/A | - | - | - | - | N/A | N/A | N/A | 780 | 3.362 | 3.6123
[SEER Non Multi-Split >65kW] GEMS (Air Conditioners above 65kW) Determination 2022 | MEPS 2020 | Simulation | S230OVR3SA- / S230IHR3SA--FR | S230OVR3SA- / S230IHR3SA- | N/A | APAC | 51062 | Ducted | Single Split System | - | Air | Air | Australia,Malaysia | 66400 | 181038 | 232.1 | N/A | N/A | N/A | N/A | N/A | 58100 | 219.4 | Simulation test | 3.3541 | 3.6239 | N/A | - | N/A | N/A | N/A | N/A | N/A | N/A | N/A | N/A | N/A | N/A | N/A | N/A | N/A | N/A | N/A | N/A | N/A | Three | R410A | Australia,Fiji,New Zealand | 153086 | 2028-03-18 |  | Approved | Reverse Cycle | N/A | No | Class 25 | No | N/A | N/A | N/A | N/A | N/A | N/A | N/A | Available | N/A | N/A | http://rinnai.com.au | https://www.apacair.com.au/ | N/A |  |  | AAC7364 | Yes | Multi-stage | - | Yes | Yes | 232100 | 66400 | - | - | - | - | - | - | No | - | - | - | - | - | - | - | - | 219400 | 58100 | - | - | - | - | - | - | - | - | - | - | - | - | - | - | - | - | - | - | - | - | - | - | - | - | - | - | N/A | N/A | 2.913 | 3.008 | 3.5 | 3.67 | 3.557 | 3.719 | 20640 | 30521 | 84965 | 44653 | 54596 | 115574 | 1 | 1.5 | 2 | - | - | - | - | - | - | - | - | - | - | - | - | 0 | 0 | 0 | N/A | - | - | - | - | N/A | N/A | N/A | 780 | 3.362 | 3.6123
[SEER Non Multi-Split >65kW] GEMS (Air Conditioners above 65kW) Determination 2022 | MEPS 2020 | Simulation | S230OVR3SA- / S230IHR3SA--TR | S230OVR3SA- / S230IHR3SA- | N/A | APAC | 51062 | Ducted | Single Split System | - | Air | Air | Australia,Malaysia | 66400 | 181038 | 232.1 | N/A | N/A | N/A | N/A | N/A | 58100 | 219.4 | Simulation test | 3.3541 | 3.6239 | N/A | - | N/A | N/A | N/A | N/A | N/A | N/A | N/A | N/A | N/A | N/A | N/A | N/A | N/A | N/A | N/A | N/A | N/A | Three | R410A | Australia,Fiji,New Zealand | 153086 | 2028-03-18 |  | Approved | Reverse Cycle | N/A | No | Class 25 | No | N/A | N/A | N/A | N/A | N/A | N/A | N/A | Available | N/A | N/A | http://rinnai.com.au | https://www.apacair.com.au/ | N/A |  |  | AAC7364 | Yes | Multi-stage | - | Yes | Yes | 232100 | 66400 | - | - | - | - | - | - | No | - | - | - | - | - | - | - | - | 219400 | 58100 | - | - | - | - | - | - | - | - | - | - | - | - | - | - | - | - | - | - | - | - | - | - | - | - | - | - | N/A | N/A | 2.913 | 3.008 | 3.5 | 3.67 | 3.557 | 3.719 | 20640 | 30521 | 84965 | 44653 | 54596 | 115574 | 1 | 1.5 | 2 | - | - | - | - | - | - | - | - | - | - | - | - | 0 | 0 | 0 | N/A | - | - | - | - | N/A | N/A | N/A | 780 | 3.362 | 3.6123
[SEER Non Multi-Split <=65kW] GEMS (Air Conditioners up to 65kW) Determination 2019 | MEPS 2019 | AS/NZS 3823.1.1:2012 | ASR352HA |  | N/A | Arlec | N/A | Non Ducted | Single Split System | Wall Hung | Air | Air | China | 0.8 | N/A | 3.5 | N/A | N/A | N/A | N/A | N/A | 1.07 | 4.5 | Calorimeter Room | 4.3234 | 4.2021 | N/A | - | N/A | N/A | N/A | N/A | N/A | N/A | N/A | N/A | N/A | N/A | N/A | N/A | N/A | N/A | N/A | N/A | N/A | Single | R32 | Australia | 142375 | 2026-10-21 |  | Approved | Reverse Cycle | N/A | Yes | Class 8 | Yes | N/A | N/A | N/A | N/A | N/A | N/A | N/A | Available | N/A | N/A | http://www.tcldl.com | http://www.arlec.com.au/ | N/A |  |  | AAC6295 | Yes | Variable output compressor | Inverter | No | - | 3500 | 0.8 | - | 390 | 1800 | No | - | - | - | 731.2 | 3769.5 | Yes | 225 | 1700 | No | - | - | 4500 | 1.07 | 420 | 2260 | No | - | - | No | - | - | - | 1590 | 4300 | No | - | - | - | - | - | - | - | - | No | - | - | No | - | - | 47.73 | 59.55 | 6.266 | 6.093 | 7.083 | 22.912 | 11.53 | 10.266 | 148 | 232 | 638 | 103 | 253 | 632 | 4.5 | 4.5 | 5.5 | 3.792 | 4.334 | 4.922 | 4.106 | 4.581 | 4.935 | 1558 | 574 | 87 | 492 | 254 | 56 | 2 | 2.5 | 3 | No | - | - | - | - | N/A | N/A | N/A | 4 | 4.3023 | 4.1531
[Unitary Single-Duct] GEMS (Air Conditioners up to 65kW) Determination 2019 | MEPS 2019 | AS/NZS 3823.1.5:2015 | PA0922 |  | N/A | Arlec | N/A | Non Ducted | Portable | N/A | N/A | N/A | China | 1.01 | N/A | 2.64 | N/A | N/A | N/A | N/A | N/A | - | - | Calorimeter Room | 2.7017 | - | N/A | N/A | N/A | N/A | N/A | N/A | N/A | N/A | N/A | N/A | N/A | N/A | N/A | N/A | N/A | N/A | N/A | N/A | Calorimeter Room | Single | R290 | Australia,New Zealand | 147501 | 2027-06-06 |  | Approved | Cooling Only | N/A | N/A | Class 4 | N/A | N/A | N/A | N/A | N/A | N/A | N/A | N/A | Available | N/A | N/A | http://www.jhs8.com | http://www.arlec.com.au/ | N/A |  |  | AAC6764 | No | N/A | N/A | N/A | N/A | 2640 | 1.01 | N/A | N/A | N/A | N/A | N/A | N/A | N/A | N/A | N/A | N/A | N/A | N/A | N/A | N/A | N/A | - | - | N/A | N/A | N/A | N/A | N/A | N/A | N/A | N/A | N/A | N/A | N/A | N/A | N/A | N/A | N/A | N/A | N/A | N/A | N/A | N/A | N/A | N/A | N/A | N/A | N/A | N/A | 65 | N/A | N/A | N/A | N/A | N/A | N/A | N/A | 550 | 848 | 2269 | N/A | N/A | N/A | 0 | 0 | 0 | N/A | N/A | N/A | N/A | N/A | N/A | - | - | - | N/A | N/A | N/A | - | - | - | N/A | No | - | - | - | - | - | - | N/A | 2.6139 | -
[Unitary Single-Duct] GEMS (Air Conditioners up to 65kW) Determination 2019 | MEPS 2019 | AS/NZS 3823.1.5:2015 | PA1122WH |  | N/A | Arlec | N/A | Non Ducted | Portable | N/A | N/A | N/A | China | 1.32 | N/A | 3.3 | N/A | N/A | N/A | N/A | N/A | - | - | Calorimeter Room | 2.507 | - | N/A | N/A | N/A | N/A | N/A | N/A | N/A | N/A | N/A | N/A | N/A | N/A | N/A | N/A | N/A | N/A | N/A | N/A | Calorimeter Room | Single | R290 | Australia,New Zealand | 147637 | 2027-06-15 |  | Approved | Cooling Only | N/A | N/A | Class 4 | N/A | N/A | N/A | N/A | N/A | N/A | N/A | N/A | Available | N/A | N/A | http://www.arlec.com.au/ | http://www.arlec.com.au/ | N/A |  |  | AAC6775 | No | N/A | N/A | N/A | N/A | 3300 | 1.32 | N/A | N/A | N/A | N/A | N/A | N/A | N/A | N/A | N/A | N/A | N/A | N/A | N/A | N/A | N/A | - | - | N/A | N/A | N/A | N/A | N/A | N/A | N/A | N/A | N/A | N/A | N/A | N/A | N/A | N/A | N/A | N/A | N/A | N/A | N/A | N/A | N/A | N/A | N/A | N/A | N/A | N/A | 63.2 | N/A | N/A | N/A | N/A | N/A | N/A | N/A | 719 | 1109 | 2966 | N/A | N/A | N/A | 0 | 0 | 0 | N/A | N/A | N/A | N/A | N/A | N/A | - | - | - | N/A | N/A | N/A | - | - | - | N/A | No | - | - | - | - | - | - | N/A | 2.5 | -
[Unitary Single-Duct] GEMS (Air Conditioners up to 65kW) Determination 2019 | MEPS 2019 | AS/NZS 3823.1.5:2015 | PA1123BKHA |  | N/A | Arlec | N/A | Non Ducted | Portable | N/A | N/A | N/A | China | 1.23 | N/A | 3.3 | N/A | N/A | N/A | N/A | N/A | 1 | 2.6 | Calorimeter Room | 2.6855 | 2.6138 | N/A | N/A | N/A | N/A | N/A | N/A | N/A | N/A | N/A | N/A | N/A | N/A | N/A | N/A | N/A | N/A | N/A | N/A | Calorimeter Room | Single | R290 | Australia,New Zealand | 155909 | 2028-08-06 |  | Approved | Reverse Cycle | N/A | N/A | Class 4 | N/A | N/A | N/A | N/A | N/A | N/A | N/A | N/A | Available | N/A | N/A | http://www.arlec.com.au/ | http://www.arlec.com.au/ | N/A |  |  | AAC7673 | No | N/A | N/A | N/A | N/A | 3300 | 1.23 | N/A | N/A | N/A | N/A | N/A | N/A | N/A | N/A | N/A | N/A | N/A | N/A | N/A | N/A | N/A | 2600 | 1 | N/A | N/A | N/A | N/A | N/A | N/A | N/A | N/A | N/A | N/A | N/A | N/A | N/A | N/A | N/A | N/A | N/A | N/A | N/A | N/A | N/A | N/A | N/A | N/A | N/A | N/A | 67 | N/A | N/A | N/A | N/A | N/A | N/A | N/A | 670 | 1033 | 2764 | N/A | N/A | N/A | 0 | 0 | 0 | N/A | N/A | N/A | N/A | N/A | N/A | 2660 | 1291 | 277 | N/A | N/A | N/A | 0 | 0 | 0 | N/A | No | - | - | - | - | - | - | N/A | 2.6829 | 2.6
[Unitary Single-Duct] GEMS (Air Conditioners up to 65kW) Determination 2019 | MEPS 2019 | AS/NZS 3823.1.5:2015 | PA1206HA |  | N/A | Arlec | N/A | Non Ducted | Portable | N/A | N/A | N/A | China | 1.23 | N/A | 3.3 | N/A | N/A | N/A | N/A | N/A | 1.035 | 2.9 | Calorimeter Room | 2.7139 | 2.9091 | N/A | N/A | N/A | N/A | N/A | N/A | N/A | N/A | N/A | N/A | N/A | N/A | N/A | N/A | N/A | N/A | N/A | N/A | Calorimeter Room | Single | R290 | Australia | 130238 | 2025-06-25 |  | Approved | Reverse Cycle | N/A | N/A | Class 4 | N/A | N/A | N/A | N/A | N/A | N/A | N/A | N/A | Available | N/A | N/A | http://www.tcldl.com | http://www.arlec.com.au/ | N/A |  |  | AAC4950 | No | N/A | N/A | N/A | N/A | 3300 | 1.23 | N/A | N/A | N/A | N/A | N/A | N/A | N/A | N/A | N/A | N/A | N/A | N/A | N/A | N/A | N/A | 2900 | 1.035 | N/A | N/A | N/A | N/A | N/A | N/A | N/A | N/A | N/A | N/A | N/A | N/A | N/A | N/A | N/A | N/A | N/A | N/A | N/A | N/A | N/A | N/A | N/A | N/A | N/A | N/A | 63.7 | N/A | N/A | N/A | N/A | N/A | N/A | N/A | 670 | 1033 | 2764 | N/A | N/A | N/A | 0 | 0 | 0 | N/A | N/A | N/A | N/A | N/A | N/A | 2753 | 1336 | 287 | N/A | N/A | N/A | 0 | 0 | 0 | N/A | No | 0 | 0 | 0 | 0 | 0 | 0 | N/A | 2.6829 | 2.8019
[Unitary Single-Duct] GEMS (Air Conditioners up to 65kW) Determination 2019 | MEPS 2019 | AS/NZS 3823.1.5:2015 | PA1622HA |  | N/A | Arlec | N/A | Non Ducted | Portable | N/A | N/A | N/A | China | 1.712 | N/A | 4.689 | N/A | N/A | N/A | N/A | N/A | - | - | Calorimeter Room | 2.745 | - | N/A | N/A | N/A | N/A | N/A | N/A | N/A | N/A | N/A | N/A | N/A | N/A | N/A | N/A | N/A | N/A | N/A | N/A | Calorimeter Room | Single | R290 | Australia,New Zealand | 147511 | 2027-06-07 |  | Approved | Cooling Only | N/A | N/A | Class 4 | N/A | N/A | N/A | N/A | N/A | N/A | N/A | N/A | Available | N/A | N/A | http://www.oulungroup.com/ | http://www.arlec.com.au/ | N/A |  |  | AAC6766 | No | N/A | N/A | N/A | N/A | 4689 | 1.712 | N/A | N/A | N/A | N/A | N/A | N/A | N/A | N/A | N/A | N/A | N/A | N/A | N/A | N/A | N/A | - | - | N/A | N/A | N/A | N/A | N/A | N/A | N/A | N/A | N/A | N/A | N/A | N/A | N/A | N/A | N/A | N/A | N/A | N/A | N/A | N/A | N/A | N/A | N/A | N/A | N/A | N/A | 64.8 | N/A | N/A | N/A | N/A | N/A | N/A | N/A | 933 | 1438 | 3847 | N/A | N/A | N/A | 0 | 0 | 0 | N/A | N/A | N/A | N/A | N/A | N/A | - | - | - | N/A | N/A | N/A | - | - | - | N/A | No | - | - | - | - | - | - | N/A | 2.7389 | -
[Unitary Single-Duct] GEMS (Air Conditioners up to 65kW) Determination 2019 | MEPS 2019 | AS/NZS 3823.1.5:2015 | PA1622HCHA |  | N/A | Arlec | N/A | Non Ducted | Portable | N/A | N/A | N/A | China | 1.712 | N/A | 4.689 | N/A | N/A | N/A | N/A | N/A | 1.3 | 3.283 | Calorimeter Room | 2.745 | 2.5379 | N/A | N/A | N/A | N/A | N/A | N/A | N/A | N/A | N/A | N/A | N/A | N/A | N/A | N/A | N/A | N/A | N/A | N/A | Calorimeter Room | Single | R290 | Australia,New Zealand | 147504 | 2027-06-07 |  | Approved | Reverse Cycle | N/A | N/A | Class 4 | N/A | N/A | N/A | N/A | N/A | N/A | N/A | N/A | Available | N/A | N/A | http://www.oulungroup.com/ | http://www.arlec.com.au/ | N/A |  |  | AAC6767 | No | N/A | N/A | N/A | N/A | 4689 | 1.712 | N/A | N/A | N/A | N/A | N/A | N/A | N/A | N/A | N/A | N/A | N/A | N/A | N/A | N/A | N/A | 3283 | 1.3 | N/A | N/A | N/A | N/A | N/A | N/A | N/A | N/A | N/A | N/A | N/A | N/A | N/A | N/A | N/A | N/A | N/A | N/A | N/A | N/A | N/A | N/A | N/A | N/A | N/A | N/A | 64.8 | N/A | N/A | N/A | N/A | N/A | N/A | N/A | 933 | 1438 | 3847 | N/A | N/A | N/A | 0 | 0 | 0 | N/A | N/A | N/A | N/A | N/A | N/A | 3458 | 1678 | 360 | N/A | N/A | N/A | 0 | 0 | 0 | N/A | No | - | - | - | - | - | - | N/A | 2.7389 | 2.5254
[SEER Non Multi-Split <=65kW] GEMS (Air Conditioners up to 65kW) Determination 2019 | MEPS 2019 | AS/NZS 3823.1.1:2012 | AC25 |  | N/A | Astivita | N/A | Non Ducted | Single Split System | Wall Hung | Air | Air | Australia | 0.52 | N/A | 2.5 | N/A | N/A | N/A | N/A | N/A | 0.67 | 3.2 | Calorimeter Room | 4.8912 | 4.7019 | N/A | - | N/A | N/A | N/A | N/A | N/A | N/A | N/A | N/A | N/A | N/A | N/A | N/A | N/A | N/A | N/A | N/A | N/A | Single | R32 | Australia,Fiji,New Zealand | 134789 | 2026-06-10 |  | Approved | Reverse Cycle | N/A | Yes | Class 8 | Yes | N/A | N/A | N/A | N/A | N/A | N/A | N/A | Available | N/A | N/A |  |  | N/A |  |  | AAC6066 | Yes | Variable output compressor | Inverter | No | - | 2500 | 0.52 | - | 250 | 1240 | Yes | 215 | 1070 | - | 475.28 | 2692.5 | Yes | 180 | 1270 | - | 160 | 1170 | 3200 | 0.67 | 280 | 1650 | Yes | 220 | 1280 | Yes | 950 | 2520 | No | - | - | No | - | - | - | - | - | No | - | - | No | - | - | No | - | - | 58 | 60 | 6.463 | 6.259 | 6.68 | 9.901 | 8.311 | 7.714 | 107 | 167 | 489 | 183 | 258 | 607 | 4.5 | 4.5 | 5 | 3.841 | 4.74 | 5.53 | 4.291 | 4.98 | 5.507 | 1090 | 368 | 50 | 330 | 162 | 32 | 2 | 3 | 4 | No | - | - | - | - | N/A | N/A | N/A | 0.7 | 4.7859 | 4.7593
[SEER Non Multi-Split <=65kW] GEMS (Air Conditioners up to 65kW) Determination 2019 | MEPS 2019 | AS/NZS 3823.1.1:2012 | AC50 |  | N/A | Astivita | N/A | Non Ducted | Single Split System | Wall Hung | Air | Air | China | 1.24 | N/A | 5 | N/A | N/A | N/A | N/A | N/A | 1.45 | 6 | Calorimeter Room | 4.2523 | 4.1961 | N/A | - | N/A | N/A | N/A | N/A | N/A | N/A | N/A | N/A | N/A | N/A | N/A | N/A | N/A | N/A | N/A | N/A | N/A | Single | R32 | Australia,Fiji | 134790 | 2026-06-09 |  | Approved | Reverse Cycle | N/A | Yes | Class 9 | Yes | N/A | N/A | N/A | N/A | N/A | N/A | N/A | Available | N/A | N/A |  |  | N/A |  |  | AAC6064 | Yes | Variable output compressor | Inverter | No | - | 5000 | 1.24 | - | 505 | 2700 | Yes | 470 | 2430 | - | 1133.36 | 5385 | No | 461.57 | 2907.9 | - | 360 | 2625 | 6000 | 1.45 | 470 | 2750 | Yes | 275 | 1450 | Yes | 1430 | 4360 | No | - | - | No | - | - | - | - | - | - | - | - | No | - | - | No | - | - | 63 | 65 | 5.838 | 5.607 | 5.807 | 8.291 | 7.279 | 6.428 | 238 | 374 | 1126 | 439 | 590 | 1458 | 4 | 4 | 4 | 3.633 | 4.437 | 5.416 | 3.984 | 4.805 | 5.371 | 2159 | 737 | 95 | 666 | 315 | 61 | 2 | 2.5 | 3.5 | No | - | - | - | - | N/A | N/A | N/A | 1 | 4.0213 | 4.1283
[SEER Non Multi-Split <=65kW] GEMS (Air Conditioners up to 65kW) Determination 2019 | MEPS Oct 2011 | AS/NZS 3823.1.1:2012 | AIRCONMID25 |  | N/A | AstiVita | 0.21 | Non Ducted | Single Split System | Wall Hung | Air | Air | China | 0.52 | 2.29 | 2.5 | 200 | 0 | 0 | 0 | 300 | 0.67 | 3.2 | Calorimeter Room | 4.8471 | 4.7794 | Yes | 0 | N/A | 1 | 1 | 0 | 0 | N/A | N/A | N/A | 4.8172 | 4.7555 | N/A | N/A | 5.1343 | 5.011 | 5 | 5 | Calorimeter Room | Single | R32 | Australia | 127377 | 2025-03-10 |  | Approved | Reverse Cycle | 810 | Yes | Class 8 | Yes | Yes | - | Yes | Yes | Yes | - | 4.8471 | Available | N/A | N/A |  |  | Yes |  | https://reg.energyrating.gov.au/static/common/images/star_ratings_2014/aircon_rating_5_5.png | AAC4602 | N/A | Variable output compressor | Inverter | N/A | N/A | N/A | 0.52 | N/A | N/A | N/A | N/A | N/A | N/A | N/A | N/A | N/A | N/A | N/A | N/A | N/A | N/A | N/A | N/A | 0.67 | N/A | N/A | N/A | N/A | N/A | N/A | N/A | N/A | N/A | N/A | N/A | N/A | N/A | N/A | N/A | N/A | N/A | N/A | N/A | N/A | N/A | N/A | N/A | N/A | N/A | N/A | N/A | N/A | N/A | N/A | N/A | N/A | N/A | N/A | N/A | N/A | N/A | N/A | N/A | N/A | N/A | N/A | N/A | N/A | N/A | N/A | N/A | N/A | N/A | N/A | N/A | N/A | N/A | N/A | N/A | N/A | N/A | N/A | N/A | N/A | N/A | N/A | N/A | N/A | N/A | N/A | N/A | 4.7766 | 4.7521
[SEER Non Multi-Split <=65kW] GEMS (Air Conditioners up to 65kW) Determination 2019 | MEPS Oct 2011 | AS/NZS 3823.1.1:2012 | AIRCONMID50 |  | N/A | AstiVita | 1.02 | Non Ducted | Single Split System | Wall Hung | Air | Air | China | 1.24 | 3.98 | 5 | 226 | 0 | 0 | 0 | 335 | 1.49 | 6 | Calorimeter Room | 4.0238 | 4.0113 | Yes | 0 | N/A | 1 | 1 | 0 | 0 | N/A | N/A | N/A | 4.013 | 4.0023 | N/A | N/A | 3.526 | 3.5046 | 3.5 | 3.5 | Calorimeter Room | Single | R32 | Australia | 127417 | 2025-03-10 |  | Approved | Reverse Cycle | 1080 | Yes | Class 9 | Yes | Yes | - | Yes | Yes | Yes | - | 4.0238 | Available | N/A | N/A |  |  | Yes |  | https://reg.energyrating.gov.au/static/common/images/star_ratings_2014/aircon_rating_3.5_3.5.png | AAC4603 | N/A | Variable output compressor | Inverter | N/A | N/A | N/A | 1.24 | N/A | N/A | N/A | N/A | N/A | N/A | N/A | N/A | N/A | N/A | N/A | N/A | N/A | N/A | N/A | N/A | 1.49 | N/A | N/A | N/A | N/A | N/A | N/A | N/A | N/A | N/A | N/A | N/A | N/A | N/A | N/A | N/A | N/A | N/A | N/A | N/A | N/A | N/A | N/A | N/A | N/A | N/A | N/A | N/A | N/A | N/A | N/A | N/A | N/A | N/A | N/A | N/A | N/A | N/A | N/A | N/A | N/A | N/A | N/A | N/A | N/A | N/A | N/A | N/A | N/A | N/A | N/A | N/A | N/A | N/A | N/A | N/A | N/A | N/A | N/A | N/A | N/A | N/A | N/A | N/A | N/A | N/A | N/A | N/A | 4.0213 | 4.0177
[SEER Non Multi-Split <=65kW] GEMS (Air Conditioners up to 65kW) Determination 2019 | MEPS 2019 | AS/NZS 3823.1.1:2012 | KDF52/W-045 | WiseAir Series | N/A | Attom | N/A | Non Ducted | Single Split System | Floor Mounted | Air | - | China | 16.8 | N/A | 53.1 | N/A | N/A | N/A | N/A | N/A | - | - | Enthalpy Test Room | 3.5606 | - | N/A | - | N/A | N/A | N/A | N/A | N/A | N/A | N/A | N/A | N/A | N/A | N/A | N/A | N/A | N/A | N/A | N/A | N/A | Three | R410A | Australia,New Zealand | 157541 | 2028-11-13 |  | Approved | Cooling Only | N/A | No | Class 12 | No | N/A | N/A | N/A | N/A | N/A | N/A | N/A | Unavailable | N/A | N/A | https://attom.tech/ | https://attom.tech/ | N/A |  |  | AAC7880 | No | - | - | - | - | 53100 | 16.8 | - | - | - | - | - | - | No | - | - | - | - | - | - | - | - | - | - | - | - | - | - | - | - | - | - | - | - | - | - | - | - | - | - | - | - | - | - | - | - | - | - | - | - | - | - | 3.151 | 3.143 | 3.322 | 3.584 | 3.426 | 3.463 | 4664 | 7057 | 20871 | 10777 | 13291 | 28731 | 1.5 | 1.5 | 1.5 | - | - | - | - | - | - | - | - | - | - | - | - | - | - | - | No | - | - | - | - | N/A | N/A | N/A | 30 | 3.1418 | -
[SEER Non Multi-Split <=65kW] GEMS (Air Conditioners up to 65kW) Determination 2019 | MEPS 2019 | AS/NZS 3823.1.1:2012 | KDF62/W-055 | WiseAir Series | N/A | Attom | N/A | Non Ducted | Single Split System | Floor Mounted | Air | - | China | 16.8 | N/A | 53.1 | N/A | N/A | N/A | N/A | N/A | - | - | Enthalpy Test Room | 3.5606 | - | N/A | - | N/A | N/A | N/A | N/A | N/A | N/A | N/A | N/A | N/A | N/A | N/A | N/A | N/A | N/A | N/A | N/A | N/A | Three | R410A | Australia,New Zealand | 157541 | 2028-11-13 |  | Approved | Cooling Only | N/A | No | Class 12 | No | N/A | N/A | N/A | N/A | N/A | N/A | N/A | Unavailable | N/A | N/A | https://attom.tech/ | https://attom.tech/ | N/A |  |  | AAC7880 | No | - | - | - | - | 53100 | 16.8 | - | - | - | - | - | - | No | - | - | - | - | - | - | - | - | - | - | - | - | - | - | - | - | - | - | - | - | - | - | - | - | - | - | - | - | - | - | - | - | - | - | - | - | - | - | 3.151 | 3.143 | 3.322 | 3.584 | 3.426 | 3.463 | 4664 | 7057 | 20871 | 10777 | 13291 | 28731 | 1.5 | 1.5 | 1.5 | - | - | - | - | - | - | - | - | - | - | - | - | - | - | - | No | - | - | - | - | N/A | N/A | N/A | 30 | 3.1418 | -
[SEER Non Multi-Split <=65kW] GEMS (Air Conditioners up to 65kW) Determination 2019 | MEPS 2019 | AS/NZS 3823.1.1:2012 | KDF76/W-065 | WiseAir Series | N/A | Attom | N/A | Non Ducted | Single Split System | Floor Mounted | Air | - | China | 16.8 | N/A | 53.1 | N/A | N/A | N/A | N/A | N/A | - | - | Enthalpy Test Room | 3.5606 | - | N/A | - | N/A | N/A | N/A | N/A | N/A | N/A | N/A | N/A | N/A | N/A | N/A | N/A | N/A | N/A | N/A | N/A | N/A | Three | R410A | Australia,New Zealand | 157541 | 2028-11-13 |  | Approved | Cooling Only | N/A | No | Class 12 | No | N/A | N/A | N/A | N/A | N/A | N/A | N/A | Unavailable | N/A | N/A | https://attom.tech/ | https://attom.tech/ | N/A |  |  | AAC7880 | No | - | - | - | - | 53100 | 16.8 | - | - | - | - | - | - | No | - | - | - | - | - | - | - | - | - | - | - | - | - | - | - | - | - | - | - | - | - | - | - | - | - | - | - | - | - | - | - | - | - | - | - | - | - | - | 3.151 | 3.143 | 3.322 | 3.584 | 3.426 | 3.463 | 4664 | 7057 | 20871 | 10777 | 13291 | 28731 | 1.5 | 1.5 | 1.5 | - | - | - | - | - | - | - | - | - | - | - | - | - | - | - | No | - | - | - | - | N/A | N/A | N/A | 30 | 3.1418 | -
[SEER Non Multi-Split >65kW] GEMS (Air Conditioners above 65kW) Determination 2022 | MEPS 2020 | AS/NZS 3823.1.2:2012 | KDF85/W-070 | WiseAir Series | N/A | Attom | 8500 | Ducted | Single Split System | - | Air | - | China | 26800 | 83600 | 92.1 | N/A | N/A | N/A | N/A | N/A | - | - | Enthalpy Test Room | 3.5252 | - | N/A | - | N/A | N/A | N/A | N/A | N/A | N/A | N/A | N/A | N/A | N/A | N/A | N/A | N/A | N/A | N/A | N/A | N/A | Three | R410A | Australia,New Zealand | 156982 | 2029-04-09 |  | Approved | Cooling Only | N/A | No | Class 25 | No | N/A | N/A | N/A | N/A | N/A | N/A | N/A | Available | N/A | N/A | https://attom.tech/ | https://attom.tech/ | N/A |  |  | AAC8168 | Yes | Variable output compressor | Inverter | No | - | 92100 | 26800 | - | 12896 | 42842 | No | - | - | - | - | - | No | - | - | No | - | - | - | - | - | - | - | - | - | - | - | - | - | - | - | - | - | - | - | - | - | - | - | - | - | - | - | - | - | - | N/A | N/A | 3.695 | 3.643 | 3.835 | 4.171 | 3.968 | 4.011 | 6932 | 10597 | 31400 | 16090 | 19938 | 43045 | 2 | 2 | 2 | - | - | - | - | - | - | - | - | - | - | - | - | - | - | - | N/A | - | - | - | - | N/A | N/A | N/A | 30.13 | 3.4236 | -
[SEER Non Multi-Split <=65kW] GEMS (Air Conditioners up to 65kW) Determination 2019 | MEPS 2019 | AS/NZS 3823.1.1:2012 | KSF24/W-017 | WiseAir Series | N/A | Attom | N/A | Non Ducted | Single Split System | Floor Mounted | Air | - | China | 16.8 | N/A | 53.1 | N/A | N/A | N/A | N/A | N/A | - | - | Enthalpy Test Room | 3.5606 | - | N/A | - | N/A | N/A | N/A | N/A | N/A | N/A | N/A | N/A | N/A | N/A | N/A | N/A | N/A | N/A | N/A | N/A | N/A | Three | R410A | Australia,New Zealand | 157541 | 2028-11-13 |  | Approved | Cooling Only | N/A | No | Class 12 | No | N/A | N/A | N/A | N/A | N/A | N/A | N/A | Unavailable | N/A | N/A | https://attom.tech/ | https://attom.tech/ | N/A |  |  | AAC7880 | No | - | - | - | - | 53100 | 16.8 | - | - | - | - | - | - | No | - | - | - | - | - | - | - | - | - | - | - | - | - | - | - | - | - | - | - | - | - | - | - | - | - | - | - | - | - | - | - | - | - | - | - | - | - | - | 3.151 | 3.143 | 3.322 | 3.584 | 3.426 | 3.463 | 4664 | 7057 | 20871 | 10777 | 13291 | 28731 | 1.5 | 1.5 | 1.5 | - | - | - | - | - | - | - | - | - | - | - | - | - | - | - | No | - | - | - | - | N/A | N/A | N/A | 30 | 3.1418 | -
[SEER Non Multi-Split <=65kW] GEMS (Air Conditioners up to 65kW) Determination 2019 | MEPS 2019 | AS/NZS 3823.1.1:2012 | KSF24/W-020 | WiseAir Series | N/A | Attom | N/A | Non Ducted | Single Split System | Floor Mounted | Air | - | China | 16.8 | N/A | 53.1 | N/A | N/A | N/A | N/A | N/A | - | - | Enthalpy Test Room | 3.5606 | - | N/A | - | N/A | N/A | N/A | N/A | N/A | N/A | N/A | N/A | N/A | N/A | N/A | N/A | N/A | N/A | N/A | N/A | N/A | Three | R410A | Australia,New Zealand | 157541 | 2028-11-13 |  | Approved | Cooling Only | N/A | No | Class 12 | No | N/A | N/A | N/A | N/A | N/A | N/A | N/A | Unavailable | N/A | N/A | https://attom.tech/ | https://attom.tech/ | N/A |  |  | AAC7880 | No | - | - | - | - | 53100 | 16.8 | - | - | - | - | - | - | No | - | - | - | - | - | - | - | - | - | - | - | - | - | - | - | - | - | - | - | - | - | - | - | - | - | - | - | - | - | - | - | - | - | - | - | - | - | - | 3.151 | 3.143 | 3.322 | 3.584 | 3.426 | 3.463 | 4664 | 7057 | 20871 | 10777 | 13291 | 28731 | 1.5 | 1.5 | 1.5 | - | - | - | - | - | - | - | - | - | - | - | - | - | - | - | No | - | - | - | - | N/A | N/A | N/A | 30 | 3.1418 | -
[SEER Non Multi-Split <=65kW] GEMS (Air Conditioners up to 65kW) Determination 2019 | MEPS 2019 | AS/NZS 3823.1.1:2012 | KSF32/W-025 | WiseAir Series | N/A | Attom | N/A | Non Ducted | Single Split System | Floor Mounted | Air | - | China | 16.8 | N/A | 53.1 | N/A | N/A | N/A | N/A | N/A | - | - | Enthalpy Test Room | 3.5606 | - | N/A | - | N/A | N/A | N/A | N/A | N/A | N/A | N/A | N/A | N/A | N/A | N/A | N/A | N/A | N/A | N/A | N/A | N/A | Three | R410A | Australia,New Zealand | 157541 | 2028-11-13 |  | Approved | Cooling Only | N/A | No | Class 12 | No | N/A | N/A | N/A | N/A | N/A | N/A | N/A | Unavailable | N/A | N/A | https://attom.tech/ | https://attom.tech/ | N/A |  |  | AAC7880 | No | - | - | - | - | 53100 | 16.8 | - | - | - | - | - | - | No | - | - | - | - | - | - | - | - | - | - | - | - | - | - | - | - | - | - | - | - | - | - | - | - | - | - | - | - | - | - | - | - | - | - | - | - | - | - | 3.151 | 3.143 | 3.322 | 3.584 | 3.426 | 3.463 | 4664 | 7057 | 20871 | 10777 | 13291 | 28731 | 1.5 | 1.5 | 1.5 | - | - | - | - | - | - | - | - | - | - | - | - | - | - | - | No | - | - | - | - | N/A | N/A | N/A | 30 | 3.1418 | -
[SEER Non Multi-Split <=65kW] GEMS (Air Conditioners up to 65kW) Determination 2019 | MEPS 2019 | AS/NZS 3823.1.1:2012 | KSF38/W-030 | WiseAir Series | N/A | Attom | N/A | Non Ducted | Single Split System | Floor Mounted | Air | - | China | 16.8 | N/A | 53.1 | N/A | N/A | N/A | N/A | N/A | - | - | Enthalpy Test Room | 3.5606 | - | N/A | - | N/A | N/A | N/A | N/A | N/A | N/A | N/A | N/A | N/A | N/A | N/A | N/A | N/A | N/A | N/A | N/A | N/A | Three | R410A | Australia,New Zealand | 157541 | 2028-11-13 |  | Approved | Cooling Only | N/A | No | Class 12 | No | N/A | N/A | N/A | N/A | N/A | N/A | N/A | Unavailable | N/A | N/A | https://attom.tech/ | https://attom.tech/ | N/A |  |  | AAC7880 | No | - | - | - | - | 53100 | 16.8 | - | - | - | - | - | - | No | - | - | - | - | - | - | - | - | - | - | - | - | - | - | - | - | - | - | - | - | - | - | - | - | - | - | - | - | - | - | - | - | - | - | - | - | - | - | 3.151 | 3.143 | 3.322 | 3.584 | 3.426 | 3.463 | 4664 | 7057 | 20871 | 10777 | 13291 | 28731 | 1.5 | 1.5 | 1.5 | - | - | - | - | - | - | - | - | - | - | - | - | - | - | - | No | - | - | - | - | N/A | N/A | N/A | 30 | 3.1418 | -
[SEER Non Multi-Split <=65kW] GEMS (Air Conditioners up to 65kW) Determination 2019 | MEPS 2019 | AS/NZS 3823.1.1:2012 | KSF42/W-035 | WiseAir Series | N/A | Attom | N/A | Non Ducted | Single Split System | Floor Mounted | Air | - | China | 16.8 | N/A | 53.1 | N/A | N/A | N/A | N/A | N/A | - | - | Enthalpy Test Room | 3.5606 | - | N/A | - | N/A | N/A | N/A | N/A | N/A | N/A | N/A | N/A | N/A | N/A | N/A | N/A | N/A | N/A | N/A | N/A | N/A | Three | R410A | Australia,New Zealand | 157541 | 2028-11-13 |  | Approved | Cooling Only | N/A | No | Class 12 | No | N/A | N/A | N/A | N/A | N/A | N/A | N/A | Unavailable | N/A | N/A | https://attom.tech/ | https://attom.tech/ | N/A |  |  | AAC7880 | No | - | - | - | - | 53100 | 16.8 | - | - | - | - | - | - | No | - | - | - | - | - | - | - | - | - | - | - | - | - | - | - | - | - | - | - | - | - | - | - | - | - | - | - | - | - | - | - | - | - | - | - | - | - | - | 3.151 | 3.143 | 3.322 | 3.584 | 3.426 | 3.463 | 4664 | 7057 | 20871 | 10777 | 13291 | 28731 | 1.5 | 1.5 | 1.5 | - | - | - | - | - | - | - | - | - | - | - | - | - | - | - | No | - | - | - | - | N/A | N/A | N/A | 30 | 3.1418 | -
[SEER Non Multi-Split <=65kW] GEMS (Air Conditioners up to 65kW) Determination 2019 | MEPS 2019 | AS/NZS 3823.1.1:2012 | KSF52/W-040 | WiseAir Series | N/A | Attom | N/A | Non Ducted | Single Split System | Floor Mounted | Air | - | China | 16.8 | N/A | 53.1 | N/A | N/A | N/A | N/A | N/A | - | - | Enthalpy Test Room | 3.5606 | - | N/A | - | N/A | N/A | N/A | N/A | N/A | N/A | N/A | N/A | N/A | N/A | N/A | N/A | N/A | N/A | N/A | N/A | N/A | Three | R410A | Australia,New Zealand | 157541 | 2028-11-13 |  | Approved | Cooling Only | N/A | No | Class 12 | No | N/A | N/A | N/A | N/A | N/A | N/A | N/A | Unavailable | N/A | N/A | https://attom.tech/ | https://attom.tech/ | N/A |  |  | AAC7880 | No | - | - | - | - | 53100 | 16.8 | - | - | - | - | - | - | No | - | - | - | - | - | - | - | - | - | - | - | - | - | - | - | - | - | - | - | - | - | - | - | - | - | - | - | - | - | - | - | - | - | - | - | - | - | - | 3.151 | 3.143 | 3.322 | 3.584 | 3.426 | 3.463 | 4664 | 7057 | 20871 | 10777 | 13291 | 28731 | 1.5 | 1.5 | 1.5 | - | - | - | - | - | - | - | - | - | - | - | - | - | - | - | No | - | - | - | - | N/A | N/A | N/A | 30 | 3.1418 | -
[SEER Non Multi-Split >65kW] GEMS (Air Conditioners above 65kW) Determination 2022 | MEPS 2020 | AS/NZS 3823.1.2:2012 | KSF52/W-080 | WiseAir Series | N/A | Attom | 8500 | Ducted | Single Split System | - | Air | - | China | 26800 | 83600 | 92.1 | N/A | N/A | N/A | N/A | N/A | - | - | Enthalpy Test Room | 3.5252 | - | N/A | - | N/A | N/A | N/A | N/A | N/A | N/A | N/A | N/A | N/A | N/A | N/A | N/A | N/A | N/A | N/A | N/A | N/A | Three | R410A | Australia,New Zealand | 156982 | 2029-04-09 |  | Approved | Cooling Only | N/A | No | Class 25 | No | N/A | N/A | N/A | N/A | N/A | N/A | N/A | Available | N/A | N/A | https://attom.tech/ | https://attom.tech/ | N/A |  |  | AAC8168 | Yes | Variable output compressor | Inverter | No | - | 92100 | 26800 | - | 12896 | 42842 | No | - | - | - | - | - | No | - | - | No | - | - | - | - | - | - | - | - | - | - | - | - | - | - | - | - | - | - | - | - | - | - | - | - | - | - | - | - | - | - | N/A | N/A | 3.695 | 3.643 | 3.835 | 4.171 | 3.968 | 4.011 | 6932 | 10597 | 31400 | 16090 | 19938 | 43045 | 2 | 2 | 2 | - | - | - | - | - | - | - | - | - | - | - | - | - | - | - | N/A | - | - | - | - | N/A | N/A | N/A | 30.13 | 3.4236 | -
[SEER Non Multi-Split <=65kW] GEMS (Air Conditioners up to 65kW) Determination 2019 | MEPS 2019 | AS/NZS 3823.1.1:2012 | KSF62/W-050 | WiseAir Series | N/A | Attom | N/A | Non Ducted | Single Split System | Floor Mounted | Air | - | China | 16.8 | N/A | 53.1 | N/A | N/A | N/A | N/A | N/A | - | - | Enthalpy Test Room | 3.5606 | - | N/A | - | N/A | N/A | N/A | N/A | N/A | N/A | N/A | N/A | N/A | N/A | N/A | N/A | N/A | N/A | N/A | N/A | N/A | Three | R410A | Australia,New Zealand | 157541 | 2028-11-13 |  | Approved | Cooling Only | N/A | No | Class 12 | No | N/A | N/A | N/A | N/A | N/A | N/A | N/A | Unavailable | N/A | N/A | https://attom.tech/ | https://attom.tech/ | N/A |  |  | AAC7880 | No | - | - | - | - | 53100 | 16.8 | - | - | - | - | - | - | No | - | - | - | - | - | - | - | - | - | - | - | - | - | - | - | - | - | - | - | - | - | - | - | - | - | - | - | - | - | - | - | - | - | - | - | - | - | - | 3.151 | 3.143 | 3.322 | 3.584 | 3.426 | 3.463 | 4664 | 7057 | 20871 | 10777 | 13291 | 28731 | 1.5 | 1.5 | 1.5 | - | - | - | - | - | - | - | - | - | - | - | - | - | - | - | No | - | - | - | - | N/A | N/A | N/A | 30 | 3.1418 | -
[SEER Non Multi-Split >65kW] GEMS (Air Conditioners above 65kW) Determination 2022 | MEPS 2020 | AS/NZS 3823.1.2:2012 | KSF62/W-090 | WiseAir Series | N/A | Attom | 8500 | Ducted | Single Split System | - | Air | - | China | 26800 | 83600 | 92.1 | N/A | N/A | N/A | N/A | N/A | - | - | Enthalpy Test Room | 3.5252 | - | N/A | - | N/A | N/A | N/A | N/A | N/A | N/A | N/A | N/A | N/A | N/A | N/A | N/A | N/A | N/A | N/A | N/A | N/A | Three | R410A | Australia,New Zealand | 156982 | 2029-04-09 |  | Approved | Cooling Only | N/A | No | Class 25 | No | N/A | N/A | N/A | N/A | N/A | N/A | N/A | Available | N/A | N/A | https://attom.tech/ | https://attom.tech/ | N/A |  |  | AAC8168 | Yes | Variable output compressor | Inverter | No | - | 92100 | 26800 | - | 12896 | 42842 | No | - | - | - | - | - | No | - | - | No | - | - | - | - | - | - | - | - | - | - | - | - | - | - | - | - | - | - | - | - | - | - | - | - | - | - | - | - | - | - | N/A | N/A | 3.695 | 3.643 | 3.835 | 4.171 | 3.968 | 4.011 | 6932 | 10597 | 31400 | 16090 | 19938 | 43045 | 2 | 2 | 2 | - | - | - | - | - | - | - | - | - | - | - | - | - | - | - | N/A | - | - | - | - | N/A | N/A | N/A | 30.13 | 3.4236 | -
[SEER Non Multi-Split >65kW] GEMS (Air Conditioners above 65kW) Determination 2022 | MEPS 2020 | AS/NZS 3823.1.2:2012 | KSF62/W-100 | WiseAir Series | N/A | Attom | 8500 | Ducted | Single Split System | - | Air | - | China | 26800 | 83600 | 92.1 | N/A | N/A | N/A | N/A | N/A | - | - | Enthalpy Test Room | 3.5252 | - | N/A | - | N/A | N/A | N/A | N/A | N/A | N/A | N/A | N/A | N/A | N/A | N/A | N/A | N/A | N/A | N/A | N/A | N/A | Three | R410A | Australia,New Zealand | 156982 | 2029-04-09 |  | Approved | Cooling Only | N/A | No | Class 25 | No | N/A | N/A | N/A | N/A | N/A | N/A | N/A | Available | N/A | N/A | https://attom.tech/ | https://attom.tech/ | N/A |  |  | AAC8168 | Yes | Variable output compressor | Inverter | No | - | 92100 | 26800 | - | 12896 | 42842 | No | - | - | - | - | - | No | - | - | No | - | - | - | - | - | - | - | - | - | - | - | - | - | - | - | - | - | - | - | - | - | - | - | - | - | - | - | - | - | - | N/A | N/A | 3.695 | 3.643 | 3.835 | 4.171 | 3.968 | 4.011 | 6932 | 10597 | 31400 | 16090 | 19938 | 43045 | 2 | 2 | 2 | - | - | - | - | - | - | - | - | - | - | - | - | - | - | - | N/A | - | - | - | - | N/A | N/A | N/A | 30.13 | 3.4236 | -
[SEER Non Multi-Split >65kW] GEMS (Air Conditioners above 65kW) Determination 2022 | MEPS 2020 | AS/NZS 3823.1.2:2012 | KSF70/W-110 | WiseAir Series | N/A | Attom | 8500 | Ducted | Single Split System | - | Air | - | China | 26800 | 83600 | 92.1 | N/A | N/A | N/A | N/A | N/A | - | - | Enthalpy Test Room | 3.5252 | - | N/A | - | N/A | N/A | N/A | N/A | N/A | N/A | N/A | N/A | N/A | N/A | N/A | N/A | N/A | N/A | N/A | N/A | N/A | Three | R410A | Australia,New Zealand | 156982 | 2029-04-09 |  | Approved | Cooling Only | N/A | No | Class 25 | No | N/A | N/A | N/A | N/A | N/A | N/A | N/A | Available | N/A | N/A | https://attom.tech/ | https://attom.tech/ | N/A |  |  | AAC8168 | Yes | Variable output compressor | Inverter | No | - | 92100 | 26800 | - | 12896 | 42842 | No | - | - | - | - | - | No | - | - | No | - | - | - | - | - | - | - | - | - | - | - | - | - | - | - | - | - | - | - | - | - | - | - | - | - | - | - | - | - | - | N/A | N/A | 3.695 | 3.643 | 3.835 | 4.171 | 3.968 | 4.011 | 6932 | 10597 | 31400 | 16090 | 19938 | 43045 | 2 | 2 | 2 | - | - | - | - | - | - | - | - | - | - | - | - | - | - | - | N/A | - | - | - | - | N/A | N/A | N/A | 30.13 | 3.4236 | -
[SEER Non Multi-Split >65kW] GEMS (Air Conditioners above 65kW) Determination 2022 | MEPS 2020 | AS/NZS 3823.1.2:2012 | KSF85/W-120 | WiseAir Series | N/A | Attom | 8500 | Ducted | Single Split System | - | Air | - | China | 26800 | 83600 | 92.1 | N/A | N/A | N/A | N/A | N/A | - | - | Enthalpy Test Room | 3.5252 | - | N/A | - | N/A | N/A | N/A | N/A | N/A | N/A | N/A | N/A | N/A | N/A | N/A | N/A | N/A | N/A | N/A | N/A | N/A | Three | R410A | Australia,New Zealand | 156982 | 2029-04-09 |  | Approved | Cooling Only | N/A | No | Class 25 | No | N/A | N/A | N/A | N/A | N/A | N/A | N/A | Available | N/A | N/A | https://attom.tech/ | https://attom.tech/ | N/A |  |  | AAC8168 | Yes | Variable output compressor | Inverter | No | - | 92100 | 26800 | - | 12896 | 42842 | No | - | - | - | - | - | No | - | - | No | - | - | - | - | - | - | - | - | - | - | - | - | - | - | - | - | - | - | - | - | - | - | - | - | - | - | - | - | - | - | N/A | N/A | 3.695 | 3.643 | 3.835 | 4.171 | 3.968 | 4.011 | 6932 | 10597 | 31400 | 16090 | 19938 | 43045 | 2 | 2 | 2 | - | - | - | - | - | - | - | - | - | - | - | - | - | - | - | N/A | - | - | - | - | N/A | N/A | N/A | 30.13 | 3.4236 | -
[SEER Non Multi-Split >65kW] GEMS (Air Conditioners above 65kW) Determination 2022 | MEPS 2020 | AS/NZS 3823.1.2:2012 | WiseAir Series | WiseAir Series | N/A | Attom | 8500 | Ducted | Single Split System | - | Air | - | China | 26800 | 83600 | 92.1 | N/A | N/A | N/A | N/A | N/A | - | - | Enthalpy Test Room | 3.5252 | - | N/A | - | N/A | N/A | N/A | N/A | N/A | N/A | N/A | N/A | N/A | N/A | N/A | N/A | N/A | N/A | N/A | N/A | N/A | Three | R410A | Australia,New Zealand | 156982 | 2029-04-09 |  | Approved | Cooling Only | N/A | No | Class 25 | No | N/A | N/A | N/A | N/A | N/A | N/A | N/A | Available | N/A | N/A | https://attom.tech/ | https://attom.tech/ | N/A |  |  | AAC8168 | Yes | Variable output compressor | Inverter | No | - | 92100 | 26800 | - | 12896 | 42842 | No | - | - | - | - | - | No | - | - | No | - | - | - | - | - | - | - | - | - | - | - | - | - | - | - | - | - | - | - | - | - | - | - | - | - | - | - | - | - | - | N/A | N/A | 3.695 | 3.643 | 3.835 | 4.171 | 3.968 | 4.011 | 6932 | 10597 | 31400 | 16090 | 19938 | 43045 | 2 | 2 | 2 | - | - | - | - | - | - | - | - | - | - | - | - | - | - | - | N/A | - | - | - | - | N/A | N/A | N/A | 30.13 | 3.4236 | -
[SEER Non Multi-Split <=65kW] GEMS (Air Conditioners up to 65kW) Determination 2019 | MEPS 2019 | AS/NZS 3823.1.1:2012 | WiseAir Series | WiseAir Series | N/A | Attom | N/A | Non Ducted | Single Split System | Floor Mounted | Air | - | China | 16.8 | N/A | 53.1 | N/A | N/A | N/A | N/A | N/A | - | - | Enthalpy Test Room | 3.5606 | - | N/A | - | N/A | N/A | N/A | N/A | N/A | N/A | N/A | N/A | N/A | N/A | N/A | N/A | N/A | N/A | N/A | N/A | N/A | Three | R410A | Australia,New Zealand | 157541 | 2028-11-13 |  | Approved | Cooling Only | N/A | No | Class 12 | No | N/A | N/A | N/A | N/A | N/A | N/A | N/A | Unavailable | N/A | N/A | https://attom.tech/ | https://attom.tech/ | N/A |  |  | AAC7880 | No | - | - | - | - | 53100 | 16.8 | - | - | - | - | - | - | No | - | - | - | - | - | - | - | - | - | - | - | - | - | - | - | - | - | - | - | - | - | - | - | - | - | - | - | - | - | - | - | - | - | - | - | - | - | - | 3.151 | 3.143 | 3.322 | 3.584 | 3.426 | 3.463 | 4664 | 7057 | 20871 | 10777 | 13291 | 28731 | 1.5 | 1.5 | 1.5 | - | - | - | - | - | - | - | - | - | - | - | - | - | - | - | No | - | - | - | - | N/A | N/A | N/A | 30 | 3.1418 | -
[SEER Non Multi-Split <=65kW] GEMS (Air Conditioners up to 65kW) Determination 2019 | MEPS 2019 | AS/NZS 3823.1.2:2012 | AU-BS24HR-2A-O / AU-LCF24-2A-I |  | N/A | AURORA | N/A | Ducted | Single Split System | - | Air | Air | China | 2.1 | N/A | 7.3 | N/A | N/A | N/A | N/A | N/A | 1.7 | 7.5 | Calorimeter Room | 3.4868 | 4.398 | N/A | - | N/A | N/A | N/A | N/A | N/A | N/A | N/A | N/A | N/A | N/A | N/A | N/A | N/A | N/A | N/A | N/A | N/A | Single | R32 | Australia,Fiji,New Zealand | 142595 | 2026-11-02 |  | Approved | Reverse Cycle | N/A | Yes | Class 10 | Yes | N/A | N/A | N/A | N/A | N/A | N/A | N/A | Available | N/A | N/A |  |  | N/A |  |  | AAC6329 | Yes | Variable output compressor | Inverter | No | - | 7300 | 2.1 | - | 1120 | 3850 | Yes | 550 | 2800 | - | 1919.4 | 7862.1 | Yes | 600 | 3650 | - | 280 | 2200 | 7500 | 1.7 | 700 | 3800 | Yes | 370 | 1850 | Yes | 2700 | 7850 | No | - | - | No | - | - | - | - | - | No | - | - | No | - | - | No | - | - | - | 72 | 5.408 | 5.262 | 6.139 | 4.385 | -5.546 | 7.771 | 357 | 559 | 1533 | 1197 | -1155 | 1743 | 3.5 | 3.5 | 4.5 | 4.184 | 4.642 | 5.105 | 4.415 | 4.782 | 5.054 | 2363 | 904 | 148 | 770 | 413 | 98 | 2.5 | 3 | 3.5 | No | - | - | - | - | N/A | N/A | N/A | 10 | 3.4211 | 4.3258
[SEER Non Multi-Split <=65kW] GEMS (Air Conditioners up to 65kW) Determination 2019 | MEPS 2019 | AS/NZS 3823.1.2:2012 | AU-BS36HR-2A-O / AU-LCF36-2A-I |  | N/A | AURORA | N/A | Ducted | Single Split System | - | Air | Air | China | 3.2 | N/A | 10.5 | N/A | N/A | N/A | N/A | N/A | 2.7 | 11.5 | Calorimeter Room | 3.3136 | 4.1842 | N/A | - | N/A | N/A | N/A | N/A | N/A | N/A | N/A | N/A | N/A | N/A | N/A | N/A | N/A | N/A | N/A | N/A | N/A | Single | R32 | Australia,Fiji,New Zealand | 142598 | 2026-10-28 |  | Approved | Reverse Cycle | N/A | Yes | Class 11 | Yes | N/A | N/A | N/A | N/A | N/A | N/A | N/A | Available | N/A | N/A |  |  | N/A |  |  | AAC6325 | Yes | Variable output compressor | Inverter | No | - | 10500 | 3.2 | - | 1850 | 5500 | Yes | 750 | 3110 | - | 2924.8 | 11308.5 | Yes | 820 | 5400 | - | 360 | 2670 | 11500 | 2.7 | 1150 | 5800 | Yes | 490 | 2600 | Yes | 3500 | 10250 | No | - | - | No | - | - | - | - | - | No | - | - | No | - | - | No | - | - | - | 72 | 6.266 | 5.909 | 7.316 | -70.964 | 7.614 | 18.503 | 448 | 724 | 1856 | -129 | 1167 | 1045 | 4.5 | 4 | 5.5 | 3.872 | 4.458 | 5.115 | 4.26 | 4.811 | 5.182 | 3901 | 1427 | 214 | 1211 | 619 | 137 | 2 | 2.5 | 3.5 | No | - | - | - | - | N/A | N/A | N/A | 10 | 3.247 | 4.2066
[Unitary Single-Duct] GEMS (Air Conditioners up to 65kW) Determination 2019 | MEPS 2019 | AS/NZS 3823.1.5:2015 | ACPAC240 | Ausclimate 14K PAC | N/A | AUSCLIMATE | N/A | Non Ducted | Portable | N/A | N/A | N/A | China | 1.61 | N/A | 4.2 | N/A | N/A | N/A | N/A | N/A | 1.15 | 2.88 | Calorimeter Room | 2.6704 | 2.6598 | N/A | N/A | N/A | N/A | N/A | N/A | N/A | N/A | N/A | N/A | N/A | N/A | N/A | N/A | N/A | N/A | N/A | N/A | Calorimeter Room | Single | R290 | Australia,New Zealand | 156191 | 2028-08-19 |  | Approved | Reverse Cycle | N/A | N/A | Class 4 | N/A | N/A | N/A | N/A | N/A | N/A | N/A | N/A | Available | N/A | N/A |  | https://ausclimate.co.nz/ | N/A |  |  | AAC7716 | No | N/A | N/A | N/A | N/A | 4200 | 1.61 | N/A | N/A | N/A | N/A | N/A | N/A | N/A | N/A | N/A | N/A | N/A | N/A | N/A | N/A | N/A | 2880 | 1.15 | N/A | N/A | N/A | N/A | N/A | N/A | N/A | N/A | N/A | N/A | N/A | N/A | N/A | N/A | N/A | N/A | N/A | N/A | N/A | N/A | N/A | N/A | N/A | N/A | N/A | N/A | 64.3 | N/A | N/A | N/A | N/A | N/A | N/A | N/A | 877 | 1352 | 3618 | N/A | N/A | N/A | 0 | 0 | 0 | N/A | N/A | N/A | N/A | N/A | N/A | 3059 | 1485 | 319 | N/A | N/A | N/A | 0 | 0 | 0 | N/A | No | - | - | - | - | - | - | N/A | 2.6087 | 2.5043
[Unitary Single-Duct] GEMS (Air Conditioners up to 65kW) Determination 2019 | MEPS 2019 | AS/NZS 3823.1.5:2015 | Ausclimate 14K PAC | Ausclimate 14K PAC | N/A | AUSCLIMATE | N/A | Non Ducted | Portable | N/A | N/A | N/A | China | 1.61 | N/A | 4.2 | N/A | N/A | N/A | N/A | N/A | 1.15 | 2.88 | Calorimeter Room | 2.6704 | 2.6598 | N/A | N/A | N/A | N/A | N/A | N/A | N/A | N/A | N/A | N/A | N/A | N/A | N/A | N/A | N/A | N/A | N/A | N/A | Calorimeter Room | Single | R290 | Australia,New Zealand | 156191 | 2028-08-19 |  | Approved | Reverse Cycle | N/A | N/A | Class 4 | N/A | N/A | N/A | N/A | N/A | N/A | N/A | N/A | Available | N/A | N/A |  | https://ausclimate.co.nz/ | N/A |  |  | AAC7716 | No | N/A | N/A | N/A | N/A | 4200 | 1.61 | N/A | N/A | N/A | N/A | N/A | N/A | N/A | N/A | N/A | N/A | N/A | N/A | N/A | N/A | N/A | 2880 | 1.15 | N/A | N/A | N/A | N/A | N/A | N/A | N/A | N/A | N/A | N/A | N/A | N/A | N/A | N/A | N/A | N/A | N/A | N/A | N/A | N/A | N/A | N/A | N/A | N/A | N/A | N/A | 64.3 | N/A | N/A | N/A | N/A | N/A | N/A | N/A | 877 | 1352 | 3618 | N/A | N/A | N/A | 0 | 0 | 0 | N/A | N/A | N/A | N/A | N/A | N/A | 3059 | 1485 | 319 | N/A | N/A | N/A | 0 | 0 | 0 | N/A | No | - | - | - | - | - | - | N/A | 2.6087 | 2.5043
[Unitary Single-Duct] GEMS (Air Conditioners up to 65kW) Determination 2019 | MEPS 2019 | AS/NZS 3823.1.5:2015 | PAC1131 | Ausclimate 14K PAC | N/A | AUSCLIMATE | N/A | Non Ducted | Portable | N/A | N/A | N/A | China | 1.61 | N/A | 4.2 | N/A | N/A | N/A | N/A | N/A | 1.15 | 2.88 | Calorimeter Room | 2.6704 | 2.6598 | N/A | N/A | N/A | N/A | N/A | N/A | N/A | N/A | N/A | N/A | N/A | N/A | N/A | N/A | N/A | N/A | N/A | N/A | Calorimeter Room | Single | R290 | Australia,New Zealand | 156191 | 2028-08-19 |  | Approved | Reverse Cycle | N/A | N/A | Class 4 | N/A | N/A | N/A | N/A | N/A | N/A | N/A | N/A | Available | N/A | N/A |  | https://ausclimate.co.nz/ | N/A |  |  | AAC7716 | No | N/A | N/A | N/A | N/A | 4200 | 1.61 | N/A | N/A | N/A | N/A | N/A | N/A | N/A | N/A | N/A | N/A | N/A | N/A | N/A | N/A | N/A | 2880 | 1.15 | N/A | N/A | N/A | N/A | N/A | N/A | N/A | N/A | N/A | N/A | N/A | N/A | N/A | N/A | N/A | N/A | N/A | N/A | N/A | N/A | N/A | N/A | N/A | N/A | N/A | N/A | 64.3 | N/A | N/A | N/A | N/A | N/A | N/A | N/A | 877 | 1352 | 3618 | N/A | N/A | N/A | 0 | 0 | 0 | N/A | N/A | N/A | N/A | N/A | N/A | 3059 | 1485 | 319 | N/A | N/A | N/A | 0 | 0 | 0 | N/A | No | - | - | - | - | - | - | N/A | 2.6087 | 2.5043
[SEER Multi-Split <=65kW] GEMS (Air Conditioners up to 65kW) Determination 2019 | N/A | AS/NZS 3823.1.4:2012 | 6920082 / 6920020 / 6920027 |  | N/A | BONAIRE | 0.1 | Non Ducted | Multiple split - Fixed head | N/A | Air | Air | China | 2.25 | 8.1 | 8.2 | N/A | 0 | 0 | 0 | N/A | 2.555 | 9.6 | Enthalpy Test Room | 3.4894 | 3.7573 | Yes | 0 | N/A | 16 | 16 | 0 | 0 | N/A | N/A | N/A | 3.4109 | 3.6795 | N/A | N/A | N/A | N/A | N/A | N/A | Enthalpy Test Room | Single | R410A | Australia,New Zealand | 127769 | 2025-03-31 |  | Approved | Reverse Cycle | N/A | No | Class 19 | No | N/A | No | - | - | - | - | 3.4894 | Available | N/A | N/A | http://www.haier.com/cn/ | http://www.climatetechnologies.com.au/ | Yes |  |  | AAC4771 | N/A | Variable output compressor,Thermostatic expansion value | Inverter | N/A | N/A | N/A | 2.25 | N/A | N/A | N/A | N/A | N/A | N/A | N/A | N/A | N/A | N/A | N/A | N/A | N/A | N/A | N/A | N/A | 2.555 | N/A | N/A | N/A | N/A | N/A | N/A | N/A | N/A | N/A | N/A | N/A | N/A | N/A | N/A | N/A | N/A | N/A | N/A | N/A | N/A | N/A | N/A | N/A | N/A | N/A | N/A | N/A | N/A | N/A | N/A | N/A | N/A | N/A | N/A | N/A | N/A | N/A | N/A | N/A | N/A | N/A | N/A | N/A | N/A | N/A | N/A | N/A | N/A | N/A | N/A | N/A | N/A | N/A | N/A | N/A | N/A | N/A | N/A | N/A | N/A | N/A | N/A | N/A | N/A | N/A | N/A | N/A | 3.5589 | 3.6795
[SEER Multi-Split <=65kW] GEMS (Air Conditioners up to 65kW) Determination 2019 | N/A | AS/NZS 3823.1.4:2012 | 6920095 / 6920027 |  | N/A | BONAIRE | 0.13 | Non Ducted | Multiple split - Fixed head | N/A | Air | Air | China | 2.6 | 8.97 | 9.1 | N/A | 0 | 0 | 0 | N/A | 2.83 | 10.2 | Enthalpy Test Room | 3.3456 | 3.5789 | Yes | 0 | N/A | 16 | 16 | 0 | 0 | N/A | N/A | N/A | 3.2804 | 3.5123 | N/A | N/A | N/A | N/A | N/A | N/A | Enthalpy Test Room | Single | R410A | Australia,New Zealand | 127768 | 2025-03-30 |  | Approved | Reverse Cycle | N/A | No | Class 19 | No | N/A | No | - | - | - | - | 3.3456 | Available | N/A | N/A | http://www.haier.com/cn/ | http://www.climatetechnologies.com.au/ | Yes |  |  | AAC4752 | N/A | Variable output compressor,Thermostatic expansion value | Inverter | N/A | N/A | N/A | 2.6 | N/A | N/A | N/A | N/A | N/A | N/A | N/A | N/A | N/A | N/A | N/A | N/A | N/A | N/A | N/A | N/A | 2.83 | N/A | N/A | N/A | N/A | N/A | N/A | N/A | N/A | N/A | N/A | N/A | N/A | N/A | N/A | N/A | N/A | N/A | N/A | N/A | N/A | N/A | N/A | N/A | N/A | N/A | N/A | N/A | N/A | N/A | N/A | N/A | N/A | N/A | N/A | N/A | N/A | N/A | N/A | N/A | N/A | N/A | N/A | N/A | N/A | N/A | N/A | N/A | N/A | N/A | N/A | N/A | N/A | N/A | N/A | N/A | N/A | N/A | N/A | N/A | N/A | N/A | N/A | N/A | N/A | N/A | N/A | N/A | 3.4287 | 3.5367
[SEER Non Multi-Split <=65kW] GEMS (Air Conditioners up to 65kW) Determination 2019 | MEPS 2019 | AS/NZS 3823.1.2:2012 | 6950020/6950120 |  | N/A | BONAIRE | N/A | Ducted | Single Split System | - | Air | Air | China | 6.2 | N/A | 20 | N/A | N/A | N/A | N/A | N/A | 6.2 | 22.8 | Enthalpy Test Room | 3.2873 | 3.6702 | N/A | - | N/A | N/A | N/A | N/A | N/A | N/A | N/A | N/A | N/A | N/A | N/A | N/A | N/A | N/A | N/A | N/A | N/A | Three | R410A | Australia,New Zealand | 154277 | 2028-05-23 |  | Approved | Reverse Cycle | N/A | Yes | Class 11 | Yes | N/A | N/A | N/A | N/A | N/A | N/A | N/A | Available | N/A | N/A | http://www.haier.com/cn/ | http://www.climatetechnologies.com.au/ | N/A |  |  | AAC7529 | Yes | Variable output compressor | Inverter | No | - | 20000 | 6.2 | - | 2800 | 10000 | No | - | - | - | 5666.8 | 21540 | No | 2559.2 | 10770 | No | - | - | 22800 | 6.2 | 3000 | 11400 | No | - | - | No | - | - | - | 6300 | 17800 | No | - | - | - | - | - | - | - | - | No | - | - | No | - | - | - | - | 3.676 | 3.61 | 3.86 | 4.292 | 4.068 | 4.08 | 1494 | 2300 | 6753 | 3377 | 4205 | 9173 | 2 | 2 | 2 | 2.964 | 3.259 | 3.505 | 3.099 | 3.344 | 3.498 | 10077 | 3839 | 583 | 3275 | 1738 | 373 | 1 | 1.5 | 2 | No | - | - | - | - | N/A | N/A | N/A | 15 | 3.1996 | 3.6476
[SEER Non Multi-Split <=65kW] GEMS (Air Conditioners up to 65kW) Determination 2019 | MEPS 2019 | AS/NZS 3823.1.1:2012 | CRC6911025/CRC6911125 |  | N/A | BONAIRE | N/A | Non Ducted | Single Split System | Wall Hung | Air | Air | China | 0.595 | N/A | 2.64 | N/A | N/A | N/A | N/A | N/A | 0.985 | 4.05 | Calorimeter Room | 4.3349 | 3.8501 | N/A | - | N/A | N/A | N/A | N/A | N/A | N/A | N/A | N/A | N/A | N/A | N/A | N/A | N/A | N/A | N/A | N/A | N/A | Single | R32 | Australia,New Zealand | 161001 | 2029-04-22 |  | Approved | Reverse Cycle | N/A | Yes | Class 8 | Yes | N/A | N/A | N/A | N/A | N/A | N/A | N/A | Available | N/A | N/A | https://www.climatetechnologies.com.au/ | http://www.climatetechnologies.com.au/ | N/A |  |  | AAC8185 | Yes | Variable output compressor | Inverter | No | - | 2640 | 0.595 | - | 445 | 1450 | No | - | - | - | 543.83 | 2843.28 | Yes | 170 | 1280 | No | - | - | 4050 | 0.985 | 345 | 1930 | No | - | - | No | - | - | - | 1450 | 3500 | No | - | - | - | - | - | - | - | - | No | - | - | No | - | - | 47.19 | 57.7 | 7.694 | 7.472 | 11.119 | -2.057 | -16.853 | -8.091 | 87 | 139 | 301 | -947 | -143 | -621 | 6 | 5.5 | 9.5 | 3.575 | 4.201 | 5.101 | 4.02 | 4.602 | 5.145 | 1488 | 534 | 77 | 452 | 229 | 49 | 2 | 2.5 | 3.5 | No | - | - | - | - | N/A | N/A | N/A | 4 | 4.3384 | 4.056
[SEER Non Multi-Split <=65kW] GEMS (Air Conditioners up to 65kW) Determination 2019 | MEPS 2019 | AS/NZS 3823.1.1:2012 | CRC6911028/CRC6911128 |  | N/A | BONAIRE | N/A | Non Ducted | Single Split System | Wall Hung | Air | Air | China | 0.535 | N/A | 2.8 | N/A | N/A | N/A | N/A | N/A | 0.465 | 2.65 | Calorimeter Room | 5.1296 | 5.4411 | N/A | - | N/A | N/A | N/A | N/A | N/A | N/A | N/A | N/A | N/A | N/A | N/A | N/A | N/A | N/A | N/A | N/A | N/A | Single | R32 | Australia | 162495 | 2029-06-16 |  | Approved | Reverse Cycle | N/A | Yes | Class 8 | Yes | N/A | N/A | N/A | N/A | N/A | N/A | N/A | Available | N/A | N/A | https://www.climatetechnologies.com.au/ | http://www.climatetechnologies.com.au/ | N/A |  |  | AAC8298 | Yes | Variable output compressor | Inverter | No | - | 2800 | 0.535 | - | 260 | 1300 | No | - | - | - | 488.99 | 3015.6 | Yes | 185 | 1650 | No | - | - | 2650 | 0.465 | 215 | 1300 | No | - | - | No | - | - | - | 1300 | 3900 | No | - | - | - | - | - | - | - | - | No | - | - | No | - | - | 47.73 | 57.79 | 6.593 | 6.533 | 7.706 | 11.898 | 9.848 | 9.315 | 111 | 171 | 466 | 164 | 237 | 556 | 5 | 5 | 6 | 4.755 | 5.161 | 5.579 | 4.948 | 5.317 | 5.575 | 736 | 289 | 50 | 244 | 133 | 33 | 3 | 3.5 | 4 | No | - | - | - | - | N/A | N/A | N/A | 3.9 | 5.1078 | 5.5418
[SEER Non Multi-Split <=65kW] GEMS (Air Conditioners up to 65kW) Determination 2019 | MEPS 2019 | AS/NZS 3823.1.1:2012 | CRC6911035/CRC6911135 |  | N/A | BONAIRE | N/A | Non Ducted | Single Split System | Wall Hung | Air | Air | China | 0.8 | N/A | 3.5 | N/A | N/A | N/A | N/A | N/A | 1.07 | 4.5 | Calorimeter Room | 4.3234 | 4.2021 | N/A | - | N/A | N/A | N/A | N/A | N/A | N/A | N/A | N/A | N/A | N/A | N/A | N/A | N/A | N/A | N/A | N/A | N/A | Single | R32 | Australia,New Zealand | 160999 | 2029-04-22 |  | Approved | Reverse Cycle | N/A | Yes | Class 8 | Yes | N/A | N/A | N/A | N/A | N/A | N/A | N/A | Available | N/A | N/A | https://www.climatetechnologies.com.au/ | http://www.climatetechnologies.com.au/ | N/A |  |  | AAC8187 | Yes | Variable output compressor | Inverter | No | - | 3500 | 0.8 | - | 390 | 1800 | No | - | - | - | 731.2 | 3769.5 | Yes | 225 | 1700 | No | - | - | 4500 | 1.07 | 420 | 2260 | No | - | - | No | - | - | - | 1590 | 4300 | No | - | - | - | - | - | - | - | - | - | - | - | No | - | - | 47.73 | 59.55 | 6.266 | 6.093 | 7.083 | 22.912 | 11.53 | 10.266 | 148 | 232 | 638 | 103 | 253 | 632 | 4.5 | 4.5 | 5.5 | 3.792 | 4.334 | 4.922 | 4.106 | 4.581 | 4.935 | 1558 | 574 | 87 | 492 | 254 | 56 | 2 | 2.5 | 3 | No | - | - | - | - | N/A | N/A | N/A | 4 | 4.3023 | 4.1531
[SEER Non Multi-Split <=65kW] GEMS (Air Conditioners up to 65kW) Determination 2019 | MEPS 2019 | AS/NZS 3823.1.1:2012 | CRC6911050/CRC6911150 |  | N/A | BONAIRE | N/A | Non Ducted | Single Split System | Wall Hung | Air | Air | China | 1.4 | N/A | 5.2 | N/A | N/A | N/A | N/A | N/A | 1.2 | 5.2 | Calorimeter Room | 3.6011 | 4.1987 | N/A | - | N/A | N/A | N/A | N/A | N/A | N/A | N/A | N/A | N/A | N/A | N/A | N/A | N/A | N/A | N/A | N/A | N/A | Single | R32 | Australia,New Zealand | 160939 | 2029-04-22 |  | Approved | Reverse Cycle | N/A | Yes | Class 9 | Yes | N/A | N/A | N/A | N/A | N/A | N/A | N/A | Available | N/A | N/A | https://www.climatetechnologies.com.au/ | http://www.climatetechnologies.com.au/ | N/A |  |  | AAC8186 | Yes | Variable output compressor | Inverter | No | - | 5200 | 1.4 | - | 560 | 2500 | No | - | - | - | 1279.6 | 5600.4 | Yes | 400 | 2600 | No | - | - | 5200 | 1.2 | 510 | 2600 | No | - | - | No | - | - | - | 1810 | 5300 | No | - | - | - | - | - | - | - | - | No | - | - | No | - | - | 49.38 | 61.99 | 5.234 | 5.05 | 5.605 | 8.748 | 7.149 | 6.64 | 268 | 422 | 1203 | 424 | 616 | 1460 | 3.5 | 3.5 | 4 | 3.843 | 4.276 | 4.685 | 4.063 | 4.435 | 4.685 | 1778 | 674 | 106 | 575 | 304 | 68 | 2 | 2.5 | 3 | No | - | - | - | - | N/A | N/A | N/A | 5 | 3.67 | 4.2732
[SEER Non Multi-Split <=65kW] GEMS (Air Conditioners up to 65kW) Determination 2019 | MEPS 2019 | AS/NZS 3823.1.1:2012 | CRC6911071/CRC6911171 |  | N/A | BONAIRE | N/A | Non Ducted | Single Split System | Wall Hung | Air | Air | China | 1.9 | N/A | 7.2 | N/A | N/A | N/A | N/A | N/A | 1.7 | 7.2 | Calorimeter Room | 3.5574 | 4.0042 | N/A | - | N/A | N/A | N/A | N/A | N/A | N/A | N/A | N/A | N/A | N/A | N/A | N/A | N/A | N/A | N/A | N/A | N/A | Single | R32 | Australia,New Zealand | 161024 | 2029-04-18 |  | Approved | Reverse Cycle | N/A | Yes | Class 9 | Yes | N/A | N/A | N/A | N/A | N/A | N/A | N/A | Available | N/A | N/A | https://www.climatetechnologies.com.au/ | http://www.climatetechnologies.com.au/ | N/A |  |  | AAC8182 | Yes | Variable output compressor | Inverter | No | - | 7200 | 1.9 | - | 750 | 3700 | No | - | - | - | 1736.6 | 7754.4 | Yes | 580 | 3700 | No | - | - | 7200 | 1.7 | 690 | 3700 | No | - | - | No | - | - | - | 2100 | 6200 | No | - | - | - | - | - | - | - | - | No | - | - | No | - | - | 53.68 | 62.97 | 5.205 | 5.013 | 5.432 | 7.37 | 6.444 | 6.104 | 377 | 593 | 1725 | 704 | 952 | 2205 | 3.5 | 3.5 | 3.5 | 3.735 | 4.297 | 4.891 | 4.055 | 4.547 | 4.905 | 2528 | 923 | 136 | 793 | 407 | 87 | 2 | 2.5 | 3 | No | - | - | - | - | N/A | N/A | N/A | 5 | 3.7561 | 4.1936
[SEER Non Multi-Split <=65kW] GEMS (Air Conditioners up to 65kW) Determination 2019 | MEPS 2019 | AS/NZS 3823.1.1:2012 | CRC6911082/CRC6911182 |  | N/A | BONAIRE | N/A | Non Ducted | Single Split System | Wall Hung | Air | Air | China | 2.3 | N/A | 8.2 | N/A | N/A | N/A | N/A | N/A | 2.3 | 8.5 | Calorimeter Room | 3.5346 | 3.7519 | N/A | - | N/A | N/A | N/A | N/A | N/A | N/A | N/A | N/A | N/A | N/A | N/A | N/A | N/A | N/A | N/A | N/A | N/A | Single | R32 | Australia,New Zealand | 161027 | 2029-04-23 |  | Approved | Reverse Cycle | N/A | Yes | Class 9 | Yes | N/A | N/A | N/A | N/A | N/A | N/A | N/A | Available | N/A | N/A | https://www.climatetechnologies.com.au/ | http://www.climatetechnologies.com.au/ | N/A |  |  | AAC8189 | Yes | Variable output compressor | Inverter | No | - | 8200 | 2.3 | - | 810 | 4200 | No | - | - | - | 2102.2 | 8831.4 | Yes | 650 | 4250 | No | - | - | 8500 | 2.3 | 750 | 4200 | No | - | - | No | - | - | - | 3000 | 7900 | No | - | - | - | - | - | - | - | - | No | - | - | No | - | - | 52 | 64.8 | 5.165 | 4.926 | 5.323 | 7.06 | 6.26 | 5.927 | 433 | 688 | 2005 | 838 | 1117 | 2586 | 3.5 | 3 | 3.5 | 3.756 | 4.376 | 5.113 | 4.14 | 4.693 | 5.137 | 2968 | 1070 | 153 | 917 | 465 | 98 | 2 | 2.5 | 3.5 | No | - | - | - | - | N/A | N/A | N/A | 5.6 | 3.5361 | 3.6655
[SEER Non Multi-Split <=65kW] GEMS (Air Conditioners up to 65kW) Determination 2019 | MEPS 2019 | AS/NZS 3823.1.2:2012 | CRC6940012/CRC6940112 |  | N/A | BONAIRE | N/A | Ducted | Single Split System | - | Air | - | China | 3.3 | N/A | 12 | N/A | N/A | N/A | N/A | N/A | - | - | Enthalpy Test Room | 3.5952 | - | N/A | - | N/A | N/A | N/A | N/A | N/A | N/A | N/A | N/A | N/A | N/A | N/A | N/A | N/A | N/A | N/A | N/A | N/A | Single | R410A | Australia,Fiji,New Zealand | 157339 | 2028-10-21 |  | Approved | Cooling Only | N/A | Yes | Class 11 | Yes | N/A | N/A | N/A | N/A | N/A | N/A | N/A | Available | N/A | N/A | http://www.sdlark.com/ | http://www.climatetechnologies.com.au/ | N/A |  |  | AAC7838 | Yes | Variable output compressor | Inverter | No | - | 12000 | 3.3 | - | 1100 | 6000 | No | - | - | - | 3016.2 | 12924 | No | 1005.4 | 6462 | No | - | - | - | - | - | - | - | - | - | - | - | - | - | - | - | - | - | - | - | - | - | - | - | - | - | - | - | - | - | - | - | - | 5.154 | 4.905 | 5.23 | 6.241 | 5.798 | 5.626 | 640 | 1017 | 2992 | 1394 | 1771 | 3993 | 3.5 | 3 | 3.5 | - | - | - | - | - | - | - | - | - | - | - | - | - | - | - | No | - | - | - | - | N/A | N/A | N/A | 6 | 3.6349 | -
[SEER Non Multi-Split <=65kW] GEMS (Air Conditioners up to 65kW) Determination 2019 | MEPS 2019 | AS/NZS 3823.1.2:2012 | CRC6940014/CRC6940114 |  | N/A | BONAIRE | N/A | Ducted | Single Split System | - | Air | - | China | 4.3 | N/A | 14 | N/A | N/A | N/A | N/A | N/A | - | - | Enthalpy Test Room | 3.2851 | - | N/A | - | N/A | N/A | N/A | N/A | N/A | N/A | N/A | N/A | N/A | N/A | N/A | N/A | N/A | N/A | N/A | N/A | N/A | Single | R410A | Australia,Fiji,New Zealand | 157543 | 2028-10-28 |  | Approved | Cooling Only | N/A | Yes | Class 11 | Yes | N/A | N/A | N/A | N/A | N/A | N/A | N/A | Available | N/A | N/A | http://www.sdlark.com/ | http://www.climatetechnologies.com.au/ | N/A |  |  | AAC7849 | Yes | Variable output compressor | Inverter | No | - | 14000 | 4.3 | - | 1200 | 7000 | No | - | - | - | 3930.2 | 15078 | No | 1096.8 | 7539 | No | - | - | - | - | - | - | - | - | - | - | - | - | - | - | - | - | - | - | - | - | - | - | - | - | - | - | - | - | - | - | - | - | 5.266 | 4.895 | 5.212 | 6.499 | 5.945 | 5.666 | 733 | 1192 | 3506 | 1563 | 2017 | 4627 | 3.5 | 3 | 3.5 | - | - | - | - | - | - | - | - | - | - | - | - | - | - | - | No | - | - | - | - | N/A | N/A | N/A | 6 | 3.2405 | -
[SEER Non Multi-Split <=65kW] GEMS (Air Conditioners up to 65kW) Determination 2019 | MEPS 2019 | AS/NZS 3823.1.2:2012 | CRC6940017/CRC6940117 |  | N/A | BONAIRE | N/A | Ducted | Single Split System | - | Air | - | China | 5.4 | N/A | 17 | N/A | N/A | N/A | N/A | N/A | - | - | Enthalpy Test Room | 3.3752 | - | N/A | - | N/A | N/A | N/A | N/A | N/A | N/A | N/A | N/A | N/A | N/A | N/A | N/A | N/A | N/A | N/A | N/A | N/A | Single | R410A | Australia,Fiji,New Zealand | 157546 | 2028-10-25 |  | Approved | Cooling Only | N/A | Yes | Class 11 | Yes | N/A | N/A | N/A | N/A | N/A | N/A | N/A | Available | N/A | N/A | https://www.climatetechnologies.com.au/ | http://www.climatetechnologies.com.au/ | N/A |  |  | AAC7847 | Yes | Variable output compressor | Inverter | No | - | 17000 | 5.4 | - | 1400 | 8500 | No | - | - | - | 4935.6 | 18309 | No | 1279.6 | 9154.5 | No | - | - | - | - | - | - | - | - | - | - | - | - | - | - | - | - | - | - | - | - | - | - | - | - | - | - | - | - | - | - | - | - | 5.403 | 4.962 | 5.271 | 6.705 | 6.086 | 5.755 | 870 | 1431 | 4211 | 1842 | 2394 | 5533 | 3.5 | 3 | 3.5 | - | - | - | - | - | - | - | - | - | - | - | - | - | - | - | No | - | - | - | - | N/A | N/A | N/A | 6 | 3.1364 | -
[SEER Non Multi-Split <=65kW] GEMS (Air Conditioners up to 65kW) Determination 2019 | MEPS 2019 | AS/NZS 3823.1.2:2012 | CRC6943017/CRC6940117 |  | N/A | BONAIRE | N/A | Ducted | Single Split System | - | Air | - | China | 5.4 | N/A | 17 | N/A | N/A | N/A | N/A | N/A | - | - | Enthalpy Test Room | 3.2981 | - | N/A | - | N/A | N/A | N/A | N/A | N/A | N/A | N/A | N/A | N/A | N/A | N/A | N/A | N/A | N/A | N/A | N/A | N/A | Three | R410A | Australia,Fiji,New Zealand | 157555 | 2028-10-29 |  | Approved | Cooling Only | N/A | Yes | Class 11 | Yes | N/A | N/A | N/A | N/A | N/A | N/A | N/A | Available | N/A | N/A | http://www.sdlark.com/ | http://www.climatetechnologies.com.au/ | N/A |  |  | AAC7851 | Yes | Variable output compressor | Inverter | No | - | 17000 | 5.4 | - | 1400 | 8500 | No | - | - | - | 4935.6 | 18309 | No | 1279.6 | 9154.5 | No | - | - | - | - | - | - | - | - | - | - | - | - | - | - | - | - | - | - | - | - | - | - | - | - | - | - | - | - | - | - | - | - | 5.206 | 4.829 | 5.225 | 6.594 | 6.008 | 5.724 | 890 | 1455 | 4234 | 1861 | 2413 | 5552 | 3.5 | 3 | 3.5 | - | - | - | - | - | - | - | - | - | - | - | - | - | - | - | No | - | - | - | - | N/A | N/A | N/A | 12 | 3.1247 | -
[SEER Non Multi-Split <=65kW] GEMS (Air Conditioners up to 65kW) Determination 2019 | MEPS 2019 | AS/NZS 3823.1.2:2012 | CRC6943021/CRC6940121 |  | N/A | BONAIRE | N/A | Ducted | Single Split System | - | Air | - | China | 6.22 | N/A | 19.6 | N/A | N/A | N/A | N/A | N/A | - | - | Enthalpy Test Room | 3.2852 | - | N/A | - | N/A | N/A | N/A | N/A | N/A | N/A | N/A | N/A | N/A | N/A | N/A | N/A | N/A | N/A | N/A | N/A | N/A | Three | R410A | Australia,Fiji,New Zealand | 157554 | 2028-10-25 |  | Approved | Cooling Only | N/A | Yes | Class 11 | Yes | N/A | N/A | N/A | N/A | N/A | N/A | N/A | Available | N/A | N/A | http://www.sdlark.com/ | http://www.climatetechnologies.com.au/ | N/A |  |  | AAC7846 | Yes | Variable output compressor | Inverter | No | - | 19600 | 6.22 | - | 2000 | 9800 | No | - | - | - | 5685.08 | 21109.2 | No | 1828 | 10554.6 | No | - | - | - | - | - | - | - | - | - | - | - | - | - | - | - | - | - | - | - | - | - | - | - | - | - | - | - | - | - | - | - | - | 4.561 | 4.327 | 4.625 | 5.562 | 5.155 | 4.989 | 1180 | 1881 | 5524 | 2553 | 3251 | 7352 | 3 | 2.5 | 3 | - | - | - | - | - | - | - | - | - | - | - | - | - | - | - | No | - | - | - | - | N/A | N/A | N/A | 12 | 3.1307 | -
[SEER Non Multi-Split <=65kW] GEMS (Air Conditioners up to 65kW) Determination 2019 | MEPS 2019 | AS/NZS 3823.1.2:2012 | CRC6960007/CRC6960107 |  | N/A | BONAIRE | N/A | Ducted | Single Split System | - | Air | Air | China | 2.1 | N/A | 7.1 | N/A | N/A | N/A | N/A | N/A | 2.2 | 7.7 | Enthalpy Test Room | 3.4098 | 3.7146 | N/A | - | N/A | N/A | N/A | N/A | N/A | N/A | N/A | N/A | N/A | N/A | N/A | N/A | N/A | N/A | N/A | N/A | N/A | Single | R32 | Australia,New Zealand | 146156 | 2027-04-12 |  | Approved | Reverse Cycle | N/A | Yes | Class 10 | Yes | N/A | N/A | N/A | N/A | N/A | N/A | N/A | Available | N/A | N/A | http://www.haier.com/cn/ | http://www.climatetechnologies.com.au/ | N/A |  |  | AAC6612 | Yes | Variable output compressor | Inverter | No | - | 7100 | 2.1 | - | 960 | 3550 | No | - | - | - | 1919.4 | 7646.7 | No | 877.44 | 3823.35 | No | - | - | 7700 | 2.2 | 1000 | 3880 | No | - | - | Yes | 2500 | 6800 | No | - | - | No | - | - | - | - | - | No | - | - | No | - | - | No | - | - | - | - | 3.631 | 3.609 | 3.964 | 4.359 | 4.151 | 4.209 | 527 | 804 | 2323 | 1171 | 1453 | 3147 | 2 | 2 | 2 | 3.111 | 3.394 | 3.583 | 3.215 | 3.446 | 3.57 | 3254 | 1259 | 205 | 1076 | 580 | 134 | 1.5 | 1.5 | 2 | No | - | - | - | - | N/A | N/A | N/A | 10 | 3.3274 | 3.447
[SEER Non Multi-Split <=65kW] GEMS (Air Conditioners up to 65kW) Determination 2019 | MEPS 2019 | AS/NZS 3823.1.2:2012 | CRC6960010/CRC6960110 |  | N/A | BONAIRE | N/A | Ducted | Single Split System | - | Air | Air | China | 3.12 | N/A | 10 | N/A | N/A | N/A | N/A | N/A | 3.19 | 11.5 | Enthalpy Test Room | 3.3566 | 4.0391 | N/A | - | N/A | N/A | N/A | N/A | N/A | N/A | N/A | N/A | N/A | N/A | N/A | N/A | N/A | N/A | N/A | N/A | N/A | Single | R32 | Australia,New Zealand | 145989 | 2027-04-20 |  | Approved | Reverse Cycle | N/A | Yes | Class 11 | Yes | N/A | N/A | N/A | N/A | N/A | N/A | N/A | Available | N/A | N/A | http://www.haier.com/cn/ | http://www.climatetechnologies.com.au/ | N/A |  |  | AAC6613 | Yes | Variable output compressor | Inverter | No | - | 10000 | 3.12 | - | 1100 | 5000 | No | - | - | - | 2851.68 | 10770 | No | 1005.4 | 5385 | No | - | - | 11500 | 3.19 | 1300 | 5750 | No | - | - | Yes | 3200 | 8400 | No | - | - | No | - | - | - | - | - | No | - | - | No | - | - | No | - | - | - | - | 4.217 | 4.072 | 4.419 | 5.171 | 4.839 | 4.753 | 644 | 1011 | 2941 | 1394 | 1760 | 3930 | 2.5 | 2.5 | 2.5 | 3.056 | 3.567 | 4.071 | 3.239 | 3.772 | 4.066 | 4936 | 1777 | 262 | 1586 | 784 | 169 | 1.5 | 2 | 2.5 | No | - | - | - | - | N/A | N/A | N/A | 10 | 3.1708 | 3.5672
[SEER Non Multi-Split <=65kW] GEMS (Air Conditioners up to 65kW) Determination 2019 | MEPS 2019 | AS/NZS 3823.1.2:2012 | CRC6960012/CRC6960112 |  | N/A | BONAIRE | N/A | Ducted | Single Split System | - | Air | Air | China | 3.68 | N/A | 12.5 | N/A | N/A | N/A | N/A | N/A | 3.68 | 13.5 | Enthalpy Test Room | 3.4711 | 4.0579 | N/A | - | N/A | N/A | N/A | N/A | N/A | N/A | N/A | N/A | N/A | N/A | N/A | N/A | N/A | N/A | N/A | N/A | N/A | Single | R32 | Australia,New Zealand | 146003 | 2027-04-11 |  | Approved | Reverse Cycle | N/A | Yes | Class 11 | Yes | N/A | N/A | N/A | N/A | N/A | N/A | N/A | Available | N/A | N/A | http://www.haier.com/cn/ | http://www.climatetechnologies.com.au/ | N/A |  |  | AAC6609 | Yes | Variable output compressor | Inverter | No | - | 12500 | 3.68 | - | 1700 | 6250 | No | - | - | - | 3363.52 | 13462.5 | No | 1553.8 | 6731.25 | No | - | - | 13500 | 3.68 | 1850 | 7000 | No | - | - | Yes | 3600 | 11500 | No | - | - | No | - | - | - | - | - | No | - | - | No | - | - | No | - | - | - | - | 3.788 | 3.731 | 4.003 | 4.425 | 4.201 | 4.228 | 904 | 1388 | 4067 | 2046 | 2543 | 5530 | 2 | 2 | 2.5 | 3.163 | 3.394 | 3.49 | 3.211 | 3.4 | 3.473 | 5596 | 2187 | 350 | 1874 | 1015 | 224 | 1.5 | 1.5 | 1.5 | No | - | - | - | - | N/A | N/A | N/A | 10 | 3.3658 | 3.6351
[SEER Non Multi-Split <=65kW] GEMS (Air Conditioners up to 65kW) Determination 2019 | MEPS 2019 | AS/NZS 3823.1.2:2012 | CRC6960014/CRC6960114 |  | N/A | BONAIRE | N/A | Ducted | Single Split System | - | Air | Air | China | 4.28 | N/A | 13.5 | N/A | N/A | N/A | N/A | N/A | 4.57 | 16 | Calorimeter Room | 3.5847 | 3.7655 | N/A | - | N/A | N/A | N/A | N/A | N/A | N/A | N/A | N/A | N/A | N/A | N/A | N/A | N/A | N/A | N/A | N/A | N/A | Single | R32 | Australia,New Zealand | 146008 | 2027-04-11 |  | Approved | Reverse Cycle | N/A | Yes | Class 11 | Yes | N/A | N/A | N/A | N/A | N/A | N/A | N/A | Available | N/A | N/A | http://www.haier.com/cn/ | http://www.climatetechnologies.com.au/ | N/A |  |  | AAC6611 | Yes | Variable output compressor | Inverter | No | - | 13500 | 4.28 | - | 1550 | 7000 | No | - | - | - | 3911.92 | 14539.5 | No | 1416.7 | 7539 | No | - | - | 16000 | 4.57 | 1950 | 8000 | No | - | - | Yes | 4200 | 11500 | No | - | - | No | - | - | - | - | - | No | - | - | No | - | - | No | - | - | - | - | 4.283 | 4.104 | 4.408 | 5.176 | 4.828 | 4.73 | 863 | 1363 | 3989 | 1887 | 2389 | 5338 | 2.5 | 2.5 | 2.5 | 2.956 | 3.39 | 3.783 | 3.089 | 3.427 | 3.775 | 7091 | 2589 | 380 | 2304 | 1189 | 243 | 1 | 1.5 | 2 | No | - | - | - | - | N/A | N/A | N/A | 10 | 3.1295 | 3.4754
[SEER Non Multi-Split <=65kW] GEMS (Air Conditioners up to 65kW) Determination 2019 | MEPS 2019 | AS/NZS 3823.1.2:2012 | CRC6960016/CRC6960116 |  | N/A | BONAIRE | N/A | Ducted | Single Split System | - | Air | Air | China | 4.8 | N/A | 15 | N/A | N/A | N/A | N/A | N/A | 4.9 | 17.5 | Enthalpy Test Room | 3.4049 | 3.7148 | N/A | - | N/A | N/A | N/A | N/A | N/A | N/A | N/A | N/A | N/A | N/A | N/A | N/A | N/A | N/A | N/A | N/A | N/A | Single | R32 | Australia,New Zealand | 146012 | 2027-04-11 |  | Approved | Reverse Cycle | N/A | Yes | Class 11 | Yes | N/A | N/A | N/A | N/A | N/A | N/A | N/A | Available | N/A | N/A | http://www.haier.com/cn/ | http://www.climatetechnologies.com.au/ | N/A |  |  | AAC6610 | Yes | Variable output compressor | Inverter | No | - | 15000 | 4.8 | - | 1800 | 7525 | No | - | - | - | 4387.2 | 16155 | No | 1645.2 | 8104.425 | No | - | - | 17500 | 4.9 | 2200 | 9000 | No | - | - | Yes | 4200 | 12000 | No | - | - | No | - | - | - | - | - | No | - | - | No | - | - | No | - | - | - | - | 4.074 | 3.928 | 4.194 | 4.869 | 4.562 | 4.481 | 1012 | 1586 | 4662 | 2233 | 2813 | 6264 | 2.5 | 2 | 2.5 | 2.736 | 3.134 | 3.762 | 2.923 | 3.407 | 3.753 | 8373 | 3059 | 415 | 2660 | 1306 | 265 | 1 | 1.5 | 2 | No | - | - | - | - | N/A | N/A | N/A | 10 | 3.1031 | 3.547
[SEER Non Multi-Split <=65kW] GEMS (Air Conditioners up to 65kW) Determination 2019 | MEPS 2019 | AS/NZS 3823.1.2:2012 | CRC6960018/CRC6960118 |  | N/A | BONAIRE | N/A | Ducted | Single Split System | - | Air | Air | China | 5.625 | N/A | 18 | N/A | N/A | N/A | N/A | N/A | 5.33 | 20 | Enthalpy Test Room | 3.2308 | 3.8724 | N/A | - | N/A | N/A | N/A | N/A | N/A | N/A | N/A | N/A | N/A | N/A | N/A | N/A | N/A | N/A | N/A | N/A | N/A | Single | R32 | Australia,Fiji,New Zealand | 155454 | 2028-07-23 |  | Approved | Reverse Cycle | N/A | Yes | Class 11 | Yes | N/A | N/A | N/A | N/A | N/A | N/A | N/A | Unavailable | N/A | N/A | http://www.haier.com/cn/ | http://www.climatetechnologies.com.au/ | N/A |  |  | AAC7649 | Yes | Variable output compressor | Inverter | No | - | 18000 | 5.625 | - | 2200 | 9000 | No | - | - | - | 5141.25 | 19386 | No | 2010.8 | 9693 | No | - | - | 20000 | 5.33 | 2500 | 10000 | No | - | - | No | - | - | - | 4500 | 13000 | No | - | - | - | - | - | - | - | - | No | - | - | No | - | - | - | - | 4.023 | 3.901 | 4.174 | 4.793 | 4.506 | 4.45 | 1227 | 1914 | 5619 | 2720 | 3415 | 7568 | 2.5 | 2 | 2.5 | 2.822 | 3.172 | 3.66 | 3.073 | 3.376 | 3.671 | 9284 | 3458 | 491 | 2897 | 1510 | 312 | 1 | 1.5 | 2 | No | - | - | - | - | N/A | N/A | N/A | 13 | 3.1752 | 3.7217
[SEER Non Multi-Split <=65kW] GEMS (Air Conditioners up to 65kW) Determination 2019 | MEPS 2019 | AS/NZS 3823.1.1:2012 | CRC6970025/CRC6970125 |  | N/A | BONAIRE | N/A | Non Ducted | Single Split System | Wall Hung | Air | Air | China | 0.67 | N/A | 2.5 | N/A | N/A | N/A | N/A | N/A | 0.8 | 3 | Calorimeter Room | 3.8599 | 3.7688 | N/A | - | N/A | N/A | N/A | N/A | N/A | N/A | N/A | N/A | N/A | N/A | N/A | N/A | N/A | N/A | N/A | N/A | N/A | Single | R32 | Australia,Fiji,New Zealand | 156707 | 2028-09-20 |  | Approved | Reverse Cycle | N/A | Yes | Class 8 | Yes | N/A | N/A | N/A | N/A | N/A | N/A | N/A | Available | N/A | N/A | http://www.haier.com/cn/ | http://www.climatetechnologies.com.au/ | N/A |  |  | AAC7790 | Yes | Variable output compressor | Inverter | No | - | 2500 | 0.67 | - | 260 | 1250 | No | - | - | - | 612.38 | 2692.5 | No | 237.64 | 1346.25 | No | - | - | 3000 | 0.8 | 310 | 1500 | No | - | - | No | - | - | - | 1090 | 2950 | No | - | - | - | - | - | - | - | - | No | - | - | No | - | - | 56.3 | 59.1 | 4.689 | 4.549 | 4.883 | 5.611 | 5.274 | 5.211 | 146 | 228 | 667 | 322 | 405 | 897 | 3 | 3 | 3 | 3.568 | 3.999 | 4.44 | 3.804 | 4.177 | 4.443 | 1102 | 412 | 61 | 351 | 183 | 39 | 2 | 2 | 2.5 | No | - | - | - | - | N/A | N/A | N/A | 1.705 | 3.6995 | 3.7232
[SEER Non Multi-Split <=65kW] GEMS (Air Conditioners up to 65kW) Determination 2019 | MEPS 2019 | AS/NZS 3823.1.1:2012 | CRC6970035/CRC6970135 |  | N/A | BONAIRE | N/A | Non Ducted | Single Split System | Wall Hung | Air | Air | China | 0.94 | N/A | 3.5 | N/A | N/A | N/A | N/A | N/A | 1 | 3.7 | Calorimeter Room | 3.7987 | 3.7928 | N/A | - | N/A | N/A | N/A | N/A | N/A | N/A | N/A | N/A | N/A | N/A | N/A | N/A | N/A | N/A | N/A | N/A | N/A | Single | R32 | Australia,Fiji,New Zealand | 156721 | 2028-09-19 |  | Approved | Reverse Cycle | N/A | Yes | Class 8 | Yes | N/A | N/A | N/A | N/A | N/A | N/A | N/A | Available | N/A | N/A | http://www.haier.com/cn/ | http://www.climatetechnologies.com.au/ | N/A |  |  | AAC7787 | Yes | Variable output compressor | Inverter | No | - | 3500 | 0.94 | - | 360 | 1750 | No | - | - | - | 859.16 | 3769.5 | No | 329.04 | 1884.75 | No | - | - | 3700 | 1 | 390 | 1850 | No | - | - | No | - | - | - | 1430 | 3600 | No | - | - | - | - | - | - | - | - | No | - | - | No | - | - | 57.1 | 60.2 | 4.775 | 4.615 | 4.925 | 5.687 | 5.337 | 5.254 | 201 | 315 | 927 | 446 | 561 | 1247 | 3 | 3 | 3 | 3.446 | 3.877 | 4.347 | 3.696 | 4.072 | 4.354 | 1406 | 523 | 76 | 445 | 232 | 49 | 1.5 | 2 | 2.5 | No | - | - | - | - | N/A | N/A | N/A | 1.955 | 3.6974 | 3.6757
[SEER Non Multi-Split <=65kW] GEMS (Air Conditioners up to 65kW) Determination 2019 | MEPS 2019 | AS/NZS 3823.1.1:2012 | CRC6970050/CRC6970150 |  | N/A | BONAIRE | N/A | Non Ducted | Single Split System | Wall Hung | Air | Air | China | 1.4 | N/A | 5 | N/A | N/A | N/A | N/A | N/A | 1.54 | 5.2 | Calorimeter Room | 3.6588 | 3.4181 | N/A | - | N/A | N/A | N/A | N/A | N/A | N/A | N/A | N/A | N/A | N/A | N/A | N/A | N/A | N/A | N/A | N/A | N/A | Single | R32 | Australia,Fiji,New Zealand | 156726 | 2028-09-19 |  | Approved | Reverse Cycle | N/A | Yes | Class 9 | Yes | N/A | N/A | N/A | N/A | N/A | N/A | N/A | Available | N/A | N/A | http://www.haier.com/cn/ | http://www.climatetechnologies.com.au/ | N/A |  |  | AAC7788 | Yes | Variable output compressor | Inverter | No | - | 5000 | 1.4 | - | 600 | 2500 | No | - | - | - | 1279.6 | 5385 | No | 548.4 | 2692.5 | No | - | - | 5200 | 1.54 | 620 | 2600 | No | - | - | No | - | - | - | 1950 | 5000 | No | - | - | - | - | - | - | - | - | No | - | - | No | - | - | 60.4 | 65.1 | 4.299 | 4.186 | 4.431 | 5.001 | 4.719 | 4.689 | 322 | 499 | 1473 | 727 | 908 | 1997 | 2.5 | 2.5 | 2.5 | 3.19 | 3.523 | 3.855 | 3.367 | 3.652 | 3.853 | 2133 | 807 | 119 | 685 | 361 | 75 | 1.5 | 2 | 2 | No | - | - | - | - | N/A | N/A | N/A | 2.1997 | 3.5526 | 3.3604
[SEER Non Multi-Split <=65kW] GEMS (Air Conditioners up to 65kW) Determination 2019 | MEPS 2019 | AS/NZS 3823.1.1:2012 | CRC6970071/CRC6970171 |  | N/A | BONAIRE | N/A | Non Ducted | Single Split System | Wall Hung | Air | Air | China | 2.1 | N/A | 7 | N/A | N/A | N/A | N/A | N/A | 2.05 | 7.5 | Calorimeter Room | 3.5209 | 3.8683 | N/A | - | N/A | N/A | N/A | N/A | N/A | N/A | N/A | N/A | N/A | N/A | N/A | N/A | N/A | N/A | N/A | N/A | N/A | Single | R32 | Australia,Fiji,New Zealand | 156747 | 2028-09-19 |  | Approved | Reverse Cycle | N/A | Yes | Class 9 | Yes | N/A | N/A | N/A | N/A | N/A | N/A | N/A | Available | N/A | N/A | http://www.haier.com/cn/ | http://www.climatetechnologies.com.au/ | N/A |  |  | AAC7789 | Yes | Variable output compressor | Inverter | No | - | 7000 | 2.1 | - | 800 | 3500 | No | - | - | - | 1919.4 | 7539 | No | 731.2 | 3769.5 | No | - | - | 7500 | 2.05 | 800 | 3750 | No | - | - | No | - | - | - | 2700 | 7000 | No | - | - | - | - | - | - | - | - | No | - | - | No | - | - | 63.3 | 66.3 | 4.356 | 4.193 | 4.439 | 5.147 | 4.822 | 4.731 | 444 | 697 | 2059 | 988 | 1244 | 2772 | 2.5 | 2.5 | 2.5 | 3.403 | 3.833 | 4.296 | 3.651 | 4.024 | 4.303 | 2885 | 1071 | 154 | 912 | 473 | 98 | 1.5 | 2 | 2.5 | No | - | - | - | - | N/A | N/A | N/A | 3.13 | 3.3166 | 3.6398
[SEER Non Multi-Split <=65kW] GEMS (Air Conditioners up to 65kW) Determination 2019 | MEPS Oct 2011 | AS/NZS 3823.1.2:2012 | OPTIMA 6950007 / 6950107 |  | N/A | BONAIRE | 0 | Ducted | Single Split System | - | Air | Air | China | 2.15 | 7.1 | 7.1 | 700 | 0 | 0 | 0 | 248 | 2 | 7.7 | Calorimeter Room | 3.3869 | 3.9109 | Yes | 0 | N/A | 10 | 10 | 0 | 0 | N/A | N/A | N/A | 3.3329 | 3.8452 | N/A | N/A | 2.1657 | 3.1903 | 2 | 3 | Calorimeter Room | Single | R410A | Australia,New Zealand | 127771 | 2025-03-31 |  | Approved | Reverse Cycle | 1100 | No | Class 10 | No | - | No | - | - | - | - | 3.3869 | Available | N/A | N/A | http://www.haier.com/cn/ | http://www.climatetechnologies.com.au/ | Yes |  | https://reg.energyrating.gov.au/static/common/images/star_ratings_2014/aircon_rating_2_3.png | AAC4765 | N/A | Variable output compressor | Inverter | N/A | N/A | N/A | 2.15 | N/A | N/A | N/A | N/A | N/A | N/A | N/A | N/A | N/A | N/A | N/A | N/A | N/A | N/A | N/A | N/A | 2 | N/A | N/A | N/A | N/A | N/A | N/A | N/A | N/A | N/A | N/A | N/A | N/A | N/A | N/A | N/A | N/A | N/A | N/A | N/A | N/A | N/A | N/A | N/A | N/A | N/A | N/A | N/A | N/A | N/A | N/A | N/A | N/A | N/A | N/A | N/A | N/A | N/A | N/A | N/A | N/A | N/A | N/A | N/A | N/A | N/A | N/A | N/A | N/A | N/A | N/A | N/A | N/A | N/A | N/A | N/A | N/A | N/A | N/A | N/A | N/A | N/A | N/A | N/A | N/A | N/A | N/A | N/A | 3.2512 | 3.786
[SEER Non Multi-Split <=65kW] GEMS (Air Conditioners up to 65kW) Determination 2019 | MEPS Oct 2011 | AS/NZS 3823.1.2:2012 | OPTIMA 6950010 / 6950110 |  | N/A | BONAIRE | 0 | Ducted | Single Split System | - | Air | Air | China | 3.15 | 10 | 10 | 490 | 0 | 0 | 0 | 425 | 3.05 | 10.4 | Calorimeter Room | 3.303 | 3.3898 | Yes | 0 | N/A | 10 | 10 | 0 | 0 | N/A | N/A | N/A | 3.2664 | 3.3527 | N/A | N/A | 2.0328 | 2.2053 | 2 | 2 | Calorimeter Room | Single | R410A | Australia,New Zealand | 127992 | 2025-03-30 |  | Approved | Reverse Cycle | 1350 | No | Class 11 | No | - | No | - | - | - | - | 3.303 | Available | N/A | N/A | http://www.haier.com/cn/ | http://www.climatetechnologies.com.au/ | Yes |  | https://reg.energyrating.gov.au/static/common/images/star_ratings_2014/aircon_rating_2_2.png | AAC4754 | N/A | Variable output compressor | Inverter | N/A | N/A | N/A | 3.15 | N/A | N/A | N/A | N/A | N/A | N/A | N/A | N/A | N/A | N/A | N/A | N/A | N/A | N/A | N/A | N/A | 3.05 | N/A | N/A | N/A | N/A | N/A | N/A | N/A | N/A | N/A | N/A | N/A | N/A | N/A | N/A | N/A | N/A | N/A | N/A | N/A | N/A | N/A | N/A | N/A | N/A | N/A | N/A | N/A | N/A | N/A | N/A | N/A | N/A | N/A | N/A | N/A | N/A | N/A | N/A | N/A | N/A | N/A | N/A | N/A | N/A | N/A | N/A | N/A | N/A | N/A | N/A | N/A | N/A | N/A | N/A | N/A | N/A | N/A | N/A | N/A | N/A | N/A | N/A | N/A | N/A | N/A | N/A | N/A | 3.1409 | 3.3725
[SEER Non Multi-Split <=65kW] GEMS (Air Conditioners up to 65kW) Determination 2019 | MEPS Oct 2011 | AS/NZS 3823.1.2:2012 | OPTIMA 6950014 / 6950114 |  | N/A | BONAIRE | 0 | Ducted | Single Split System | - | Air | Air | China | 4.3 | 13.5 | 13.5 | 490 | 0 | 0 | 0 | 425 | 4.3 | 16 | Calorimeter Room | 3.1882 | 3.7803 | Yes | 0 | N/A | 15 | 15 | 0 | 0 | N/A | N/A | N/A | 3.1506 | 3.737 | N/A | N/A | 1.8013 | 2.9739 | 1.5 | 2.5 | Calorimeter Room | Single | R410A | Australia,New Zealand | 128020 | 2025-03-31 |  | Approved | Reverse Cycle | 1350 | No | Class 11 | No | - | No | - | - | - | - | 3.1882 | Available | N/A | N/A | http://www.haier.com/cn/ | http://www.climatetechnologies.com.au/ | Yes |  | https://reg.energyrating.gov.au/static/common/images/star_ratings_2014/aircon_rating_1.5_2.5.png | AAC4767 | N/A | Variable output compressor | Inverter | N/A | N/A | N/A | 4.3 | N/A | N/A | N/A | N/A | N/A | N/A | N/A | N/A | N/A | N/A | N/A | N/A | N/A | N/A | N/A | N/A | 4.3 | N/A | N/A | N/A | N/A | N/A | N/A | N/A | N/A | N/A | N/A | N/A | N/A | N/A | N/A | N/A | N/A | N/A | N/A | N/A | N/A | N/A | N/A | N/A | N/A | N/A | N/A | N/A | N/A | N/A | N/A | N/A | N/A | N/A | N/A | N/A | N/A | N/A | N/A | N/A | N/A | N/A | N/A | N/A | N/A | N/A | N/A | N/A | N/A | N/A | N/A | N/A | N/A | N/A | N/A | N/A | N/A | N/A | N/A | N/A | N/A | N/A | N/A | N/A | N/A | N/A | N/A | N/A | 3.1029 | 3.6776
[SEER Non Multi-Split <=65kW] GEMS (Air Conditioners up to 65kW) Determination 2019 | MEPS Oct 2011 | AS/NZS 3823.1.2:2012 | OPTIMA 6950016 / 6950116 |  | N/A | BONAIRE | 0 | Ducted | Single Split System | - | Air | Air | China | 4.8 | 15 | 15 | 490 | 0 | 0 | 0 | 425 | 4.7 | 17 | Calorimeter Room | 3.1353 | 3.7228 | Yes | 0 | N/A | 10 | 10 | 0 | 0 | N/A | N/A | N/A | 3.1131 | 3.6959 | N/A | N/A | 1.7261 | 2.8919 | 1.5 | 2.5 | Calorimeter Room | Single | R410A | Australia,New Zealand | 128022 | 2025-03-31 |  | Approved | Reverse Cycle | 1350 | No | Class 11 | No | - | No | - | - | - | - | 3.1353 | Available | N/A | N/A | http://www.haier.com/cn/ | http://www.climatetechnologies.com.au/ | Yes |  | https://reg.energyrating.gov.au/static/common/images/star_ratings_2014/aircon_rating_1.5_2.5.png | AAC4768 | N/A | Variable output compressor | Inverter | N/A | N/A | N/A | 4.8 | N/A | N/A | N/A | N/A | N/A | N/A | N/A | N/A | N/A | N/A | N/A | N/A | N/A | N/A | N/A | N/A | 4.7 | N/A | N/A | N/A | N/A | N/A | N/A | N/A | N/A | N/A | N/A | N/A | N/A | N/A | N/A | N/A | N/A | N/A | N/A | N/A | N/A | N/A | N/A | N/A | N/A | N/A | N/A | N/A | N/A | N/A | N/A | N/A | N/A | N/A | N/A | N/A | N/A | N/A | N/A | N/A | N/A | N/A | N/A | N/A | N/A | N/A | N/A | N/A | N/A | N/A | N/A | N/A | N/A | N/A | N/A | N/A | N/A | N/A | N/A | N/A | N/A | N/A | N/A | N/A | N/A | N/A | N/A | N/A | 3.1031 | 3.5912
[SEER Non Multi-Split <=65kW] GEMS (Air Conditioners up to 65kW) Determination 2019 | MEPS Oct 2011 | AS/NZS 3823.1.2:2012 | OPTIMA 6950020 / 6950120 |  | N/A | BONAIRE | 0 | Ducted | Single Split System | - | Air | Air | China | 6.1 | 20 | 20 | 895 | 0 | 0 | 0 | 500 | 6.3 | 22.8 | Calorimeter Room | 3.155 | 3.739 | Yes | 0 | N/A | 15 | 15 | 0 | 0 | N/A | N/A | N/A | 3.1301 | 3.7092 | N/A | N/A | 0 | 0 | 0 | 0 | Calorimeter Room | Three | R410A | Australia,New Zealand | 128026 | 2025-03-31 |  | Approved | Reverse Cycle | 1330 | No | Class 11 | No | - | No | - | - | - | - | 3.155 | Available | N/A | N/A | http://www.haier.com/cn/ | http://www.climatetechnologies.com.au/ | Yes |  |  | AAC4769 | N/A | Variable output compressor | Inverter | N/A | N/A | N/A | 6.1 | N/A | N/A | N/A | N/A | N/A | N/A | N/A | N/A | N/A | N/A | N/A | N/A | N/A | N/A | N/A | N/A | 6.3 | N/A | N/A | N/A | N/A | N/A | N/A | N/A | N/A | N/A | N/A | N/A | N/A | N/A | N/A | N/A | N/A | N/A | N/A | N/A | N/A | N/A | N/A | N/A | N/A | N/A | N/A | N/A | N/A | N/A | N/A | N/A | N/A | N/A | N/A | N/A | N/A | N/A | N/A | N/A | N/A | N/A | N/A | N/A | N/A | N/A | N/A | N/A | N/A | N/A | N/A | N/A | N/A | N/A | N/A | N/A | N/A | N/A | N/A | N/A | N/A | N/A | N/A | N/A | N/A | N/A | N/A | N/A | 3.2517 | 3.5902
[SEER Non Multi-Split <=65kW] GEMS (Air Conditioners up to 65kW) Determination 2019 | MEPS Oct 2011 | AS/NZS 3823.1.2:2012 | OPTIMA 6950024 / 6950124 |  | N/A | BONAIRE | 0 | Ducted | Single Split System | - | Air | Air | China | 7.5 | 23.5 | 23.5 | 895 | 0 | 0 | 0 | 500 | 7.3 | 26 | Enthalpy Test Room | 3.15 | 3.5988 | Yes | 0 | N/A | 20 | 20 | 0 | 0 | N/A | N/A | N/A | 3.1216 | 3.566 | N/A | N/A | 0 | 0 | 0 | 0 | Enthalpy Test Room | Three | R410A | Australia,New Zealand | 128030 | 2025-03-31 |  | Approved | Reverse Cycle | 1330 | No | Class 11 | No | - | No | - | - | - | - | 3.15 | Available | N/A | N/A | http://www.haier.com/cn/ | http://www.climatetechnologies.com.au/ | Yes |  |  | AAC4770 | N/A | Variable output compressor | Inverter | N/A | N/A | N/A | 7.5 | N/A | N/A | N/A | N/A | N/A | N/A | N/A | N/A | N/A | N/A | N/A | N/A | N/A | N/A | N/A | N/A | 7.3 | N/A | N/A | N/A | N/A | N/A | N/A | N/A | N/A | N/A | N/A | N/A | N/A | N/A | N/A | N/A | N/A | N/A | N/A | N/A | N/A | N/A | N/A | N/A | N/A | N/A | N/A | N/A | N/A | N/A | N/A | N/A | N/A | N/A | N/A | N/A | N/A | N/A | N/A | N/A | N/A | N/A | N/A | N/A | N/A | N/A | N/A | N/A | N/A | N/A | N/A | N/A | N/A | N/A | N/A | N/A | N/A | N/A | N/A | N/A | N/A | N/A | N/A | N/A | N/A | N/A | N/A | N/A | 3.1053 | 3.529
[SEER Non Multi-Split <=65kW] GEMS (Air Conditioners up to 65kW) Determination 2019 | MEPS 2019 | AS/NZS 3823.1.1:2012 | OPTIMA L-SERIES 6910025 / 6910125 | OPTIMA N-SERIES CRC6930025 / CRC6930125 | N/A | BONAIRE | N/A | Non Ducted | Single Split System | Wall Hung | Air | Air | China | 0.67 | N/A | 2.5 | N/A | N/A | N/A | N/A | N/A | 0.78 | 2.9 | Calorimeter Room | 4.0186 | 4.2982 | N/A | - | N/A | N/A | N/A | N/A | N/A | N/A | N/A | N/A | N/A | N/A | N/A | N/A | N/A | N/A | N/A | N/A | N/A | Single | R32 | Australia,New Zealand | 129835 | 2025-06-19 |  | Approved | Reverse Cycle | N/A | No | Class 8 | No | N/A | N/A | N/A | N/A | N/A | N/A | N/A | Available | N/A | N/A | http://www.haier.com/cn/ | http://www.climatetechnologies.com.au/ | N/A |  |  | AAC4923 | Yes | Variable output compressor | Inverter | No | - | 2500 | 0.67 | - | 250 | 1250 | No | - | - | - | 612.38 | 2692.5 | No | 228.5 | 1346.25 | No | - | - | 2900 | 0.78 | 290 | 1450 | No | - | - | No | - | - | - | 695 | 2000 | No | - | - | - | - | - | - | - | - | No | - | - | No | - | - | 51.2 | 61 | 4.705 | 4.573 | 4.969 | 5.736 | 5.39 | 5.328 | 144 | 225 | 654 | 314 | 395 | 876 | 3 | 3 | 3 | 3.172 | 3.694 | 4.532 | 3.577 | 4.064 | 4.572 | 1199 | 432 | 59 | 362 | 183 | 38 | 1.5 | 2 | 3 | No | - | - | - | - | N/A | N/A | N/A | 2.3 | 3.6885 | 3.6813
[SEER Non Multi-Split <=65kW] GEMS (Air Conditioners up to 65kW) Determination 2019 | MEPS 2019 | AS/NZS 3823.1.1:2012 | OPTIMA L-SERIES 6910035 / 6910135 | OPTIMA N SERIES CRC6930135 / CRC6930035 | N/A | BONAIRE | N/A | Non Ducted | Single Split System | Wall Hung | Air | Air | China | 0.94 | N/A | 3.5 | N/A | N/A | N/A | N/A | N/A | 1 | 3.7 | Calorimeter Room | 4.1036 | 4.2973 | N/A | - | N/A | N/A | N/A | N/A | N/A | N/A | N/A | N/A | N/A | N/A | N/A | N/A | N/A | N/A | N/A | N/A | N/A | Single | R32 | Australia,New Zealand | 129843 | 2025-06-19 |  | Approved | Reverse Cycle | N/A | Yes | Class 8 | Yes | N/A | N/A | N/A | N/A | N/A | N/A | N/A | Available | N/A | N/A | http://www.haier.com/cn/ | http://www.climatetechnologies.com.au/ | N/A |  |  | AAC4924 | Yes | Variable output compressor | Inverter | No | - | 3500 | 0.94 | - | 350 | 1750 | No | - | - | - | 859.16 | 3769.5 | No | 319.9 | 1884.75 | No | - | - | 3700 | 1 | 370 | 1850 | No | - | - | No | - | - | - | 1020 | 2800 | No | - | - | - | - | - | - | - | - | No | - | - | No | - | - | 53 | 61.6 | 4.914 | 4.726 | 5.02 | 5.844 | 5.47 | 5.36 | 196 | 309 | 910 | 435 | 548 | 1223 | 3 | 3 | 3.5 | 3.288 | 3.816 | 4.55 | 3.657 | 4.137 | 4.578 | 1473 | 531 | 72 | 449 | 227 | 46 | 1.5 | 2 | 3 | No | - | - | - | - | N/A | N/A | N/A | 1.6 | 3.7021 | 3.6801
[SEER Non Multi-Split <=65kW] GEMS (Air Conditioners up to 65kW) Determination 2019 | MEPS 2019 | AS/NZS 3823.1.1:2012 | OPTIMA L-SERIES 6910050 / 6910150 | OPTIMA N SERIES CRC6930050 / CRC6930150 | N/A | BONAIRE | N/A | Non Ducted | Single Split System | Wall Hung | Air | Air | China | 1.52 | N/A | 5 | N/A | N/A | N/A | N/A | N/A | 1.59 | 5.2 | Calorimeter Room | 3.5589 | 3.2932 | N/A | - | N/A | N/A | N/A | N/A | N/A | N/A | N/A | N/A | N/A | N/A | N/A | N/A | N/A | N/A | N/A | N/A | N/A | Single | R32 | Australia,New Zealand | 129846 | 2025-06-19 |  | Approved | Reverse Cycle | N/A | Yes | Class 9 | Yes | N/A | N/A | N/A | N/A | N/A | N/A | N/A | Available | N/A | N/A | http://www.haier.com/cn/ | http://www.climatetechnologies.com.au/ | N/A |  |  | AAC4921 | Yes | Variable output compressor | Inverter | No | - | 5000 | 1.52 | - | 580 | 2500 | No | - | - | - | 1389.28 | 5385 | No | 530.12 | 2692.5 | No | - | - | 5200 | 1.59 | 600 | 2600 | No | - | - | No | - | - | - | 1500 | 4140 | No | - | - | - | - | - | - | - | - | No | - | - | No | - | - | 58.8 | 63.8 | 4.094 | 3.985 | 4.325 | 4.969 | 4.675 | 4.63 | 332 | 516 | 1502 | 725 | 911 | 2017 | 2.5 | 2 | 2.5 | 3.122 | 3.53 | 3.972 | 3.359 | 3.712 | 3.978 | 2187 | 814 | 123 | 693 | 361 | 79 | 1.5 | 2 | 2 | No | - | - | - | - | N/A | N/A | N/A | 5.14 | 3.2523 | 3.2351
[SEER Non Multi-Split <=65kW] GEMS (Air Conditioners up to 65kW) Determination 2019 | MEPS 2019 | AS/NZS 3823.1.1:2012 | OPTIMA L-SERIES 6910070 / 6910170 | OPTIMA N-SERIES CRC6930170 / CRC6930070 | N/A | BONAIRE | N/A | Non Ducted | Single Split System | Wall Hung | Air | Air | China | 2.14 | N/A | 7 | N/A | N/A | N/A | N/A | N/A | 2.29 | 7.5 | Calorimeter Room | 3.4742 | 3.6451 | N/A | - | N/A | N/A | N/A | N/A | N/A | N/A | N/A | N/A | N/A | N/A | N/A | N/A | N/A | N/A | N/A | N/A | N/A | Single | R32 | Australia,New Zealand | 129848 | 2025-06-19 |  | Approved | Reverse Cycle | N/A | Yes | Class 9 | Yes | N/A | N/A | N/A | N/A | N/A | N/A | N/A | Available | N/A | N/A | http://www.haier.com/cn/ | http://www.climatetechnologies.com.au/ | N/A |  |  | AAC4922 | Yes | Variable output compressor | Inverter | No | - | 7000 | 2.14 | - | 850 | 3500 | No | - | - | - | 1955.96 | 7539 | No | 776.9 | 3769.5 | No | - | - | 7500 | 2.29 | 850 | 3750 | No | - | - | No | - | - | - | 2343 | 6000 | No | - | - | - | - | - | - | - | - | No | - | - | No | - | - | 61 | 65.4 | 4.068 | 3.951 | 4.227 | 4.837 | 4.551 | 4.502 | 472 | 735 | 2158 | 1048 | 1315 | 2909 | 2.5 | 2 | 2.5 | 3.082 | 3.507 | 4.032 | 3.356 | 3.731 | 4.045 | 3188 | 1175 | 169 | 996 | 513 | 107 | 1.5 | 2 | 2.5 | No | - | - | - | - | N/A | N/A | N/A | 5 | 3.2454 | 3.2511
[SEER Non Multi-Split <=65kW] GEMS (Air Conditioners up to 65kW) Determination 2019 | MEPS 2019 | AS/NZS 3823.1.1:2012 | OPTIMA L-SERIES CRC6910082 / CRC6910182 | OPTIMA N-SERIES CRC6930182 / CRC6930082 | N/A | BONAIRE | N/A | Non Ducted | Single Split System | Wall Hung | Air | Air | China | 2.27 | N/A | 8.2 | N/A | N/A | N/A | N/A | N/A | 2.5 | 9 | Calorimeter Room | 3.4483 | 3.4295 | N/A | - | N/A | N/A | N/A | N/A | N/A | N/A | N/A | N/A | N/A | N/A | N/A | N/A | N/A | N/A | N/A | N/A | N/A | Single | R32 | Australia,New Zealand | 140596 | 2026-08-03 |  | Approved | Reverse Cycle | N/A | Yes | Class 9 | Yes | N/A | N/A | N/A | N/A | N/A | N/A | N/A | Available | N/A | N/A | http://www.haier.com/cn/ | http://www.climatetechnologies.com.au/ | N/A |  |  | AAC6198 | Yes | Variable output compressor | Inverter | No | - | 8200 | 2.27 | - | 950 | 4100 | No | - | - | - | 2074.78 | 8831.4 | No | 868.3 | 4415.7 | No | - | - | 9000 | 2.5 | 1000 | 4500 | No | - | - | No | - | - | - | 2500 | 6850 | No | - | - | - | - | - | - | - | - | No | - | - | No | - | - | 63.4 | 71.9 | 4.488 | 4.344 | 4.563 | 5.191 | 4.886 | 4.829 | 508 | 791 | 2350 | 1151 | 1442 | 3184 | 2.5 | 2.5 | 3 | 3.138 | 3.574 | 4.113 | 3.42 | 3.804 | 4.127 | 3750 | 1373 | 189 | 1165 | 597 | 119 | 1.5 | 2 | 2.5 | No | - | - | - | - | N/A | N/A | N/A | 2.14 | 3.6009 | 3.5896
[SEER Non Multi-Split <=65kW] GEMS (Air Conditioners up to 65kW) Determination 2019 | MEPS 2019 | AS/NZS 3823.1.1:2012 | OPTIMA N SERIES CRC6930050 / CRC6930150 | OPTIMA N SERIES CRC6930050 / CRC6930150 | N/A | BONAIRE | N/A | Non Ducted | Single Split System | Wall Hung | Air | Air | China | 1.52 | N/A | 5 | N/A | N/A | N/A | N/A | N/A | 1.59 | 5.2 | Calorimeter Room | 3.5589 | 3.2932 | N/A | - | N/A | N/A | N/A | N/A | N/A | N/A | N/A | N/A | N/A | N/A | N/A | N/A | N/A | N/A | N/A | N/A | N/A | Single | R32 | Australia,New Zealand | 129846 | 2025-06-19 |  | Approved | Reverse Cycle | N/A | Yes | Class 9 | Yes | N/A | N/A | N/A | N/A | N/A | N/A | N/A | Available | N/A | N/A | http://www.haier.com/cn/ | http://www.climatetechnologies.com.au/ | N/A |  |  | AAC4921 | Yes | Variable output compressor | Inverter | No | - | 5000 | 1.52 | - | 580 | 2500 | No | - | - | - | 1389.28 | 5385 | No | 530.12 | 2692.5 | No | - | - | 5200 | 1.59 | 600 | 2600 | No | - | - | No | - | - | - | 1500 | 4140 | No | - | - | - | - | - | - | - | - | No | - | - | No | - | - | 58.8 | 63.8 | 4.094 | 3.985 | 4.325 | 4.969 | 4.675 | 4.63 | 332 | 516 | 1502 | 725 | 911 | 2017 | 2.5 | 2 | 2.5 | 3.122 | 3.53 | 3.972 | 3.359 | 3.712 | 3.978 | 2187 | 814 | 123 | 693 | 361 | 79 | 1.5 | 2 | 2 | No | - | - | - | - | N/A | N/A | N/A | 5.14 | 3.2523 | 3.2351
[SEER Non Multi-Split <=65kW] GEMS (Air Conditioners up to 65kW) Determination 2019 | MEPS 2019 | AS/NZS 3823.1.1:2012 | OPTIMA N SERIES CRC6930135 / CRC6930035 | OPTIMA N SERIES CRC6930135 / CRC6930035 | N/A | BONAIRE | N/A | Non Ducted | Single Split System | Wall Hung | Air | Air | China | 0.94 | N/A | 3.5 | N/A | N/A | N/A | N/A | N/A | 1 | 3.7 | Calorimeter Room | 4.1036 | 4.2973 | N/A | - | N/A | N/A | N/A | N/A | N/A | N/A | N/A | N/A | N/A | N/A | N/A | N/A | N/A | N/A | N/A | N/A | N/A | Single | R32 | Australia,New Zealand | 129843 | 2025-06-19 |  | Approved | Reverse Cycle | N/A | Yes | Class 8 | Yes | N/A | N/A | N/A | N/A | N/A | N/A | N/A | Available | N/A | N/A | http://www.haier.com/cn/ | http://www.climatetechnologies.com.au/ | N/A |  |  | AAC4924 | Yes | Variable output compressor | Inverter | No | - | 3500 | 0.94 | - | 350 | 1750 | No | - | - | - | 859.16 | 3769.5 | No | 319.9 | 1884.75 | No | - | - | 3700 | 1 | 370 | 1850 | No | - | - | No | - | - | - | 1020 | 2800 | No | - | - | - | - | - | - | - | - | No | - | - | No | - | - | 53 | 61.6 | 4.914 | 4.726 | 5.02 | 5.844 | 5.47 | 5.36 | 196 | 309 | 910 | 435 | 548 | 1223 | 3 | 3 | 3.5 | 3.288 | 3.816 | 4.55 | 3.657 | 4.137 | 4.578 | 1473 | 531 | 72 | 449 | 227 | 46 | 1.5 | 2 | 3 | No | - | - | - | - | N/A | N/A | N/A | 1.6 | 3.7021 | 3.6801
[SEER Non Multi-Split <=65kW] GEMS (Air Conditioners up to 65kW) Determination 2019 | MEPS 2019 | AS/NZS 3823.1.1:2012 | OPTIMA N-SERIES CRC6930025 / CRC6930125 | OPTIMA N-SERIES CRC6930025 / CRC6930125 | N/A | BONAIRE | N/A | Non Ducted | Single Split System | Wall Hung | Air | Air | China | 0.67 | N/A | 2.5 | N/A | N/A | N/A | N/A | N/A | 0.78 | 2.9 | Calorimeter Room | 4.0186 | 4.2982 | N/A | - | N/A | N/A | N/A | N/A | N/A | N/A | N/A | N/A | N/A | N/A | N/A | N/A | N/A | N/A | N/A | N/A | N/A | Single | R32 | Australia,New Zealand | 129835 | 2025-06-19 |  | Approved | Reverse Cycle | N/A | No | Class 8 | No | N/A | N/A | N/A | N/A | N/A | N/A | N/A | Available | N/A | N/A | http://www.haier.com/cn/ | http://www.climatetechnologies.com.au/ | N/A |  |  | AAC4923 | Yes | Variable output compressor | Inverter | No | - | 2500 | 0.67 | - | 250 | 1250 | No | - | - | - | 612.38 | 2692.5 | No | 228.5 | 1346.25 | No | - | - | 2900 | 0.78 | 290 | 1450 | No | - | - | No | - | - | - | 695 | 2000 | No | - | - | - | - | - | - | - | - | No | - | - | No | - | - | 51.2 | 61 | 4.705 | 4.573 | 4.969 | 5.736 | 5.39 | 5.328 | 144 | 225 | 654 | 314 | 395 | 876 | 3 | 3 | 3 | 3.172 | 3.694 | 4.532 | 3.577 | 4.064 | 4.572 | 1199 | 432 | 59 | 362 | 183 | 38 | 1.5 | 2 | 3 | No | - | - | - | - | N/A | N/A | N/A | 2.3 | 3.6885 | 3.6813
[SEER Non Multi-Split <=65kW] GEMS (Air Conditioners up to 65kW) Determination 2019 | MEPS 2019 | AS/NZS 3823.1.1:2012 | OPTIMA N-SERIES CRC6930170 / CRC6930070 | OPTIMA N-SERIES CRC6930170 / CRC6930070 | N/A | BONAIRE | N/A | Non Ducted | Single Split System | Wall Hung | Air | Air | China | 2.14 | N/A | 7 | N/A | N/A | N/A | N/A | N/A | 2.29 | 7.5 | Calorimeter Room | 3.4742 | 3.6451 | N/A | - | N/A | N/A | N/A | N/A | N/A | N/A | N/A | N/A | N/A | N/A | N/A | N/A | N/A | N/A | N/A | N/A | N/A | Single | R32 | Australia,New Zealand | 129848 | 2025-06-19 |  | Approved | Reverse Cycle | N/A | Yes | Class 9 | Yes | N/A | N/A | N/A | N/A | N/A | N/A | N/A | Available | N/A | N/A | http://www.haier.com/cn/ | http://www.climatetechnologies.com.au/ | N/A |  |  | AAC4922 | Yes | Variable output compressor | Inverter | No | - | 7000 | 2.14 | - | 850 | 3500 | No | - | - | - | 1955.96 | 7539 | No | 776.9 | 3769.5 | No | - | - | 7500 | 2.29 | 850 | 3750 | No | - | - | No | - | - | - | 2343 | 6000 | No | - | - | - | - | - | - | - | - | No | - | - | No | - | - | 61 | 65.4 | 4.068 | 3.951 | 4.227 | 4.837 | 4.551 | 4.502 | 472 | 735 | 2158 | 1048 | 1315 | 2909 | 2.5 | 2 | 2.5 | 3.082 | 3.507 | 4.032 | 3.356 | 3.731 | 4.045 | 3188 | 1175 | 169 | 996 | 513 | 107 | 1.5 | 2 | 2.5 | No | - | - | - | - | N/A | N/A | N/A | 5 | 3.2454 | 3.2511
[SEER Non Multi-Split <=65kW] GEMS (Air Conditioners up to 65kW) Determination 2019 | MEPS 2019 | AS/NZS 3823.1.1:2012 | OPTIMA N-SERIES CRC6930182 / CRC6930082 | OPTIMA N-SERIES CRC6930182 / CRC6930082 | N/A | BONAIRE | N/A | Non Ducted | Single Split System | Wall Hung | Air | Air | China | 2.27 | N/A | 8.2 | N/A | N/A | N/A | N/A | N/A | 2.5 | 9 | Calorimeter Room | 3.4483 | 3.4295 | N/A | - | N/A | N/A | N/A | N/A | N/A | N/A | N/A | N/A | N/A | N/A | N/A | N/A | N/A | N/A | N/A | N/A | N/A | Single | R32 | Australia,New Zealand | 140596 | 2026-08-03 |  | Approved | Reverse Cycle | N/A | Yes | Class 9 | Yes | N/A | N/A | N/A | N/A | N/A | N/A | N/A | Available | N/A | N/A | http://www.haier.com/cn/ | http://www.climatetechnologies.com.au/ | N/A |  |  | AAC6198 | Yes | Variable output compressor | Inverter | No | - | 8200 | 2.27 | - | 950 | 4100 | No | - | - | - | 2074.78 | 8831.4 | No | 868.3 | 4415.7 | No | - | - | 9000 | 2.5 | 1000 | 4500 | No | - | - | No | - | - | - | 2500 | 6850 | No | - | - | - | - | - | - | - | - | No | - | - | No | - | - | 63.4 | 71.9 | 4.488 | 4.344 | 4.563 | 5.191 | 4.886 | 4.829 | 508 | 791 | 2350 | 1151 | 1442 | 3184 | 2.5 | 2.5 | 3 | 3.138 | 3.574 | 4.113 | 3.42 | 3.804 | 4.127 | 3750 | 1373 | 189 | 1165 | 597 | 119 | 1.5 | 2 | 2.5 | No | - | - | - | - | N/A | N/A | N/A | 2.14 | 3.6009 | 3.5896
[Unitary Single-Duct] GEMS (Air Conditioners up to 65kW) Determination 2019 | MEPS 2019 | AS/NZS 3823.1.5:2015 | PRC6000026 |  | N/A | BONAIRE | N/A | Non Ducted | Portable | N/A | N/A | N/A | China | 0.95 | N/A | 2.6 | N/A | N/A | N/A | N/A | N/A | - | - | Calorimeter Room | 2.6241 | - | N/A | N/A | N/A | N/A | N/A | N/A | N/A | N/A | N/A | N/A | N/A | N/A | N/A | N/A | N/A | N/A | N/A | N/A | Calorimeter Room | Single | R290 | Australia,New Zealand | 159676 | 2029-02-13 |  | Approved | Cooling Only | N/A | N/A | Class 4 | N/A | N/A | N/A | N/A | N/A | N/A | N/A | N/A | Available | N/A | N/A | http://www.fudazn.com/ | http://www.climatetechnologies.com.au/ | N/A |  |  | AAC8057 | No | N/A | N/A | N/A | N/A | 2600 | 0.95 | N/A | N/A | N/A | N/A | N/A | N/A | N/A | N/A | N/A | N/A | N/A | N/A | N/A | N/A | N/A | - | - | N/A | N/A | N/A | N/A | N/A | N/A | N/A | N/A | N/A | N/A | N/A | N/A | N/A | N/A | N/A | N/A | N/A | N/A | N/A | N/A | N/A | N/A | N/A | N/A | N/A | N/A | 63.2 | N/A | N/A | N/A | N/A | N/A | N/A | N/A | 518 | 798 | 2135 | N/A | N/A | N/A | 0 | 0 | 0 | N/A | N/A | N/A | N/A | N/A | N/A | - | - | - | N/A | N/A | N/A | - | - | - | N/A | No | - | - | - | - | - | - | N/A | 2.7368 | -
[Unitary Single-Duct] GEMS (Air Conditioners up to 65kW) Determination 2019 | MEPS 2019 | AS/NZS 3823.1.5:2015 | PRC6000135 |  | N/A | BONAIRE | N/A | Non Ducted | Portable | N/A | N/A | N/A | China | 1.3 | N/A | 3.5 | N/A | N/A | N/A | N/A | N/A | 1.12 | 2.8 | Calorimeter Room | 2.6146 | 2.5127 | N/A | N/A | N/A | N/A | N/A | N/A | N/A | N/A | N/A | N/A | N/A | N/A | N/A | N/A | N/A | N/A | N/A | N/A | Calorimeter Room | Single | R290 | Australia,New Zealand | 159670 | 2029-02-13 |  | Approved | Reverse Cycle | N/A | N/A | Class 4 | N/A | N/A | N/A | N/A | N/A | N/A | N/A | N/A | Available | N/A | N/A | http://www.fudazn.com/ | http://www.climatetechnologies.com.au/ | N/A |  |  | AAC8058 | No | N/A | N/A | N/A | N/A | 3500 | 1.3 | N/A | N/A | N/A | N/A | N/A | N/A | N/A | N/A | N/A | N/A | N/A | N/A | N/A | N/A | N/A | 2800 | 1.12 | N/A | N/A | N/A | N/A | N/A | N/A | N/A | N/A | N/A | N/A | N/A | N/A | N/A | N/A | N/A | N/A | N/A | N/A | N/A | N/A | N/A | N/A | N/A | N/A | N/A | N/A | 64.4 | N/A | N/A | N/A | N/A | N/A | N/A | N/A | 708 | 1092 | 2921 | N/A | N/A | N/A | 0 | 0 | 0 | N/A | N/A | N/A | N/A | N/A | N/A | 2979 | 1446 | 310 | N/A | N/A | N/A | 0 | 0 | 0 | N/A | No | - | - | - | - | - | - | N/A | 2.6923 | 2.5
[Unitary Single-Duct] GEMS (Air Conditioners up to 65kW) Determination 2019 | MEPS 2019 | AS/NZS 3823.1.5:2015 | PRC6000141 |  | N/A | BONAIRE | N/A | Non Ducted | Portable | N/A | N/A | N/A | China | 1.5 | N/A | 4 | N/A | N/A | N/A | N/A | N/A | 1.25 | 3.15 | Calorimeter Room | 2.6098 | 2.5293 | N/A | N/A | N/A | N/A | N/A | N/A | N/A | N/A | N/A | N/A | N/A | N/A | N/A | N/A | N/A | N/A | N/A | N/A | Calorimeter Room | Single | R290 | Australia,New Zealand | 159667 | 2029-04-04 |  | Approved | Reverse Cycle | N/A | N/A | Class 4 | N/A | N/A | N/A | N/A | N/A | N/A | N/A | N/A | Available | N/A | N/A | http://www.fudazn.com/ | http://www.climatetechnologies.com.au/ | N/A |  |  | AAC8165 | No | N/A | N/A | N/A | N/A | 4000 | 1.5 | N/A | N/A | N/A | N/A | N/A | N/A | N/A | N/A | N/A | N/A | N/A | N/A | N/A | N/A | N/A | 3150 | 1.25 | N/A | N/A | N/A | N/A | N/A | N/A | N/A | N/A | N/A | N/A | N/A | N/A | N/A | N/A | N/A | N/A | N/A | N/A | N/A | N/A | N/A | N/A | N/A | N/A | N/A | N/A | 64.3 | N/A | N/A | N/A | N/A | N/A | N/A | N/A | 818 | 1260 | 3370 | N/A | N/A | N/A | 0 | 0 | 0 | N/A | N/A | N/A | N/A | N/A | N/A | 3325 | 1614 | 346 | N/A | N/A | N/A | 0 | 0 | 0 | N/A | No | - | - | - | - | - | - | N/A | 2.6667 | 2.52
[Unitary Single-Duct] GEMS (Air Conditioners up to 65kW) Determination 2019 | MEPS 2019 | AS/NZS 3823.1.5:2015 | PRC7000026 |  | N/A | BONAIRE | N/A | Non Ducted | Portable | N/A | N/A | N/A | China | 0.95 | N/A | 2.6 | N/A | N/A | N/A | N/A | N/A | - | - | Calorimeter Room | 2.6478 | - | N/A | N/A | N/A | N/A | N/A | N/A | N/A | N/A | N/A | N/A | N/A | N/A | N/A | N/A | N/A | N/A | N/A | N/A | Calorimeter Room | Single | R290 | Australia,Fiji,New Zealand | 150389 | 2027-12-05 |  | Approved | Cooling Only | N/A | N/A | Class 4 | N/A | N/A | N/A | N/A | N/A | N/A | N/A | N/A | Available | N/A | N/A | http://www.fudazn.com/ | http://www.climatetechnologies.com.au/ | N/A |  |  | AAC7199 | No | N/A | N/A | N/A | N/A | 2600 | 0.95 | N/A | N/A | N/A | N/A | N/A | N/A | N/A | N/A | N/A | N/A | N/A | N/A | N/A | N/A | N/A | - | - | N/A | N/A | N/A | N/A | N/A | N/A | N/A | N/A | N/A | N/A | N/A | N/A | N/A | N/A | N/A | N/A | N/A | N/A | N/A | N/A | N/A | N/A | N/A | N/A | N/A | N/A | 65 | N/A | N/A | N/A | N/A | N/A | N/A | N/A | 518 | 798 | 2135 | N/A | N/A | N/A | 0 | 0 | 0 | N/A | N/A | N/A | N/A | N/A | N/A | - | - | - | N/A | N/A | N/A | - | - | - | N/A | No | - | - | - | - | - | - | N/A | 2.7368 | -
[Unitary Single-Duct] GEMS (Air Conditioners up to 65kW) Determination 2019 | MEPS 2019 | AS/NZS 3823.1.5:2015 | PRC7000035 |  | N/A | BONAIRE | N/A | Non Ducted | Portable | N/A | N/A | N/A | China | 1.3 | N/A | 3.5 | N/A | N/A | N/A | N/A | N/A | - | - | Calorimeter Room | 2.5971 | - | N/A | N/A | N/A | N/A | N/A | N/A | N/A | N/A | N/A | N/A | N/A | N/A | N/A | N/A | N/A | N/A | N/A | N/A | Calorimeter Room | Single | R290 | Australia,Fiji,New Zealand | 151439 | 2027-11-30 |  | Approved | Cooling Only | N/A | N/A | Class 4 | N/A | N/A | N/A | N/A | N/A | N/A | N/A | N/A | Available | N/A | N/A | http://www.fudazn.com/ | http://www.climatetechnologies.com.au/ | N/A |  |  | AAC7187 | No | N/A | N/A | N/A | N/A | 3500 | 1.3 | N/A | N/A | N/A | N/A | N/A | N/A | N/A | N/A | N/A | N/A | N/A | N/A | N/A | N/A | N/A | - | - | N/A | N/A | N/A | N/A | N/A | N/A | N/A | N/A | N/A | N/A | N/A | N/A | N/A | N/A | N/A | N/A | N/A | N/A | N/A | N/A | N/A | N/A | N/A | N/A | N/A | N/A | 65 | N/A | N/A | N/A | N/A | N/A | N/A | N/A | 708 | 1092 | 2921 | N/A | N/A | N/A | 0 | 0 | 0 | N/A | N/A | N/A | N/A | N/A | N/A | - | - | - | N/A | N/A | N/A | - | - | - | N/A | No | - | - | - | - | - | - | N/A | 2.6923 | -
[Unitary Single-Duct] GEMS (Air Conditioners up to 65kW) Determination 2019 | MEPS 2019 | AS/NZS 3823.1.5:2015 | PRC7000041 |  | N/A | BONAIRE | N/A | Non Ducted | Portable | N/A | N/A | N/A | China | 1.5 | N/A | 4 | N/A | N/A | N/A | N/A | N/A | - | - | Calorimeter Room | 2.6158 | - | N/A | N/A | N/A | N/A | N/A | N/A | N/A | N/A | N/A | N/A | N/A | N/A | N/A | N/A | N/A | N/A | N/A | N/A | Calorimeter Room | Single | R290 | Australia,Fiji,New Zealand | 151441 | 2027-11-30 |  | Approved | Cooling Only | N/A | N/A | Class 4 | N/A | N/A | N/A | N/A | N/A | N/A | N/A | N/A | Unavailable | N/A | N/A | https://www.climatetechnologies.com.au/ | http://www.climatetechnologies.com.au/ | N/A |  |  | AAC7188 | No | N/A | N/A | N/A | N/A | 4000 | 1.5 | N/A | N/A | N/A | N/A | N/A | N/A | N/A | N/A | N/A | N/A | N/A | N/A | N/A | N/A | N/A | - | - | N/A | N/A | N/A | N/A | N/A | N/A | N/A | N/A | N/A | N/A | N/A | N/A | N/A | N/A | N/A | N/A | N/A | N/A | N/A | N/A | N/A | N/A | N/A | N/A | N/A | N/A | 65 | N/A | N/A | N/A | N/A | N/A | N/A | N/A | 818 | 1260 | 3370 | N/A | N/A | N/A | 0 | 0 | 0 | N/A | N/A | N/A | N/A | N/A | N/A | - | - | - | N/A | N/A | N/A | - | - | - | N/A | No | - | - | - | - | - | - | N/A | 2.6667 | -
[SEER Non Multi-Split <=65kW] GEMS (Air Conditioners up to 65kW) Determination 2019 | MEPS Oct 2011 | AS/NZS 3823.1.2:2012 | YLEFXC048BAM-B-X / YLEFYC048BAM-B-X |  | N/A | BONAIRE | 2.2 | Ducted | Single Split System | - | Air | - | China | 3.9 | 11.4 | 13.6 | 920 | 0 | 0 | 0 | 548 | 0 | 0 | Enthalpy Test Room | 3.2517 | 0 | No | 0 | N/A | 1 | 0 | 0 | 0 | N/A | N/A | N/A | 3.2489 | 0 | N/A | N/A | 0 | 0 | 0 | 0 | Enthalpy Test Room | Single | R410A | Australia,New Zealand | 125930 | 2025-01-14 |  | Approved | Cooling Only | 555 | No | Class 11 | No | - | No | - | - | - | - | 3.2517 | Available | N/A | N/A | http://www.sdlark.com/ | http://www.climatetechnologies.com.au/ | - |  |  | AAC4400 | N/A | - | - | N/A | N/A | N/A | 3.9 | N/A | N/A | N/A | N/A | N/A | N/A | N/A | N/A | N/A | N/A | N/A | N/A | N/A | N/A | N/A | N/A | 0 | N/A | N/A | N/A | N/A | N/A | N/A | N/A | N/A | N/A | N/A | N/A | N/A | N/A | N/A | N/A | N/A | N/A | N/A | N/A | N/A | N/A | N/A | N/A | N/A | N/A | N/A | N/A | N/A | N/A | N/A | N/A | N/A | N/A | N/A | N/A | N/A | N/A | N/A | N/A | N/A | N/A | N/A | N/A | N/A | N/A | N/A | N/A | N/A | N/A | N/A | N/A | N/A | N/A | N/A | N/A | N/A | N/A | N/A | N/A | N/A | N/A | N/A | N/A | N/A | N/A | N/A | N/A | 3.4842 | 0
[SEER Non Multi-Split <=65kW] GEMS (Air Conditioners up to 65kW) Determination 2019 | MEPS Oct 2011 | AS/NZS 3823.1.2:2012 | YLEFXC072BAM-B-X / YLEFYC072BAM-B-X |  | N/A | BONAIRE | 2.8 | Ducted | Single Split System | - | Air | - | China | 6.11 | 16.8 | 19.6 | 1256 | 0 | 0 | 0 | 648 | 0 | 0 | Enthalpy Test Room | 3.2312 | 0 | No | 0 | N/A | 4.9 | 0 | 0 | 0 | N/A | N/A | N/A | 3.222 | 0 | N/A | N/A | 0 | 0 | 0 | 0 | Enthalpy Test Room | Three | R410A | Australia,New Zealand | 125934 | 2025-01-08 |  | Approved | Cooling Only | 555 | No | Class 11 | No | - | No | - | - | - | - | 3.2312 | Available | N/A | N/A | http://www.sdlark.com/ | http://www.climatetechnologies.com.au/ | - |  |  | AAC4373 | N/A | - | - | N/A | N/A | N/A | 6.11 | N/A | N/A | N/A | N/A | N/A | N/A | N/A | N/A | N/A | N/A | N/A | N/A | N/A | N/A | N/A | N/A | 0 | N/A | N/A | N/A | N/A | N/A | N/A | N/A | N/A | N/A | N/A | N/A | N/A | N/A | N/A | N/A | N/A | N/A | N/A | N/A | N/A | N/A | N/A | N/A | N/A | N/A | N/A | N/A | N/A | N/A | N/A | N/A | N/A | N/A | N/A | N/A | N/A | N/A | N/A | N/A | N/A | N/A | N/A | N/A | N/A | N/A | N/A | N/A | N/A | N/A | N/A | N/A | N/A | N/A | N/A | N/A | N/A | N/A | N/A | N/A | N/A | N/A | N/A | N/A | N/A | N/A | N/A | N/A | 3.1992 | 0
[SEER Non Multi-Split <=65kW] GEMS (Air Conditioners up to 65kW) Determination 2019 | MEPS Oct 2011 | AS/NZS 3823.1.2:2012 | YLEFYC042BAM-B-X / YLEFXC042BAM-B-X |  | N/A | BONAIRE | 1.7 | Ducted | Single Split System | - | Air | - | China | 3.84 | 10.3 | 12 | 920 | 0 | 0 | 0 | 548 | 0 | 0 | Enthalpy Test Room | 3.1866 | 0 | No | 0 | N/A | 0 | 0 | 0 | 0 | N/A | N/A | N/A | 3.1866 | 0 | N/A | N/A | 0 | 0 | 0 | 0 | Enthalpy Test Room | Single | R410A | Australia,New Zealand | 125929 | 2025-01-15 |  | Approved | Cooling Only | 555 | No | Class 11 | No | - | No | - | - | - | - | 3.1866 | Available | N/A | N/A | http://www.sdlark.com/ | http://www.climatetechnologies.com.au/ | - |  |  | AAC4404 | N/A | - | - | N/A | N/A | N/A | 3.84 | N/A | N/A | N/A | N/A | N/A | N/A | N/A | N/A | N/A | N/A | N/A | N/A | N/A | N/A | N/A | N/A | 0 | N/A | N/A | N/A | N/A | N/A | N/A | N/A | N/A | N/A | N/A | N/A | N/A | N/A | N/A | N/A | N/A | N/A | N/A | N/A | N/A | N/A | N/A | N/A | N/A | N/A | N/A | N/A | N/A | N/A | N/A | N/A | N/A | N/A | N/A | N/A | N/A | N/A | N/A | N/A | N/A | N/A | N/A | N/A | N/A | N/A | N/A | N/A | N/A | N/A | N/A | N/A | N/A | N/A | N/A | N/A | N/A | N/A | N/A | N/A | N/A | N/A | N/A | N/A | N/A | N/A | N/A | N/A | 3.125 | 0
[SEER Non Multi-Split <=65kW] GEMS (Air Conditioners up to 65kW) Determination 2019 | MEPS Oct 2011 | AS/NZS 3823.1.2:2012 | YLEFYC060BAE-B-X / YLEFXC060BAE-B-X |  | N/A | BONAIRE | 2.1 | Ducted | Single Split System | - | Air | - | China | 4.71 | 14.5 | 16.6 | 1156 | 0 | 0 | 0 | 648 | 0 | 0 | Enthalpy Test Room | 3.3522 | 0 | No | 0 | N/A | 4.9 | 0 | 0 | 0 | N/A | N/A | N/A | 3.3405 | 0 | N/A | N/A | 0 | 0 | 0 | 0 | Enthalpy Test Room | Single | R410A | Australia,New Zealand | 125933 | 2025-01-14 |  | Approved | Cooling Only | 555 | No | Class 11 | No | - | No | - | - | - | - | 3.3522 | Available | N/A | N/A | http://www.sdlark.com/ | http://www.climatetechnologies.com.au/ | - |  |  | AAC4394 | N/A | - | - | N/A | N/A | N/A | 4.71 | N/A | N/A | N/A | N/A | N/A | N/A | N/A | N/A | N/A | N/A | N/A | N/A | N/A | N/A | N/A | N/A | 0 | N/A | N/A | N/A | N/A | N/A | N/A | N/A | N/A | N/A | N/A | N/A | N/A | N/A | N/A | N/A | N/A | N/A | N/A | N/A | N/A | N/A | N/A | N/A | N/A | N/A | N/A | N/A | N/A | N/A | N/A | N/A | N/A | N/A | N/A | N/A | N/A | N/A | N/A | N/A | N/A | N/A | N/A | N/A | N/A | N/A | N/A | N/A | N/A | N/A | N/A | N/A | N/A | N/A | N/A | N/A | N/A | N/A | N/A | N/A | N/A | N/A | N/A | N/A | N/A | N/A | N/A | N/A | 3.5121 | 0
[SEER Non Multi-Split <=65kW] GEMS (Air Conditioners up to 65kW) Determination 2019 | MEPS Oct 2011 | AS/NZS 3823.1.2:2012 | YLEFYC060BAM-B-X / YLEFXC060BAM-B-X |  | N/A | BONAIRE | 2.1 | Ducted | Single Split System | - | Air | - | China | 5.44 | 14.9 | 17 | 1010 | 0 | 0 | 0 | 648 | 0 | 0 | Enthalpy Test Room | 3.2991 | 0 | No | 0 | N/A | 4.9 | 0 | 0 | 0 | N/A | N/A | N/A | 3.2881 | 0 | N/A | N/A | 0 | 0 | 0 | 0 | Enthalpy Test Room | Three | R410A | Australia,New Zealand | 125932 | 2025-01-22 |  | Approved | Cooling Only | 555 | No | Class 11 | No | - | No | - | - | - | - | 3.2991 | Available | N/A | N/A | http://www.sdlark.com/ | http://www.climatetechnologies.com.au/ | - |  |  | AAC4433 | N/A | - | - | N/A | N/A | N/A | 5.44 | N/A | N/A | N/A | N/A | N/A | N/A | N/A | N/A | N/A | N/A | N/A | N/A | N/A | N/A | N/A | N/A | 0 | N/A | N/A | N/A | N/A | N/A | N/A | N/A | N/A | N/A | N/A | N/A | N/A | N/A | N/A | N/A | N/A | N/A | N/A | N/A | N/A | N/A | N/A | N/A | N/A | N/A | N/A | N/A | N/A | N/A | N/A | N/A | N/A | N/A | N/A | N/A | N/A | N/A | N/A | N/A | N/A | N/A | N/A | N/A | N/A | N/A | N/A | N/A | N/A | N/A | N/A | N/A | N/A | N/A | N/A | N/A | N/A | N/A | N/A | N/A | N/A | N/A | N/A | N/A | N/A | N/A | N/A | N/A | 3.1155 | 0
[SEER Non Multi-Split <=65kW] GEMS (Air Conditioners up to 65kW) Determination 2019 | MEPS 2019 | AS/NZS 3823.1.1:2012 | ACHV25D1S/ASHV25D1S |  | N/A | Braemar | N/A | Non Ducted | Single Split System | Wall Hung | Air | Air | China | 0.718 | N/A | 2.7 | N/A | N/A | N/A | N/A | N/A | 0.767 | 3 | Calorimeter Room | 3.7923 | 3.9932 | N/A | - | N/A | N/A | N/A | N/A | N/A | N/A | N/A | N/A | N/A | N/A | N/A | N/A | N/A | N/A | N/A | N/A | N/A | Single | R32 | Australia,Fiji,New Zealand | 157011 | 2028-12-05 |  | Approved | Reverse Cycle | N/A | Yes | Class 8 | Yes | N/A | N/A | N/A | N/A | N/A | N/A | N/A | Available | N/A | N/A | http://www.gree.com/ | http://www.braemar.com.au/ | N/A |  |  | AAC7939 | Yes | Variable output compressor | Inverter | No | - | 2700 | 0.718 | - | 310 | 1350 | No | - | - | - | 656.252 | 2907.9 | Yes | 215 | 1280 | No | - | - | 3000 | 0.767 | 350 | 1500 | Yes | 180 | 870 | Yes | 1090 | 2750 | No | - | - | No | - | - | - | - | - | No | - | - | No | - | - | No | - | - | 55.1 | 60.1 | 5.106 | 4.944 | 5.383 | 8.696 | 6.896 | 6.395 | 144 | 226 | 653 | 223 | 333 | 789 | 3.5 | 3 | 3.5 | 3.475 | 3.952 | 4.517 | 3.811 | 4.263 | 4.57 | 1132 | 417 | 60 | 351 | 180 | 38 | 1.5 | 2 | 3 | No | - | - | - | - | N/A | N/A | N/A | 1.9 | 3.7271 | 3.8789
[SEER Non Multi-Split <=65kW] GEMS (Air Conditioners up to 65kW) Determination 2019 | MEPS 2019 | AS/NZS 3823.1.1:2012 | ACHV35D1S/ASHV35D1S |  | N/A | Braemar | N/A | Non Ducted | Single Split System | Wall Hung | Air | Air | China | 0.91 | N/A | 3.517 | N/A | N/A | N/A | N/A | N/A | 0.97 | 3.8 | Calorimeter Room | 3.8621 | 3.9292 | N/A | - | N/A | N/A | N/A | N/A | N/A | N/A | N/A | N/A | N/A | N/A | N/A | N/A | N/A | N/A | N/A | N/A | N/A | Single | R32 | Australia,Fiji,New Zealand | 157012 | 2028-12-03 |  | Approved | Reverse Cycle | N/A | Yes | Class 8 | Yes | N/A | N/A | N/A | N/A | N/A | N/A | N/A | Available | N/A | N/A | http://www.gree.com/ | http://www.braemar.com.au/ | N/A |  |  | AAC7932 | Yes | Variable output compressor | Inverter | No | - | 3517 | 0.91 | - | 348 | 1750 | No | - | - | - | 831.74 | 3787.809 | Yes | 240 | 1700 | No | - | - | 3800 | 0.97 | 340 | 1750 | - | - | - | Yes | 1345 | 3515 | No | - | - | No | - | - | - | - | - | No | - | - | No | - | - | No | - | - | 59.7 | 64.2 | 5.844 | 5.56 | 6.052 | 10.237 | 7.98 | 7.276 | 165 | 262 | 757 | 247 | 376 | 903 | 4 | 4 | 4.5 | 3.685 | 4.223 | 4.761 | 3.98 | 4.443 | 4.767 | 1351 | 494 | 72 | 425 | 218 | 46 | 2 | 2.5 | 3 | No | - | - | - | - | N/A | N/A | N/A | 2 | 3.8363 | 3.8904
[SEER Non Multi-Split <=65kW] GEMS (Air Conditioners up to 65kW) Determination 2019 | MEPS 2019 | AS/NZS 3823.1.1:2012 | ACHV50D1S/ASHV50D1S |  | N/A | Braemar | N/A | Non Ducted | Single Split System | Wall Hung | Air | Air | China | 1.53 | N/A | 5.2 | N/A | N/A | N/A | N/A | N/A | 1.568 | 5.8 | Calorimeter Room | 3.5485 | 3.8019 | N/A | - | N/A | N/A | N/A | N/A | N/A | N/A | N/A | N/A | N/A | N/A | N/A | N/A | N/A | N/A | N/A | N/A | N/A | Single | R32 | Australia,Fiji,New Zealand | 157013 | 2028-12-05 |  | Approved | Reverse Cycle | N/A | Yes | Class 9 | Yes | N/A | N/A | N/A | N/A | N/A | N/A | N/A | Available | N/A | N/A | http://www.gree.com/ | http://www.braemar.com.au/ | N/A |  |  | AAC7938 | Yes | Variable output compressor | Inverter | No | - | 5200 | 1.53 | - | 500 | 2500 | Yes | 290 | 850 | - | 1398.42 | 5600.4 | Yes | 380 | 2500 | - | 220 | 1350 | 5800 | 1.568 | 540 | 2780 | Yes | 220 | 1000 | Yes | 1850 | 4940 | No | - | - | No | - | - | - | - | - | No | - | - | No | - | - | No | - | - | 61.9 | 64.3 | 5.083 | 4.879 | 5.356 | 8.318 | 7.01 | 6.224 | 275 | 435 | 1258 | 446 | 627 | 1557 | 3.5 | 3 | 3.5 | 3.557 | 4.146 | 4.812 | 3.911 | 4.407 | 4.799 | 2142 | 775 | 115 | 666 | 341 | 75 | 2 | 2.5 | 3 | No | - | - | - | - | N/A | N/A | N/A | 5.7 | 3.3564 | 3.6541
[SEER Non Multi-Split <=65kW] GEMS (Air Conditioners up to 65kW) Determination 2019 | MEPS 2019 | AS/NZS 3823.1.1:2012 | ACHV70D1S/ASHV70D1S |  | N/A | Braemar | N/A | Non Ducted | Single Split System | Wall Hung | Air | Air | China | 1.92 | N/A | 7.1 | N/A | N/A | N/A | N/A | N/A | 2 | 7.8 | Calorimeter Room | 3.7114 | 4.1766 | N/A | - | N/A | N/A | N/A | N/A | N/A | N/A | N/A | N/A | N/A | N/A | N/A | N/A | N/A | N/A | N/A | N/A | N/A | Single | R32 | Australia,Fiji,New Zealand | 157014 | 2028-12-02 |  | Approved | Reverse Cycle | N/A | Yes | Class 9 | Yes | N/A | N/A | N/A | N/A | N/A | N/A | N/A | Available | N/A | N/A | http://www.gree.com/ | http://www.braemar.com.au/ | N/A |  |  | AAC7925 | Yes | Variable output compressor | Inverter | No | - | 7100 | 1.92 | - | 1250 | 3400 | No | - | - | - | 1754.88 | 7646.7 | Yes | 550 | 3600 | No | - | - | 7800 | 2 | 750 | 3900 | Yes | 380 | 2000 | Yes | 2350 | 6500 | No | - | - | No | - | - | - | - | - | No | - | - | No | - | - | No | - | - | 68.7 | 67.3 | 6.37 | 6.091 | 7.4 | -25.654 | 27.875 | 18.362 | 299 | 476 | 1242 | -215 | 207 | 713 | 4.5 | 4.5 | 5.5 | 3.667 | 4.327 | 5.124 | 4.094 | 4.69 | 5.15 | 2791 | 995 | 143 | 853 | 429 | 92 | 2 | 2.5 | 3.5 | No | - | - | - | - | N/A | N/A | N/A | 6.2 | 3.658 | 3.8596
[SEER Non Multi-Split <=65kW] GEMS (Air Conditioners up to 65kW) Determination 2019 | MEPS 2019 | AS/NZS 3823.1.1:2012 | ACHV80D1S/ASHV80D1S |  | N/A | Braemar | N/A | Non Ducted | Single Split System | Wall Hung | Air | Air | China | 2.485 | N/A | 8.2 | N/A | N/A | N/A | N/A | N/A | 2.65 | 9 | Calorimeter Room | 3.3032 | 3.4097 | N/A | - | N/A | N/A | N/A | N/A | N/A | N/A | N/A | N/A | N/A | N/A | N/A | N/A | N/A | N/A | N/A | N/A | N/A | Single | R32 | Australia,Fiji,New Zealand | 157015 | 2028-12-02 |  | Approved | Reverse Cycle | N/A | Yes | Class 9 | Yes | N/A | N/A | N/A | N/A | N/A | N/A | N/A | Available | N/A | N/A | http://www.gree.com/ | http://www.braemar.com.au/ | N/A |  |  | AAC7921 | Yes | Variable output compressor | Inverter | No | - | 8200 | 2.485 | - | 1300 | 4100 | No | - | - | - | 2271.29 | 8831.4 | Yes | 700 | 4300 | No | - | - | 9000 | 2.65 | 940 | 4500 | No | - | - | Yes | 2500 | 6500 | No | - | - | Yes | 930 | 3350 | - | - | - | Yes | 3200 | 7000 | No | - | - | Yes | 1800 | 2830 | 67.8 | 68.9 | 5.449 | 5.171 | 5.877 | 25.201 | 10.735 | 8.726 | 410 | 655 | 1814 | 226 | 646 | 1753 | 3.5 | 3.5 | 4 | 3.611 | 4.475 | 5.303 | 3.945 | 5.448 | 6.371 | 3267 | 1107 | 157 | 1018 | 425 | 86 | 2 | 2.5 | 3.5 | No | - | - | - | - | N/A | N/A | N/A | 5.7 | 3.2744 | 3.3717
[SEER Non Multi-Split <=65kW] GEMS (Air Conditioners up to 65kW) Determination 2019 | MEPS 2019 | AS/NZS 3823.1.1:2012 | KCHA070D1B/KBHA070D1S |  | N/A | Braemar | N/A | Non Ducted | Single Split System | Cassette | Air | Air | China | 1.97 | N/A | 7.1 | N/A | N/A | N/A | N/A | N/A | 2 | 8 | Enthalpy Test Room | 3.6596 | 4.0218 | N/A | - | N/A | N/A | N/A | N/A | N/A | N/A | N/A | N/A | N/A | N/A | N/A | N/A | N/A | N/A | N/A | N/A | N/A | Single | R32 | Australia,Fiji,New Zealand | 161526 | 2029-05-29 |  | Approved | Reverse Cycle | N/A | Yes | Class 9 | Yes | N/A | N/A | N/A | N/A | N/A | N/A | N/A | Available | N/A | N/A | http://www.gree.com/ | http://www.braemar.com.au/ | N/A |  |  | AAC8275 | Yes | Variable output compressor | Inverter | No | - | 7100 | 1.97 | - | 660 | 3550 | Yes | 570 | 2200 | - | 1800.58 | 7646.7 | No | 603.24 | 3823.35 | - | 380 | 2700 | 8000 | 2 | 750 | 4000 | Yes | 350 | 2100 | Yes | 2000 | 5940 | No | - | - | No | - | - | - | - | - | No | - | - | No | - | - | No | - | - | 59.5 | 68.1 | 5.247 | 5.104 | 5.511 | 9.252 | 7.651 | 6.284 | 363 | 568 | 1670 | 546 | 784 | 2106 | 3.5 | 3.5 | 4 | 3.603 | 4.391 | 5.568 | 4.061 | 5.007 | 5.684 | 2916 | 1009 | 139 | 884 | 415 | 89 | 2 | 2.5 | 4 | No | - | - | - | - | N/A | N/A | N/A | 7.4872 | 3.5584 | 3.95
[SEER Non Multi-Split <=65kW] GEMS (Air Conditioners up to 65kW) Determination 2019 | MEPS 2019 | AS/NZS 3823.1.2:2012 | KCHA070D1B/KDHA070D1S |  | N/A | Braemar | N/A | Ducted | Single Split System | - | Air | Air | China | 1.97 | N/A | 7.1 | N/A | N/A | N/A | N/A | N/A | 2 | 8 | Enthalpy Test Room | 3.7352 | 4.0319 | N/A | - | N/A | N/A | N/A | N/A | N/A | N/A | N/A | N/A | N/A | N/A | N/A | N/A | N/A | N/A | N/A | N/A | N/A | Single | R32 | Australia,Fiji,New Zealand | 160268 | 2029-05-29 |  | Approved | Reverse Cycle | N/A | Yes | Class 10 | Yes | N/A | N/A | N/A | N/A | N/A | N/A | N/A | Available | N/A | N/A | http://www.gree.com/ | http://www.braemar.com.au/ | N/A |  |  | AAC8277 | Yes | Variable output compressor | Inverter | No | - | 7100 | 1.97 | - | 700 | 3550 | Yes | 610 | 2350 | - | 1800.58 | 7646.7 | No | 639.8 | 3823.35 | - | 380 | 2600 | 8000 | 2 | 745 | 4000 | Yes | 370 | 1900 | Yes | 2060 | 6140 | No | - | - | No | - | - | - | - | - | No | - | - | No | - | - | No | - | - | - | 67.9 | 5.109 | 5.006 | 5.374 | 9.843 | 7.783 | 6.184 | 373 | 579 | 1713 | 512 | 770 | 2140 | 3.5 | 3.5 | 3.5 | 3.604 | 4.309 | 5.144 | 3.91 | 4.66 | 5.141 | 2915 | 1028 | 149 | 918 | 445 | 97 | 2 | 2.5 | 3.5 | No | - | - | - | - | N/A | N/A | N/A | 7.533 | 3.5581 | 3.9497
[SEER Non Multi-Split <=65kW] GEMS (Air Conditioners up to 65kW) Determination 2019 | MEPS 2019 | AS/NZS 3823.1.1:2012 | KCHA100D1B/KBHA100D1S |  | N/A | Braemar | N/A | Non Ducted | Single Split System | Cassette | Air | Air | China | 2.9 | N/A | 10 | N/A | N/A | N/A | N/A | N/A | 3.45 | 12 | Enthalpy Test Room | 3.4208 | 3.4146 | N/A | - | N/A | N/A | N/A | N/A | N/A | N/A | N/A | N/A | N/A | N/A | N/A | N/A | N/A | N/A | N/A | N/A | N/A | Single | R32 | Australia,Fiji,New Zealand | 161527 | 2029-05-30 |  | Approved | Reverse Cycle | N/A | Yes | Class 11 | Yes | N/A | N/A | N/A | N/A | N/A | N/A | N/A | Available | N/A | N/A | http://www.gree.com/ | http://www.braemar.com.au/ | N/A |  |  | AAC8281 | Yes | Variable output compressor | Inverter | No | - | 10000 | 2.9 | - | 1070 | 5000 | Yes | 535 | 2100 | - | 2650.6 | 10770 | No | 977.98 | 5385 | - | 285 | 2000 | 12000 | 3.45 | 1150 | 6000 | Yes | 535 | 2850 | Yes | 3600 | 9600 | No | - | - | No | - | - | - | - | - | No | - | - | No | - | - | No | - | - | 65.1 | 72 | 5.602 | 5.461 | 5.53 | 6.021 | 11.667 | 6.598 | 494 | 765 | 2362 | 1208 | 732 | 2839 | 4 | 3.5 | 4 | 3.502 | 4.18 | 5.149 | 3.998 | 4.641 | 5.214 | 4482 | 1568 | 204 | 1330 | 654 | 127 | 2 | 2.5 | 3.5 | No | - | - | - | - | N/A | N/A | N/A | 3.3 | 3.4351 | 3.4671
[SEER Non Multi-Split <=65kW] GEMS (Air Conditioners up to 65kW) Determination 2019 | MEPS 2019 | AS/NZS 3823.1.2:2012 | KCHA100D1B/KDHA100D1S |  | N/A | Braemar | N/A | Ducted | Single Split System | - | Air | Air | China | 2.7 | N/A | 10 | N/A | N/A | N/A | N/A | N/A | 3 | 12 | Enthalpy Test Room | 3.6606 | 3.9209 | N/A | - | N/A | N/A | N/A | N/A | N/A | N/A | N/A | N/A | N/A | N/A | N/A | N/A | N/A | N/A | N/A | N/A | N/A | Single | R32 | Australia,Fiji,New Zealand | 160269 | 2029-05-30 |  | Approved | Reverse Cycle | N/A | Yes | Class 11 | Yes | N/A | N/A | N/A | N/A | N/A | N/A | N/A | Available | N/A | N/A | http://www.gree.com/ | http://www.braemar.com.au/ | N/A |  |  | AAC8278 | Yes | Variable output compressor | Inverter | No | - | 10000 | 2.7 | - | 1100 | 5000 | Yes | 760 | 2800 | - | 2467.8 | 10770 | No | 1005.4 | 5385 | - | 395 | 2340 | 12000 | 3 | 1200 | 6000 | Yes | 790 | 3750 | Yes | 3400 | 9700 | No | - | - | No | - | - | - | - | - | No | - | - | No | - | - | No | - | - | - | 71.9 | 5.558 | 5.496 | 5.635 | 4.719 | 13.484 | 6.414 | 496 | 758 | 2316 | 1542 | 631 | 2919 | 4 | 3.5 | 4 | 3.561 | 4.15 | 4.693 | 3.856 | 4.325 | 4.651 | 4410 | 1581 | 225 | 1380 | 703 | 144 | 2 | 2.5 | 3 | No | - | - | - | - | N/A | N/A | N/A | 4 | 3.6853 | 3.9821
[SEER Non Multi-Split <=65kW] GEMS (Air Conditioners up to 65kW) Determination 2019 | MEPS 2019 | AS/NZS 3823.1.1:2012 | KCHA125D1B/KBHA125D1S |  | N/A | Braemar | N/A | Non Ducted | Single Split System | Cassette | Air | Air | China | 3.85 | N/A | 12.5 | N/A | N/A | N/A | N/A | N/A | 4.2 | 14 | Enthalpy Test Room | 3.2018 | 3.3137 | N/A | - | N/A | N/A | N/A | N/A | N/A | N/A | N/A | N/A | N/A | N/A | N/A | N/A | N/A | N/A | N/A | N/A | N/A | Single | R32 | Australia,Fiji,New Zealand | 161528 | 2029-05-30 |  | Approved | Reverse Cycle | N/A | Yes | Class 11 | Yes | N/A | N/A | N/A | N/A | N/A | N/A | N/A | Available | N/A | N/A | http://www.gree.com/ | http://www.braemar.com.au/ | N/A |  |  | AAC8282 | Yes | Variable output compressor | Inverter | No | - | 12500 | 3.85 | - | 1300 | 6250 | Yes | 760 | 3300 | - | 3518.9 | 13462.5 | No | 1188.2 | 6731.25 | - | 430 | 2600 | 14000 | 4.2 | 1400 | 7000 | Yes | 580 | 3400 | Yes | 4200 | 11400 | No | - | - | No | - | - | - | - | - | No | - | - | No | - | - | No | - | - | 64.9 | 72.4 | 5.248 | 5.034 | 5.172 | 7.439 | 29.821 | 7.551 | 658 | 1036 | 3155 | 1219 | 351 | 3098 | 3.5 | 3.5 | 3.5 | 3.502 | 4.157 | 5.306 | 4.09 | 4.805 | 5.483 | 5230 | 1841 | 233 | 1519 | 739 | 144 | 2 | 2.5 | 3.5 | No | - | - | - | - | N/A | N/A | N/A | 4.8 | 3.2331 | 3.3205
[SEER Non Multi-Split <=65kW] GEMS (Air Conditioners up to 65kW) Determination 2019 | MEPS 2019 | AS/NZS 3823.1.2:2012 | KCHA125D1B/KDHA125D1S |  | N/A | Braemar | N/A | Ducted | Single Split System | - | Air | Air | China | 3.68 | N/A | 12.5 | N/A | N/A | N/A | N/A | N/A | 3.68 | 14 | Enthalpy Test Room | 3.3659 | 3.7389 | N/A | - | N/A | N/A | N/A | N/A | N/A | N/A | N/A | N/A | N/A | N/A | N/A | N/A | N/A | N/A | N/A | N/A | N/A | Single | R32 | Australia,Fiji,New Zealand | 160270 | 2029-05-29 |  | Approved | Reverse Cycle | N/A | Yes | Class 11 | Yes | N/A | N/A | N/A | N/A | N/A | N/A | N/A | Available | N/A | N/A | http://www.gree.com/ | http://www.braemar.com.au/ | N/A |  |  | AAC8276 | Yes | Variable output compressor | Inverter | No | - | 12500 | 3.68 | - | 1250 | 6250 | Yes | 715 | 2500 | - | 3363.52 | 13462.5 | No | 1142.5 | 6731.25 | - | 390 | 2600 | 14000 | 3.68 | 1250 | 7000 | Yes | 620 | 3200 | Yes | 3600 | 10300 | No | - | - | No | - | - | - | - | - | No | - | - | No | - | - | No | - | - | - | 72.4 | 5.613 | 5.409 | 5.537 | 9.042 | 17.407 | 12.433 | 614 | 962 | 2946 | 1001 | 608 | 1877 | 4 | 3.5 | 4 | 3.513 | 4.275 | 5.253 | 3.863 | 4.67 | 5.238 | 5215 | 1792 | 236 | 1609 | 761 | 151 | 2 | 2.5 | 3.5 | No | - | - | - | - | N/A | N/A | N/A | 5.1 | 3.3809 | 3.7866
[SEER Non Multi-Split <=65kW] GEMS (Air Conditioners up to 65kW) Determination 2019 | MEPS 2019 | AS/NZS 3823.1.2:2012 | KCHA140D1B/KDHA140D1S |  | N/A | Braemar | N/A | Ducted | Single Split System | - | Air | Air | China | 3.92 | N/A | 14 | N/A | N/A | N/A | N/A | N/A | 4.2 | 16 | Enthalpy Test Room | 3.5282 | 3.8682 | N/A | - | N/A | N/A | N/A | N/A | N/A | N/A | N/A | N/A | N/A | N/A | N/A | N/A | N/A | N/A | N/A | N/A | N/A | Single | R32 | Australia,Fiji,New Zealand | 160271 | 2029-06-02 |  | Approved | Reverse Cycle | N/A | Yes | Class 11 | Yes | N/A | N/A | N/A | N/A | N/A | N/A | N/A | Available | N/A | N/A | http://www.gree.com/ | http://www.braemar.com.au/ | N/A |  |  | AAC8284 | Yes | Variable output compressor | Inverter | No | - | 14000 | 3.92 | - | 1460 | 7000 | Yes | 700 | 3200 | - | 3582.88 | 15078 | No | 1334.44 | 7539 | - | 560 | 3600 | 16000 | 4.2 | 1650 | 8000 | Yes | 1060 | 5000 | Yes | 4200 | 12900 | No | - | - | No | - | - | - | - | - | No | - | - | No | - | - | No | - | - | - | 71.1 | 4.808 | 4.693 | 5.003 | 6.852 | 6.149 | 5.487 | 790 | 1227 | 3636 | 1469 | 1936 | 4765 | 3 | 3 | 3.5 | 3.54 | 4.069 | 4.62 | 3.834 | 4.272 | 4.595 | 5929 | 2168 | 322 | 1866 | 964 | 208 | 2 | 2.5 | 3 | No | - | - | - | - | N/A | N/A | N/A | 12.525 | 3.5333 | 3.7715
[SEER Non Multi-Split <=65kW] GEMS (Air Conditioners up to 65kW) Determination 2019 | MEPS 2019 | AS/NZS 3823.1.1:2012 | KCHA160D1B/KBHA160D1S |  | N/A | Braemar | N/A | Non Ducted | Single Split System | Cassette | Air | Air | China | 4.18 | N/A | 14 | N/A | N/A | N/A | N/A | N/A | 4.66 | 15.4 | Enthalpy Test Room | 3.3166 | 3.2215 | N/A | - | N/A | N/A | N/A | N/A | N/A | N/A | N/A | N/A | N/A | N/A | N/A | N/A | N/A | N/A | N/A | N/A | N/A | Single | R32 | Australia,Fiji,New Zealand | 161529 | 2029-05-30 |  | Approved | Reverse Cycle | N/A | Yes | Class 11 | Yes | N/A | N/A | N/A | N/A | N/A | N/A | N/A | Available | N/A | N/A | http://www.gree.com/ | http://www.braemar.com.au/ | N/A |  |  | AAC8283 | Yes | Variable output compressor | Inverter | No | - | 14000 | 4.18 | - | 1500 | 7000 | Yes | 650 | 3100 | - | 3820.52 | 15078 | No | 1371 | 7539 | - | 480 | 3350 | 15400 | 4.66 | 1740 | 7700 | Yes | 780 | 3750 | Yes | 5100 | 12200 | No | - | - | No | - | - | - | - | - | No | - | - | No | - | - | No | - | - | 67 | 72.7 | 4.792 | 4.656 | 4.901 | 7.432 | 6.431 | 5.444 | 796 | 1241 | 3716 | 1355 | 1853 | 4806 | 3 | 3 | 3 | 3.161 | 3.724 | 4.534 | 3.598 | 4.141 | 4.616 | 6387 | 2275 | 313 | 1910 | 954 | 198 | 1.5 | 2 | 3 | No | - | - | - | - | N/A | N/A | N/A | 11.074 | 3.3196 | 3.2784
[SEER Non Multi-Split <=65kW] GEMS (Air Conditioners up to 65kW) Determination 2019 | MEPS 2019 | AS/NZS 3823.1.2:2012 | KCHA160D1B/KDHA160D1S |  | N/A | Braemar | N/A | Ducted | Single Split System | - | Air | Air | China | 4.8 | N/A | 16 | N/A | N/A | N/A | N/A | N/A | 4.65 | 18 | Enthalpy Test Room | 3.3888 | 3.8287 | N/A | - | N/A | N/A | N/A | N/A | N/A | N/A | N/A | N/A | N/A | N/A | N/A | N/A | N/A | N/A | N/A | N/A | N/A | Single | R32 | Australia,Fiji,New Zealand | 160272 | 2029-05-30 |  | Approved | Reverse Cycle | N/A | Yes | Class 11 | Yes | N/A | N/A | N/A | N/A | N/A | N/A | N/A | Available | N/A | N/A | http://www.gree.com/ | http://www.braemar.com.au/ | N/A |  |  | AAC8279 | Yes | Variable output compressor | Inverter | No | - | 16000 | 4.8 | - | 1650 | 8000 | Yes | 740 | 3000 | - | 4387.2 | 17232 | No | 1508.1 | 8616 | - | 520 | 3450 | 18000 | 4.65 | 1750 | 9000 | Yes | 1020 | 5300 | Yes | 4750 | 14200 | No | - | - | No | - | - | - | - | - | No | - | - | No | - | - | No | - | - | - | 72.5 | 5.006 | 4.823 | 5.037 | 8.292 | 6.896 | 5.669 | 876 | 1375 | 4138 | 1391 | 1979 | 5279 | 3.5 | 3 | 3.5 | 3.618 | 4.261 | 5.026 | 4.027 | 4.584 | 5.035 | 6519 | 2320 | 325 | 1991 | 1003 | 208 | 2 | 2.5 | 3.5 | No | - | - | - | - | N/A | N/A | N/A | 9.8379 | 3.3104 | 3.8435
[SEER Non Multi-Split <=65kW] GEMS (Air Conditioners up to 65kW) Determination 2019 | MEPS 2019 | AS/NZS 3823.1.1:2012 | KCHV070D1B/KBHV070D1S |  | N/A | Braemar | N/A | Non Ducted | Single Split System | Cassette | Air | Air | China | 2.05 | N/A | 7.2 | N/A | N/A | N/A | N/A | N/A | 2.1 | 8 | Enthalpy Test Room | 3.4808 | 3.8154 | N/A | - | N/A | N/A | N/A | N/A | N/A | N/A | N/A | N/A | N/A | N/A | N/A | N/A | N/A | N/A | N/A | N/A | N/A | Single | R32 | Australia,New Zealand | 143045 | 2027-02-24 |  | Approved | Reverse Cycle | N/A | Yes | Class 9 | Yes | N/A | N/A | N/A | N/A | N/A | N/A | N/A | Available | N/A | N/A | https://www.seeleyinternational.com/ | http://www.braemar.com.au/ | N/A |  |  | AAC6500 | Yes | Variable output compressor | Inverter | No | - | 7200 | 2.05 | - | 780 | 3450 | Yes | 510 | 2400 | - | 1873.7 | 7754.4 | No | 712.92 | 3715.65 | - | 410 | 2700 | 8000 | 2.1 | 750 | 3700 | Yes | 370 | 1800 | No | - | - | - | 1930 | 5700 | No | - | - | - | - | - | - | - | - | No | - | - | No | - | - | 53.4 | 66 | 4.812 | 4.683 | 4.847 | 6.699 | 6.021 | 5.274 | 414 | 642 | 1940 | 780 | 1024 | 2557 | 3 | 3 | 3 | 3.29 | 3.839 | 4.76 | 3.75 | 4.279 | 4.824 | 3181 | 1139 | 148 | 946 | 474 | 93 | 1.5 | 2 | 3 | No | - | - | - | - | N/A | N/A | N/A | 2.8 | 3.4961 | 3.7924
[SEER Non Multi-Split <=65kW] GEMS (Air Conditioners up to 65kW) Determination 2019 | MEPS 2019 | AS/NZS 3823.1.1:2012 | KCHV070D1B/KBHV070D1S |  | N/A | Braemar | N/A | Non Ducted | Single Split System | Cassette | Air | Air | China | 2.05 | N/A | 7.1 | N/A | N/A | N/A | N/A | N/A | 2.1 | 8 | Enthalpy Test Room | 3.4808 | 3.8154 | N/A | - | N/A | N/A | N/A | N/A | N/A | N/A | N/A | N/A | N/A | N/A | N/A | N/A | N/A | N/A | N/A | N/A | N/A | Single | R32 | Australia,Fiji,New Zealand | 149449 | 2027-09-14 |  | Approved | Reverse Cycle | N/A | Yes | Class 9 | Yes | N/A | N/A | N/A | N/A | N/A | N/A | N/A | Available | N/A | N/A | http://www.gree.com/ | http://www.braemar.com.au/ | N/A |  |  | AAC7009 | Yes | Variable output compressor | Inverter | No | - | 7100 | 2.05 | - | 780 | 3450 | Yes | 510 | 2400 | - | 1873.7 | 7646.7 | No | 712.92 | 3715.65 | - | 410 | 2700 | 8000 | 2.1 | 750 | 3700 | Yes | 370 | 1800 | No | - | - | - | 1930 | 5700 | No | - | - | - | - | - | - | - | - | No | - | - | No | - | - | 53.4 | 66 | 4.799 | 4.664 | 4.831 | 6.7 | 6.01 | 5.259 | 409 | 635 | 1919 | 769 | 1012 | 2529 | 3 | 3 | 3 | 3.29 | 3.839 | 4.76 | 3.75 | 4.279 | 4.824 | 3181 | 1139 | 148 | 946 | 474 | 93 | 1.5 | 2 | 3 | No | - | - | - | - | N/A | N/A | N/A | 2.8 | 3.4475 | 3.7924
[SEER Non Multi-Split <=65kW] GEMS (Air Conditioners up to 65kW) Determination 2019 | MEPS 2019 | AS/NZS 3823.1.2:2012 | KCHV070D1B/KDHV070D1S |  | N/A | Braemar | N/A | Ducted | Single Split System | - | Air | Air | China | 2 | N/A | 7.1 | N/A | N/A | N/A | N/A | N/A | 2.1 | 8 | Enthalpy Test Room | 3.5669 | 3.8338 | N/A | - | N/A | N/A | N/A | N/A | N/A | N/A | N/A | N/A | N/A | N/A | N/A | N/A | N/A | N/A | N/A | N/A | N/A | Single | R32 | Australia,Fiji,New Zealand | 130964 | 2025-08-21 |  | Approved | Reverse Cycle | N/A | Yes | Class 10 | Yes | N/A | N/A | N/A | N/A | N/A | N/A | N/A | Unavailable | N/A | N/A | http://www.gree.com/ | http://www.braemar.com.au/ | N/A |  |  | AAC5179 | Yes | Variable output compressor | Inverter | No | - | 7100 | 2 | - | 800 | 3380 | Yes | 580 | 2470 | - | 1828 | 7646.7 | No | 731.2 | 3640.26 | - | 480 | 2780 | 8000 | 2.1 | 800 | 3780 | Yes | 450 | 1890 | No | - | - | - | 2000 | 5950 | No | - | - | - | - | - | - | - | - | No | - | - | No | - | - | - | 66 | 4.631 | 4.519 | 4.687 | 6.145 | 5.59 | 5.057 | 425 | 657 | 1980 | 840 | 1090 | 2631 | 3 | 3 | 3 | 3.275 | 3.75 | 4.349 | 3.573 | 3.957 | 4.309 | 3195 | 1165 | 160 | 992 | 511 | 102 | 1.5 | 2 | 2.5 | No | - | - | - | - | N/A | N/A | N/A | 2.3 | 3.5363 | 3.7955
[SEER Non Multi-Split <=65kW] GEMS (Air Conditioners up to 65kW) Determination 2019 | MEPS 2019 | AS/NZS 3823.1.1:2012 | KCHV100D1B/KBHV100D1S |  | N/A | Braemar | N/A | Non Ducted | Single Split System | Cassette | Air | Air | China | 3.04 | N/A | 10.2 | N/A | N/A | N/A | N/A | N/A | 3.4 | 12.1 | Enthalpy Test Room | 3.3399 | 3.561 | N/A | - | N/A | N/A | N/A | N/A | N/A | N/A | N/A | N/A | N/A | N/A | N/A | N/A | N/A | N/A | N/A | N/A | N/A | Single | R32 | Australia,New Zealand | 143047 | 2027-02-24 |  | Approved | Reverse Cycle | N/A | Yes | Class 11 | Yes | N/A | N/A | N/A | N/A | N/A | N/A | N/A | Available | N/A | N/A | http://www.gree.com/ | http://www.braemar.com.au/ | N/A |  |  | AAC6499 | Yes | Variable output compressor | Inverter | No | - | 10200 | 3.04 | - | 1000 | 4650 | Yes | 600 | 2890 | - | 2778.56 | 10985.4 | No | 914 | 5008.05 | - | 480 | 3000 | 12100 | 3.4 | 1150 | 5600 | Yes | 520 | 2600 | No | - | - | - | 2850 | 7400 | No | - | - | - | - | - | - | - | - | No | - | - | No | - | - | 59.2 | 70.6 | 4.723 | 4.554 | 4.75 | 6.415 | 5.776 | 5.168 | 596 | 933 | 2802 | 1153 | 1512 | 3696 | 3 | 3 | 3 | 2.803 | 3.258 | 4.626 | 3.399 | 3.948 | 4.834 | 5648 | 2030 | 231 | 1579 | 777 | 141 | 1 | 1.5 | 3 | No | - | - | - | - | N/A | N/A | N/A | 4.8 | 3.3375 | 3.5419
[SEER Non Multi-Split <=65kW] GEMS (Air Conditioners up to 65kW) Determination 2019 | MEPS 2019 | AS/NZS 3823.1.1:2012 | KCHV100D1B/KBHV100D1S |  | N/A | Braemar | N/A | Non Ducted | Single Split System | Cassette | Air | Air | China | 3.04 | N/A | 10.1 | N/A | N/A | N/A | N/A | N/A | 3.4 | 12 | Enthalpy Test Room | 3.3399 | 3.561 | N/A | - | N/A | N/A | N/A | N/A | N/A | N/A | N/A | N/A | N/A | N/A | N/A | N/A | N/A | N/A | N/A | N/A | N/A | Single | R32 | Australia,Fiji,New Zealand | 149450 | 2027-09-14 |  | Approved | Reverse Cycle | N/A | Yes | Class 11 | Yes | N/A | N/A | N/A | N/A | N/A | N/A | N/A | Available | N/A | N/A | http://www.gree.com/ | http://www.braemar.com.au/ | N/A |  |  | AAC7004 | Yes | Variable output compressor | Inverter | No | - | 10100 | 3.04 | - | 1000 | 4650 | Yes | 600 | 2890 | - | 2778.56 | 10877.7 | No | 914 | 5008.05 | - | 480 | 3000 | 12000 | 3.4 | 1150 | 5600 | Yes | 520 | 2600 | No | - | - | - | 2850 | 7400 | No | - | - | - | - | - | - | - | - | No | - | - | No | - | - | 59.2 | 70.6 | 4.712 | 4.538 | 4.737 | 6.411 | 5.768 | 5.157 | 591 | 927 | 2783 | 1143 | 1499 | 3667 | 3 | 3 | 3 | 2.823 | 3.287 | 4.642 | 3.414 | 3.964 | 4.839 | 5562 | 1995 | 229 | 1559 | 768 | 140 | 1 | 1.5 | 3 | No | - | - | - | - | N/A | N/A | N/A | 4.8 | 3.3047 | 3.5127
[SEER Non Multi-Split <=65kW] GEMS (Air Conditioners up to 65kW) Determination 2019 | MEPS 2019 | AS/NZS 3823.1.2:2012 | KCHV100D1B/KDHV100D1S |  | N/A | Braemar | N/A | Ducted | Single Split System | - | Air | Air | China | 2.85 | N/A | 9.2 | N/A | N/A | N/A | N/A | N/A | 3.55 | 12.1 | Enthalpy Test Room | 3.2655 | 3.4499 | N/A | - | N/A | N/A | N/A | N/A | N/A | N/A | N/A | N/A | N/A | N/A | N/A | N/A | N/A | N/A | N/A | N/A | N/A | Single | R32 | Australia,Fiji,New Zealand | 130968 | 2025-08-25 |  | Approved | Reverse Cycle | N/A | Yes | Class 10 | Yes | N/A | N/A | N/A | N/A | N/A | N/A | N/A | Unavailable | N/A | N/A | http://www.gree.com/ | http://www.braemar.com.au/ | N/A |  |  | AAC5182 | Yes | Variable output compressor | Inverter | No | - | 9200 | 2.85 | - | 1060 | 4470 | Yes | 540 | 2420 | - | 2604.9 | 9908.4 | No | 968.84 | 4814.19 | - | 420 | 2730 | 12100 | 3.55 | 1250 | 5840 | Yes | 540 | 2540 | No | - | - | - | 2820 | 7050 | No | - | - | - | - | - | - | - | - | No | - | - | No | - | - | - | 70.6 | 4.567 | 4.432 | 4.575 | 6.609 | 5.86 | 5.01 | 557 | 866 | 2625 | 1010 | 1344 | 3440 | 3 | 2.5 | 3 | 2.619 | 3.009 | 4.337 | 3.19 | 3.694 | 4.555 | 6042 | 2194 | 244 | 1681 | 828 | 148 | 1 | 1.5 | 2.5 | No | - | - | - | - | N/A | N/A | N/A | 4 | 3.2128 | 3.3955
[SEER Non Multi-Split <=65kW] GEMS (Air Conditioners up to 65kW) Determination 2019 | MEPS 2019 | AS/NZS 3823.1.2:2012 | KCHV100D1B/KDHV100D1S | KDHV100D1S | N/A | Braemar | N/A | Ducted | Single Split System | - | Air | Air | Australia | 3.05 | N/A | 10 | N/A | N/A | N/A | N/A | N/A | 3.6 | 12 | Enthalpy Test Room | 3.2894 | 3.3917 | N/A | - | N/A | N/A | N/A | N/A | N/A | N/A | N/A | N/A | N/A | N/A | N/A | N/A | N/A | N/A | N/A | N/A | Calorimeter Room | Single | R32 | Australia,Fiji,New Zealand | 137786 | 2026-04-29 |  | Approved | Reverse Cycle | N/A | Yes | Class 11 | Yes | N/A | N/A | N/A | N/A | N/A | N/A | N/A | Available | N/A | N/A | http://www.gree.com/ | http://www.braemar.com.au/ | N/A |  |  | AAC5929 | Yes | Variable output compressor | Inverter | No | - | 10000 | 3.05 | - | 1150 | 4800 | Yes | 550 | 2500 | - | 2787.7 | 10770 | No | 1051.1 | 5169.6 | - | 450 | 2750 | 12000 | 3.6 | 1250 | 5800 | Yes | 550 | 2550 | No | - | - | - | 2850 | 7100 | No | - | - | - | - | - | - | - | - | No | - | - | No | - | - | - | 70.6 | 4.491 | 4.361 | 4.508 | 6.115 | 5.53 | 4.889 | 616 | 958 | 2897 | 1188 | 1550 | 3832 | 2.5 | 2.5 | 3 | 2.64 | 3.04 | 4.326 | 3.194 | 3.686 | 4.511 | 5944 | 2154 | 243 | 1665 | 823 | 148 | 1 | 1.5 | 2.5 | No | - | - | - | - | N/A | N/A | N/A | 4 | 3.2642 | 3.3209
[SEER Non Multi-Split <=65kW] GEMS (Air Conditioners up to 65kW) Determination 2019 | MEPS 2019 | AS/NZS 3823.1.2:2012 | KCHV100D1B/KDHV101D1S | KDHV100D1S | N/A | Braemar | N/A | Ducted | Single Split System | - | Air | Air | Australia | 3.05 | N/A | 10 | N/A | N/A | N/A | N/A | N/A | 3.6 | 12 | Enthalpy Test Room | 3.2894 | 3.3917 | N/A | - | N/A | N/A | N/A | N/A | N/A | N/A | N/A | N/A | N/A | N/A | N/A | N/A | N/A | N/A | N/A | N/A | Calorimeter Room | Single | R32 | Australia,Fiji,New Zealand | 137786 | 2026-04-29 |  | Approved | Reverse Cycle | N/A | Yes | Class 11 | Yes | N/A | N/A | N/A | N/A | N/A | N/A | N/A | Available | N/A | N/A | http://www.gree.com/ | http://www.braemar.com.au/ | N/A |  |  | AAC5929 | Yes | Variable output compressor | Inverter | No | - | 10000 | 3.05 | - | 1150 | 4800 | Yes | 550 | 2500 | - | 2787.7 | 10770 | No | 1051.1 | 5169.6 | - | 450 | 2750 | 12000 | 3.6 | 1250 | 5800 | Yes | 550 | 2550 | No | - | - | - | 2850 | 7100 | No | - | - | - | - | - | - | - | - | No | - | - | No | - | - | - | 70.6 | 4.491 | 4.361 | 4.508 | 6.115 | 5.53 | 4.889 | 616 | 958 | 2897 | 1188 | 1550 | 3832 | 2.5 | 2.5 | 3 | 2.64 | 3.04 | 4.326 | 3.194 | 3.686 | 4.511 | 5944 | 2154 | 243 | 1665 | 823 | 148 | 1 | 1.5 | 2.5 | No | - | - | - | - | N/A | N/A | N/A | 4 | 3.2642 | 3.3209
[SEER Non Multi-Split <=65kW] GEMS (Air Conditioners up to 65kW) Determination 2019 | MEPS 2019 | AS/NZS 3823.1.2:2012 | KCHV125D1B/KACV125D1S |  | N/A | Braemar | N/A | Ducted | Single Split System | - | Air | - | Australia,China | 3.47 | N/A | 11.2 | N/A | N/A | N/A | N/A | N/A | - | - | Enthalpy Test Room | 3.2164 | - | N/A | - | N/A | N/A | N/A | N/A | N/A | N/A | N/A | N/A | N/A | N/A | N/A | N/A | N/A | N/A | N/A | N/A | N/A | Single | R32 | Australia,Fiji,New Zealand | 152262 | 2028-01-26 |  | Approved | Cooling Only | N/A | Yes | Class 11 | Yes | N/A | N/A | N/A | N/A | N/A | N/A | N/A | Available | N/A | N/A | http://www.gree.com/ | http://www.braemar.com.au/ | N/A |  |  | AAC7240 | Yes | Variable output compressor | Inverter | Yes | - | 11200 | 3.47 | - | - | - | - | - | - | No | - | - | - | - | - | - | - | - | - | - | - | - | - | - | - | - | - | - | - | - | - | - | - | - | - | - | - | - | - | - | - | - | - | - | - | - | - | - | 3.247 | 3.232 | 3.4 | 3.673 | 3.509 | 3.541 | 958 | 1451 | 4305 | 2221 | 2740 | 5929 | 1.5 | 1.5 | 1.5 | - | - | - | - | - | - | - | - | - | - | - | - | - | - | - | No | - | - | - | - | N/A | N/A | N/A | 4.6 | 3.2133 | -
[SEER Non Multi-Split <=65kW] GEMS (Air Conditioners up to 65kW) Determination 2019 | MEPS 2019 | AS/NZS 3823.1.1:2012 | KCHV125D1B/KBHV125D1S |  | N/A | Braemar | N/A | Non Ducted | Single Split System | Cassette | Air | Air | China | 3.85 | N/A | 12.8 | N/A | N/A | N/A | N/A | N/A | 4.2 | 13.5 | Enthalpy Test Room | 3.363 | 3.2458 | N/A | - | N/A | N/A | N/A | N/A | N/A | N/A | N/A | N/A | N/A | N/A | N/A | N/A | N/A | N/A | N/A | N/A | N/A | Single | R32 | Australia,Fiji,New Zealand | 143048 | 2027-02-22 |  | Approved | Reverse Cycle | N/A | Yes | Class 11 | Yes | N/A | N/A | N/A | N/A | N/A | N/A | N/A | Available | N/A | N/A | http://www.gree.com/ | http://www.braemar.com.au/ | N/A |  |  | AAC6466 | Yes | Variable output compressor | Inverter | No | - | 12800 | 3.85 | - | 1350 | 6300 | Yes | 630 | 3250 | - | 3518.9 | 13785.6 | No | 1233.9 | 6785.1 | - | 500 | 3600 | 13500 | 4.2 | 1320 | 6710 | Yes | 710 | 3950 | No | - | - | - | 3800 | 9880 | No | - | - | - | - | - | - | - | - | No | - | - | - | - | - | 65.7 | 69.1 | 4.939 | 4.748 | 4.9 | 7.052 | 6.258 | 5.37 | 717 | 1126 | 3411 | 1318 | 1753 | 4466 | 3 | 3 | 3 | 3.237 | 3.864 | 5.133 | 3.823 | 4.482 | 5.251 | 5456 | 1910 | 233 | 1567 | 764 | 145 | 1.5 | 2 | 3.5 | No | - | - | - | - | N/A | N/A | N/A | 4.8 | 3.3107 | 3.2019
[SEER Non Multi-Split <=65kW] GEMS (Air Conditioners up to 65kW) Determination 2019 | MEPS 2019 | AS/NZS 3823.1.1:2012 | KCHV125D1B/KBHV125D1S |  | N/A | Braemar | N/A | Non Ducted | Single Split System | Cassette | Air | Air | China | 3.85 | N/A | 12.5 | N/A | N/A | N/A | N/A | N/A | 4.2 | 13.5 | Enthalpy Test Room | 3.363 | 3.2458 | N/A | - | N/A | N/A | N/A | N/A | N/A | N/A | N/A | N/A | N/A | N/A | N/A | N/A | N/A | N/A | N/A | N/A | N/A | Single | R32 | Australia,Fiji,New Zealand | 149452 | 2027-09-14 |  | Approved | Reverse Cycle | N/A | Yes | Class 11 | Yes | N/A | N/A | N/A | N/A | N/A | N/A | N/A | Available | N/A | N/A | http://www.gree.com/ | http://www.braemar.com.au/ | N/A |  |  | AAC7003 | Yes | Variable output compressor | Inverter | No | - | 12500 | 3.85 | - | 1350 | 6150 | Yes | 630 | 3250 | - | 3518.9 | 13462.5 | No | 1233.9 | 6623.55 | - | 500 | 3400 | 13500 | 4.2 | 1380 | 6500 | Yes | 730 | 3800 | No | - | - | - | 3950 | 9880 | No | - | - | - | - | - | - | - | - | No | - | - | No | - | - | 65.7 | 69.1 | 4.778 | 4.59 | 4.746 | 6.679 | 5.955 | 5.183 | 724 | 1138 | 3440 | 1359 | 1799 | 4518 | 3 | 3 | 3 | 3.092 | 3.642 | 4.778 | 3.635 | 4.22 | 4.902 | 5711 | 2026 | 249 | 1647 | 811 | 154 | 1.5 | 2 | 3 | No | - | - | - | - | N/A | N/A | N/A | 4.8 | 3.2331 | 3.2019
[SEER Non Multi-Split <=65kW] GEMS (Air Conditioners up to 65kW) Determination 2019 | MEPS 2019 | AS/NZS 3823.1.2:2012 | KCHV125D1B/KDHV125D1S |  | N/A | Braemar | N/A | Ducted | Single Split System | - | Air | Air | China | 3.8 | N/A | 12.4 | N/A | N/A | N/A | N/A | N/A | 4 | 14 | Enthalpy Test Room | 3.2777 | 3.6007 | N/A | - | N/A | N/A | N/A | N/A | N/A | N/A | N/A | N/A | N/A | N/A | N/A | N/A | N/A | N/A | N/A | N/A | N/A | Single | R410A | Australia,Fiji,New Zealand | 130982 | 2025-08-25 |  | Approved | Reverse Cycle | N/A | Yes | Class 11 | Yes | N/A | N/A | N/A | N/A | N/A | N/A | N/A | Unavailable | N/A | N/A | http://www.gree.com/ | http://www.braemar.com.au/ | N/A |  |  | AAC5181 | Yes | Variable output compressor | Inverter | No | - | 12400 | 3.8 | - | 1350 | 6300 | Yes | 650 | 3350 | - | 3473.2 | 13354.8 | No | 1233.9 | 6785.1 | - | 530 | 3740 | 14000 | 4 | 1420 | 6390 | Yes | 720 | 3620 | No | - | - | - | 3700 | 10640 | No | - | - | - | - | - | - | - | - | No | - | - | No | - | - | - | 69.8 | 4.917 | 4.708 | 4.872 | 6.886 | 6.149 | 5.33 | 698 | 1100 | 3324 | 1308 | 1728 | 4358 | 3 | 3 | 3 | 3.261 | 3.771 | 4.629 | 3.719 | 4.253 | 4.741 | 5616 | 2028 | 265 | 1669 | 833 | 164 | 1.5 | 2 | 3 | No | - | - | - | - | N/A | N/A | N/A | 4.6 | 3.2499 | 3.4864
[SEER Non Multi-Split <=65kW] GEMS (Air Conditioners up to 65kW) Determination 2019 | MEPS 2019 | AS/NZS 3823.1.2:2012 | KCHV140D1B/KACV140D1S |  | N/A | Braemar | N/A | Ducted | Single Split System | - | Air | - | Australia,China | 3.96 | N/A | 12.65 | N/A | N/A | N/A | N/A | N/A | - | - | Enthalpy Test Room | 3.1944 | - | N/A | - | N/A | N/A | N/A | N/A | N/A | N/A | N/A | N/A | N/A | N/A | N/A | N/A | N/A | N/A | N/A | N/A | N/A | Single | R32 | Australia,Fiji,New Zealand | 152261 | 2028-01-26 |  | Approved | Cooling Only | N/A | Yes | Class 11 | Yes | N/A | N/A | N/A | N/A | N/A | N/A | N/A | Available | N/A | N/A | http://www.gree.com/ | http://www.braemar.com.au/ | N/A |  |  | AAC7239 | Yes | Variable output compressor | Inverter | Yes | - | 12650 | 3.96 | - | - | - | - | - | - | No | - | - | - | - | - | - | - | - | - | - | - | - | - | - | - | - | - | - | - | - | - | - | - | - | - | - | - | - | - | - | - | - | - | - | - | - | - | - | 3.202 | 3.19 | 3.362 | 3.63 | 3.469 | 3.502 | 1096 | 1659 | 4916 | 2537 | 3130 | 6769 | 1.5 | 1.5 | 1.5 | - | - | - | - | - | - | - | - | - | - | - | - | - | - | - | No | - | - | - | - | N/A | N/A | N/A | 6 | 3.1782 | -
[SEER Non Multi-Split <=65kW] GEMS (Air Conditioners up to 65kW) Determination 2019 | MEPS 2019 | AS/NZS 3823.1.1:2012 | KCHV140D1B/KBHV140D1S |  | N/A | Braemar | N/A | Non Ducted | Single Split System | Cassette | Air | Air | China | 4.25 | N/A | 13.6 | N/A | N/A | N/A | N/A | N/A | 4.85 | 16 | Enthalpy Test Room | 3.2083 | 3.2441 | N/A | - | N/A | N/A | N/A | N/A | N/A | N/A | N/A | N/A | N/A | N/A | N/A | N/A | N/A | N/A | N/A | N/A | N/A | Single | R32 | Australia,New Zealand | 143062 | 2027-02-22 |  | Approved | Reverse Cycle | N/A | Yes | Class 11 | Yes | N/A | N/A | N/A | N/A | N/A | N/A | N/A | Available | N/A | N/A | http://www.gree.com/ | http://www.braemar.com.au/ | N/A |  |  | AAC6450 | Yes | Variable output compressor | Inverter | No | - | 13600 | 4.25 | - | 1500 | 6800 | Yes | 650 | 3100 | - | 3884.5 | 14647.2 | No | 1371 | 7323.6 | - | 500 | 3400 | 16000 | 4.85 | 1700 | 8000 | Yes | 750 | 3600 | No | - | - | - | 4200 | 10500 | No | - | - | - | - | - | - | - | - | No | - | - | No | - | - | 68.3 | 70.3 | 4.792 | 4.601 | 4.752 | 7.02 | 6.149 | 5.231 | 785 | 1234 | 3737 | 1406 | 1895 | 4870 | 3 | 3 | 3 | 2.879 | 3.37 | 4.557 | 3.414 | 3.942 | 4.685 | 7270 | 2592 | 308 | 2077 | 1027 | 190 | 1 | 1.5 | 3 | No | - | - | - | - | N/A | N/A | N/A | 5.4 | 3.1863 | 3.2866
[SEER Non Multi-Split <=65kW] GEMS (Air Conditioners up to 65kW) Determination 2019 | MEPS 2019 | AS/NZS 3823.1.1:2012 | KCHV140D1B/KBHV140D1S |  | N/A | Braemar | N/A | Non Ducted | Single Split System | Cassette | Air | Air | China | 4.25 | N/A | 13.6 | N/A | N/A | N/A | N/A | N/A | 4.85 | 16 | Enthalpy Test Room | 3.2083 | 3.2441 | N/A | - | N/A | N/A | N/A | N/A | N/A | N/A | N/A | N/A | N/A | N/A | N/A | N/A | N/A | N/A | N/A | N/A | N/A | Single | R32 | Australia,Fiji,New Zealand | 149454 | 2027-09-14 |  | Approved | Reverse Cycle | N/A | Yes | Class 11 | Yes | N/A | N/A | N/A | N/A | N/A | N/A | N/A | Available | N/A | N/A | http://www.gree.com/ | http://www.braemar.com.au/ | N/A |  |  | AAC7002 | Yes | Variable output compressor | Inverter | No | - | 13600 | 4.25 | - | 1500 | 6800 | Yes | 650 | 3100 | - | 3884.5 | 14647.2 | No | 1371 | 7323.6 | - | 500 | 3400 | 16000 | 4.85 | 1700 | 8000 | Yes | 750 | 3600 | No | - | - | - | 4200 | 10500 | No | - | - | - | - | - | - | - | - | No | - | - | No | - | - | 68.3 | 70.3 | 4.792 | 4.601 | 4.752 | 7.02 | 6.149 | 5.231 | 785 | 1234 | 3737 | 1406 | 1895 | 4870 | 3 | 3 | 3 | 2.879 | 3.37 | 4.557 | 3.414 | 3.942 | 4.685 | 7270 | 2592 | 308 | 2077 | 1027 | 190 | 1 | 1.5 | 3 | No | - | - | - | - | N/A | N/A | N/A | 5.4 | 3.1863 | 3.2866
[SEER Non Multi-Split <=65kW] GEMS (Air Conditioners up to 65kW) Determination 2019 | MEPS 2019 | AS/NZS 3823.1.2:2012 | KCHV140D1B/KDHV140D1S |  | N/A | Braemar | N/A | Ducted | Single Split System | - | Air | Air | China | 4.25 | N/A | 13.5 | N/A | N/A | N/A | N/A | N/A | 4.35 | 16 | Enthalpy Test Room | 3.192 | 3.6887 | N/A | - | N/A | N/A | N/A | N/A | N/A | N/A | N/A | N/A | N/A | N/A | N/A | N/A | N/A | N/A | N/A | N/A | N/A | Single | R32 | Australia,Fiji,New Zealand | 130991 | 2025-08-28 |  | Approved | Reverse Cycle | N/A | Yes | Class 11 | Yes | N/A | N/A | N/A | N/A | N/A | N/A | N/A | Available | N/A | N/A | http://www.gree.com/ | http://www.braemar.com.au/ | N/A |  |  | AAC5209 | Yes | Variable output compressor | Inverter | No | - | 13500 | 4.25 | - | 1490 | 6430 | Yes | 660 | 3090 | - | 3884.5 | 14539.5 | No | 1361.86 | 6925.11 | - | 520 | 3350 | 16000 | 4.35 | 1450 | 7300 | Yes | 810 | 4310 | No | - | - | - | 3930 | 10650 | No | - | - | - | - | - | - | - | - | No | - | - | No | - | - | - | 70.3 | 4.544 | 4.389 | 4.542 | 6.435 | 5.733 | 4.964 | 821 | 1283 | 3881 | 1522 | 2016 | 5093 | 3 | 2.5 | 3 | 3.082 | 3.629 | 4.919 | 3.664 | 4.26 | 5.06 | 6793 | 2410 | 288 | 1937 | 952 | 178 | 1.5 | 2 | 3 | No | - | - | - | - | N/A | N/A | N/A | 6 | 3.1614 | 3.6611
[SEER Non Multi-Split <=65kW] GEMS (Air Conditioners up to 65kW) Determination 2019 | MEPS 2019 | AS/NZS 3823.1.2:2012 | KCHV160D1B/KACV160D1S |  | N/A | Braemar | N/A | Ducted | Single Split System | - | Air | - | China,Australia | 4.7 | N/A | 16 | N/A | N/A | N/A | N/A | N/A | - | - | Enthalpy Test Room | 3.4606 | - | N/A | - | N/A | N/A | N/A | N/A | N/A | N/A | N/A | N/A | N/A | N/A | N/A | N/A | N/A | N/A | N/A | N/A | N/A | Single | R32 | Australia,Fiji,New Zealand | 149827 | 2027-10-02 |  | Approved | Cooling Only | N/A | Yes | Class 11 | Yes | N/A | N/A | N/A | N/A | N/A | N/A | N/A | Available | N/A | N/A | http://www.gree.com/ | http://www.braemar.com.au/ | N/A |  |  | AAC7069 | Yes | Variable output compressor | Inverter | Yes | - | 16000 | 4.7 | - | - | - | - | - | - | No | - | - | - | - | - | - | - | - | - | - | - | - | - | - | - | - | - | - | - | - | - | - | - | - | - | - | - | - | - | - | - | - | - | - | - | - | - | - | 3.461 | 3.437 | 3.596 | 3.89 | 3.714 | 3.74 | 1290 | 1956 | 5822 | 3001 | 3704 | 8024 | 1.5 | 1.5 | 2 | - | - | - | - | - | - | - | - | - | - | - | - | - | - | - | No | - | - | - | - | N/A | N/A | N/A | 3.8 | 3.395 | -
[SEER Non Multi-Split <=65kW] GEMS (Air Conditioners up to 65kW) Determination 2019 | MEPS 2019 | AS/NZS 3823.1.2:2012 | KCHV160D1B/KDHV160D1S |  | N/A | Braemar | N/A | Ducted | Single Split System | - | Air | Air | China | 4.9 | N/A | 16.3 | N/A | N/A | N/A | N/A | N/A | 5.25 | 18.6 | Enthalpy Test Room | 3.3364 | 3.5679 | N/A | - | N/A | N/A | N/A | N/A | N/A | N/A | N/A | N/A | N/A | N/A | N/A | N/A | N/A | N/A | N/A | N/A | N/A | Single | R32 | Australia,Fiji,New Zealand | 130984 | 2025-08-24 |  | Approved | Reverse Cycle | N/A | Yes | Class 11 | Yes | N/A | N/A | N/A | N/A | N/A | N/A | N/A | Unavailable | N/A | N/A | http://www.gree.com/ | http://www.braemar.com.au/ | N/A |  |  | AAC5180 | Yes | Variable output compressor | Inverter | No | - | 16300 | 4.9 | - | 1740 | 7830 | Yes | 1350 | 6290 | - | 4478.6 | 17555.1 | No | 1590.36 | 8432.91 | - | 1120 | 6840 | 18600 | 5.25 | 1750 | 8770 | Yes | 1480 | 7420 | No | - | - | - | 4570 | 12930 | No | - | - | - | - | - | - | - | - | No | - | - | No | - | - | - | 72.1 | 4.754 | 4.566 | 4.718 | 6.275 | 5.681 | 5.114 | 954 | 1497 | 4518 | 1892 | 2464 | 5977 | 3 | 3 | 3 | 3.175 | 3.715 | 4.656 | 3.621 | 4.131 | 4.701 | 7658 | 2729 | 345 | 2272 | 1135 | 215 | 1.5 | 2 | 3 | No | - | - | - | - | N/A | N/A | N/A | 3.8 | 3.3178 | 3.5342
[SEER Non Multi-Split <=65kW] GEMS (Air Conditioners up to 65kW) Determination 2019 | MEPS 2019 | AS/NZS 3823.1.2:2012 | KCHV160D1B/KGHV200A1S |  | N/A | Braemar | N/A | Ducted | Single Split System | - | Air | Air | Australia,China | 3.885 | N/A | 12.2 | N/A | N/A | N/A | N/A | N/A | 5.065 | 20 | Enthalpy Test Room | 3.1352 | 3.9154 | N/A | - | N/A | N/A | N/A | N/A | N/A | N/A | N/A | N/A | N/A | N/A | N/A | N/A | N/A | N/A | N/A | N/A | N/A | Single | R32 | Australia,Fiji,New Zealand | 159008 | 2029-01-27 |  | Approved | Reverse Cycle | N/A | Yes | Class 11 | Yes | N/A | N/A | N/A | N/A | N/A | N/A | N/A | Available | N/A | N/A | http://www.gree.com/ | http://www.braemar.com.au/ | N/A |  |  | AAC8022 | Yes | Variable output compressor | Inverter | No | - | 12200 | 3.885 | - | 1460 | 5850 | Yes | 805 | 2315 | - | 3550.89 | 13139.4 | No | 1334.44 | 6300.45 | - | 580 | 2460 | 20000 | 5.065 | 1660 | 9050 | Yes | 920 | 5400 | No | - | - | - | 4160 | 15000 | No | - | - | - | - | - | - | - | - | No | - | - | No | - | - | - | - | 4.224 | 4.095 | 4.262 | 6.333 | 5.369 | 4.707 | 800 | 1245 | 3739 | 1399 | 1947 | 4856 | 2.5 | 2.5 | 2.5 | 3.803 | 4.503 | 5.495 | 4.332 | 5.019 | 5.587 | 6878 | 2426 | 318 | 2046 | 1008 | 198 | 2 | 3 | 3.5 | No | - | - | - | - | N/A | N/A | N/A | 5.1 | 3.1264 | 3.9353
[SEER Non Multi-Split <=65kW] GEMS (Air Conditioners up to 65kW) Determination 2019 | MEPS 2019 | AS/NZS 3823.1.2:2012 | KCHV160D1B/KGHV200A1S |  | N/A | Braemar | N/A | Ducted | Single Split System | - | Air | Air | Australia,China | 3.9 | N/A | 13.2 | N/A | N/A | N/A | N/A | N/A | 4.86 | 17 | Enthalpy Test Room | 3.3956 | 3.461 | N/A | - | N/A | N/A | N/A | N/A | N/A | N/A | N/A | N/A | N/A | N/A | N/A | N/A | N/A | N/A | N/A | N/A | N/A | Single | R32 | Australia,Fiji,New Zealand | 161997 | 2029-06-04 |  | Approved | Reverse Cycle | N/A | Yes | Class 11 | Yes | N/A | N/A | N/A | N/A | N/A | N/A | N/A | Available | N/A | N/A | http://www.gree.com/ | http://www.braemar.com.au/ | N/A |  |  | AAC8286 | Yes | Variable output compressor | Inverter | No | - | 13200 | 3.9 | - | 1450 | 6400 | Yes | 780 | 2900 | - | 3564.6 | 14216.4 | No | 1325.3 | 6892.8 | - | 620 | 3000 | 17000 | 4.86 | 1670 | 7660 | Yes | 820 | 4000 | No | - | - | - | 4170 | 13200 | No | - | - | - | - | - | - | - | - | No | - | - | No | - | - | - | - | 4.541 | 4.383 | 4.588 | 5.978 | 5.376 | 4.969 | 805 | 1258 | 3757 | 1605 | 2105 | 4977 | 3 | 2.5 | 3 | 3.405 | 3.918 | 4.622 | 3.802 | 4.305 | 4.703 | 6531 | 2370 | 321 | 1982 | 999 | 200 | 1.5 | 2 | 3 | No | - | - | - | - | N/A | N/A | N/A | 5.1 | 3.3697 | 3.4856
[SEER Non Multi-Split <=65kW] GEMS (Air Conditioners up to 65kW) Determination 2019 | MEPS 2019 | AS/NZS 3823.1.2:2012 | KDHV100D1S | KDHV100D1S | N/A | Braemar | N/A | Ducted | Single Split System | - | Air | Air | Australia | 3.05 | N/A | 10 | N/A | N/A | N/A | N/A | N/A | 3.6 | 12 | Enthalpy Test Room | 3.2894 | 3.3917 | N/A | - | N/A | N/A | N/A | N/A | N/A | N/A | N/A | N/A | N/A | N/A | N/A | N/A | N/A | N/A | N/A | N/A | Calorimeter Room | Single | R32 | Australia,Fiji,New Zealand | 137786 | 2026-04-29 |  | Approved | Reverse Cycle | N/A | Yes | Class 11 | Yes | N/A | N/A | N/A | N/A | N/A | N/A | N/A | Available | N/A | N/A | http://www.gree.com/ | http://www.braemar.com.au/ | N/A |  |  | AAC5929 | Yes | Variable output compressor | Inverter | No | - | 10000 | 3.05 | - | 1150 | 4800 | Yes | 550 | 2500 | - | 2787.7 | 10770 | No | 1051.1 | 5169.6 | - | 450 | 2750 | 12000 | 3.6 | 1250 | 5800 | Yes | 550 | 2550 | No | - | - | - | 2850 | 7100 | No | - | - | - | - | - | - | - | - | No | - | - | No | - | - | - | 70.6 | 4.491 | 4.361 | 4.508 | 6.115 | 5.53 | 4.889 | 616 | 958 | 2897 | 1188 | 1550 | 3832 | 2.5 | 2.5 | 3 | 2.64 | 3.04 | 4.326 | 3.194 | 3.686 | 4.511 | 5944 | 2154 | 243 | 1665 | 823 | 148 | 1 | 1.5 | 2.5 | No | - | - | - | - | N/A | N/A | N/A | 4 | 3.2642 | 3.3209
[SEER Non Multi-Split <=65kW] GEMS (Air Conditioners up to 65kW) Determination 2019 | MEPS 2019 | AS/NZS 3823.1.1:2012 | KSHV25D1S/KCHV25D1S |  | N/A | Braemar | N/A | Non Ducted | Single Split System | Wall Hung | Air | Air | China | 0.46 | N/A | 2.5 | N/A | N/A | N/A | N/A | N/A | 0.67 | 3.2 | Calorimeter Room | 5.4178 | 4.8163 | N/A | - | N/A | N/A | N/A | N/A | N/A | N/A | N/A | N/A | N/A | N/A | N/A | N/A | N/A | N/A | N/A | N/A | N/A | Single | R32 | Australia | 151826 | 2028-01-02 |  | Approved | Reverse Cycle | N/A | Yes | Class 8 | Yes | N/A | N/A | N/A | N/A | N/A | N/A | N/A | Available | N/A | N/A | http://www.gree.com/ | http://www.braemar.com.au/ | N/A |  |  | AAC7221 | Yes | Variable output compressor | Inverter | No | - | 2500 | 0.46 | - | 250 | 1300 | No | - | - | - | 420.44 | 2692.5 | No | 228.5 | 1400.1 | Yes | 250 | 1000 | 3200 | 0.67 | 350 | 1600 | No | - | - | Yes | 700 | 3000 | Yes | 500 | 2600 | Yes | 400 | 1300 | - | - | - | Yes | 600 | 3200 | Yes | 600 | 3200 | Yes | 600 | 1600 | 50 | 63 | 5.116 | 5.01 | 5.471 | 5.246 | 5.037 | 5.669 | 135 | 208 | 597 | 347 | 426 | 826 | 3.5 | 3.5 | 3.5 | 4.71 | 4.712 | 4.655 | 4.616 | 5.217 | 5.179 | 889 | 371 | 60 | 308 | 155 | 34 | 3 | 3 | 3 | No | - | - | - | - | N/A | N/A | N/A | 0.9 | 5.3991 | 4.7545
[SEER Non Multi-Split <=65kW] GEMS (Air Conditioners up to 65kW) Determination 2019 | MEPS 2019 | AS/NZS 3823.1.1:2012 | KSHV35D1S/KCHV35D1S |  | N/A | Braemar | N/A | Non Ducted | Single Split System | Wall Hung | Air | Air | China | 0.72 | N/A | 3.5 | N/A | N/A | N/A | N/A | N/A | 0.78 | 3.8 | Calorimeter Room | 4.8439 | 4.8375 | N/A | - | N/A | N/A | N/A | N/A | N/A | N/A | N/A | N/A | N/A | N/A | N/A | N/A | N/A | N/A | N/A | N/A | N/A | Single | R32 | Australia | 151893 | 2028-01-03 |  | Approved | Reverse Cycle | N/A | Yes | Class 8 | Yes | N/A | N/A | N/A | N/A | N/A | N/A | N/A | Available | N/A | N/A | http://www.gree.com/ | http://www.braemar.com.au/ | N/A |  |  | AAC7223 | Yes | Variable output compressor | Inverter | No | - | 3500 | 0.72 | - | 430 | 1627 | No | - | - | - | 658.08 | 3769.5 | No | 393.02 | 1752.279 | Yes | 325 | 1900 | 3800 | 0.78 | 400 | 1900 | No | - | - | Yes | 800 | 3500 | Yes | 650 | 3000 | Yes | 500 | 1500 | - | - | - | Yes | 700 | 3800 | Yes | 700 | 3800 | Yes | 700 | 1900 | 53 | 63 | 4.501 | 4.616 | 4.999 | 5.512 | 4.945 | 5.218 | 210 | 310 | 908 | 456 | 602 | 1251 | 3 | 3 | 3 | 4.552 | 4.572 | 4.773 | 4.608 | 5.298 | 5.413 | 1099 | 462 | 77 | 372 | 188 | 45 | 3 | 3 | 3 | No | - | - | - | - | N/A | N/A | N/A | 3.9 | 4.7737 | 4.7908
[SEER Non Multi-Split <=65kW] GEMS (Air Conditioners up to 65kW) Determination 2019 | MEPS 2019 | AS/NZS 3823.1.1:2012 | KSHV52D1S/KCHV52D1S |  | N/A | Braemar | N/A | Non Ducted | Single Split System | Wall Hung | Air | Air | China | 1.13 | N/A | 5.2 | N/A | N/A | N/A | N/A | N/A | 1.34 | 5.8 | Calorimeter Room | 4.6185 | 4.34 | N/A | - | N/A | N/A | N/A | N/A | N/A | N/A | N/A | N/A | N/A | N/A | N/A | N/A | N/A | N/A | N/A | N/A | N/A | Single | R32 | Australia | 151768 | 2027-12-22 |  | Approved | Reverse Cycle | N/A | Yes | Class 9 | Yes | N/A | N/A | N/A | N/A | N/A | N/A | N/A | Available | N/A | N/A | http://www.gree.com/ | http://www.braemar.com.au/ | N/A |  |  | AAC7218 | Yes | Variable output compressor | Inverter | No | - | 5200 | 1.13 | - | 550 | 2500 | No | - | - | - | 1032.82 | 5600.4 | No | 502.7 | 2692.5 | Yes | 400 | 1750 | 5800 | 1.34 | 600 | 2650 | No | - | - | Yes | 1000 | 4500 | Yes | 900 | 4500 | Yes | 500 | 2250 | - | - | - | Yes | 900 | 5500 | Yes | 900 | 5500 | Yes | 500 | 2750 | 57 | 67 | 4.518 | 4.509 | 4.99 | 5.178 | 4.964 | 5.25 | 311 | 472 | 1352 | 723 | 891 | 1848 | 3 | 3 | 3 | 4.296 | 4.329 | 4.038 | 4.025 | 3.856 | 3.77 | 1775 | 742 | 135 | 647 | 388 | 92 | 2.5 | 2.5 | 2.5 | No | - | - | - | - | N/A | N/A | N/A | 5.6 | 4.526 | 4.2681
[SEER Non Multi-Split <=65kW] GEMS (Air Conditioners up to 65kW) Determination 2019 | MEPS 2019 | AS/NZS 3823.1.1:2012 | LCHV20D1S/LSHV20D1S |  | N/A | Braemar | N/A | Non Ducted | Single Split System | Wall Hung | Air | Air | China | 0.46 | N/A | 2.02 | N/A | N/A | N/A | N/A | N/A | 0.62 | 2.62 | Calorimeter Room | 4.5286 | 4.2702 | N/A | - | N/A | N/A | N/A | N/A | N/A | N/A | N/A | N/A | N/A | N/A | N/A | N/A | N/A | N/A | N/A | N/A | N/A | Single | R410A | Australia,Fiji,New Zealand | 127262 | 2025-05-12 |  | Approved | Reverse Cycle | N/A | Yes | Class 8 | Yes | N/A | N/A | Yes | Yes | Yes | N/A | N/A | Unavailable | N/A | N/A | http://www.gree.com/ | http://www.braemar.com.au/ | N/A |  |  | AAC4832 | Yes | Variable output compressor | Inverter | No | - | 2020 | 0.46 | - | 230 | 1010 | No | - | - | - | 420.44 | 2175.54 | Yes | 143 | 1028 | No | - | - | 2620 | 0.62 | 255 | 1410 | No | - | - | Yes | 1160 | 3000 | No | - | - | No | - | - | - | - | - | No | - | - | No | - | - | No | - | - | 54.2 | 56.3 | 5.313 | 5.326 | 6.461 | 12.571 | 9.052 | 8.44 | 97 | 149 | 399 | 109 | 183 | 441 | 3.5 | 3.5 | 4.5 | 4.131 | 4.582 | 5.03 | 4.37 | 4.765 | 5.038 | 838 | 322 | 54 | 273 | 147 | 36 | 2.5 | 3 | 3.5 | No | - | - | - | - | N/A | N/A | N/A | 4.3 | 4.2568 | 4.129
[SEER Non Multi-Split <=65kW] GEMS (Air Conditioners up to 65kW) Determination 2019 | MEPS 2019 | AS/NZS 3823.1.1:2012 | LCHV25D1S/LSHV25D1S |  | N/A | Braemar | N/A | Non Ducted | Single Split System | Wall Hung | Air | Air | China | 0.57 | N/A | 2.4 | N/A | N/A | N/A | N/A | N/A | 0.69 | 2.87 | Calorimeter Room | 4.268 | 4.1736 | N/A | - | N/A | N/A | N/A | N/A | N/A | N/A | N/A | N/A | N/A | N/A | N/A | N/A | N/A | N/A | N/A | N/A | N/A | Single | R410A | Australia,Fiji,New Zealand | 127447 | 2025-05-13 |  | Approved | Reverse Cycle | N/A | Yes | Class 8 | Yes | N/A | N/A | Yes | Yes | Yes | N/A | N/A | Unavailable | N/A | N/A | http://www.gree.com/ | http://www.braemar.com.au/ | N/A |  |  | AAC4836 | Yes | Variable output compressor | Inverter | No | - | 2400 | 0.57 | - | 230 | 1250 | No | - | - | - | 520.98 | 2584.8 | Yes | 185 | 1300 | No | - | - | 2870 | 0.69 | 280 | 1575 | No | - | - | Yes | 1200 | 3200 | No | - | - | No | - | - | - | - | - | No | - | - | No | - | - | No | - | - | 50.5 | 58.7 | 5.125 | 5.061 | 5.809 | 7.385 | 6.662 | 6.53 | 123 | 190 | 531 | 229 | 302 | 682 | 3.5 | 3.5 | 4 | 4.14 | 4.611 | 5.1 | 4.401 | 4.816 | 5.112 | 914 | 349 | 57 | 296 | 157 | 38 | 2.5 | 3 | 3.5 | No | - | - | - | - | N/A | N/A | N/A | 4 | 4.113 | 4.0795
[SEER Non Multi-Split <=65kW] GEMS (Air Conditioners up to 65kW) Determination 2019 | MEPS 2019 | AS/NZS 3823.1.1:2012 | LCHV35D1S/LSHV35D1S |  | N/A | Braemar | N/A | Non Ducted | Single Split System | Wall Hung | Air | Air | China | 0.87 | N/A | 3.3 | N/A | N/A | N/A | N/A | N/A | 1 | 3.8 | Calorimeter Room | 3.8446 | 3.8399 | N/A | - | N/A | N/A | N/A | N/A | N/A | N/A | N/A | N/A | N/A | N/A | N/A | N/A | N/A | N/A | N/A | N/A | N/A | Single | R410A | Australia,Fiji,New Zealand | 127548 | 2025-05-12 |  | Approved | Reverse Cycle | N/A | Yes | Class 8 | Yes | N/A | N/A | Yes | Yes | Yes | N/A | N/A | Unavailable | N/A | N/A | http://www.gree.com/ | http://www.braemar.com.au/ | N/A |  |  | AAC4835 | Yes | Variable output compressor | Inverter | No | - | 3300 | 0.87 | - | 330 | 1700 | No | - | - | - | 795.18 | 3554.1 | No | 301.62 | 1830.9 | No | - | - | 3800 | 1 | 360 | 1900 | No | - | - | Yes | 1500 | 3700 | No | - | - | - | - | - | - | - | - | No | - | - | No | - | - | No | - | - | 57 | 62 | 4.747 | 4.622 | 5.075 | 5.844 | 5.493 | 5.453 | 187 | 292 | 843 | 406 | 510 | 1129 | 3 | 3 | 3.5 | 3.715 | 4.263 | 4.833 | 4.023 | 4.499 | 4.842 | 1344 | 494 | 75 | 424 | 219 | 49 | 2 | 2.5 | 3 | No | - | - | - | - | N/A | N/A | N/A | 3.6 | 3.7408 | 3.7543
[SEER Non Multi-Split <=65kW] GEMS (Air Conditioners up to 65kW) Determination 2019 | MEPS 2019 | AS/NZS 3823.1.1:2012 | LCHV50D1S/LSHV50D1S |  | N/A | Braemar | N/A | Non Ducted | Single Split System | Wall Hung | Air | Air | China | 1.46 | N/A | 5.1 | N/A | N/A | N/A | N/A | N/A | 1.49 | 5.4 | Calorimeter Room | 3.5246 | 3.622 | N/A | - | N/A | N/A | N/A | N/A | N/A | N/A | N/A | N/A | N/A | N/A | N/A | N/A | N/A | N/A | N/A | N/A | N/A | Single | R410A | Australia,Fiji,New Zealand | 127448 | 2025-05-12 |  | Approved | Reverse Cycle | N/A | Yes | Class 9 | Yes | N/A | N/A | Yes | Yes | Yes | N/A | N/A | Unavailable | N/A | N/A | http://www.gree.com/ | http://www.braemar.com.au/ | N/A |  |  | AAC4834 | Yes | Variable output compressor | Inverter | No | - | 5100 | 1.46 | - | 540 | 2630 | No | - | - | - | 1334.44 | 5492.7 | No | 493.56 | 2832.51 | No | - | - | 5400 | 1.49 | 555 | 2700 | No | - | - | Yes | 2000 | 4900 | No | - | - | No | - | - | - | - | - | No | - | - | No | - | - | No | - | - | 61.5 | 66.8 | 4.496 | 4.356 | 4.76 | 5.524 | 5.178 | 5.118 | 306 | 480 | 1391 | 664 | 837 | 1860 | 2.5 | 2.5 | 3 | 3.447 | 3.96 | 4.461 | 3.724 | 4.163 | 4.466 | 2057 | 755 | 115 | 650 | 336 | 74 | 1.5 | 2 | 2.5 | No | - | - | - | - | N/A | N/A | N/A | 5.4 | 3.45 | 3.5803
[SEER Non Multi-Split <=65kW] GEMS (Air Conditioners up to 65kW) Determination 2019 | MEPS 2019 | AS/NZS 3823.1.1:2012 | LCHV60D1S/LSHV60D1S |  | N/A | Braemar | N/A | Non Ducted | Single Split System | Wall Hung | Air | Air | China | 1.57 | N/A | 6 | N/A | N/A | N/A | N/A | N/A | 1.69 | 7 | Calorimeter Room | 3.816 | 4.0942 | N/A | - | N/A | N/A | N/A | N/A | N/A | N/A | N/A | N/A | N/A | N/A | N/A | N/A | N/A | N/A | N/A | N/A | N/A | Single | R410A | Australia,Fiji,New Zealand | 127549 | 2025-05-18 |  | Approved | Reverse Cycle | N/A | Yes | Class 9 | Yes | N/A | N/A | Yes | Yes | Yes | N/A | N/A | Unavailable | N/A | N/A | http://www.gree.com/ | http://www.braemar.com.au/ | N/A |  |  | AAC4838 | Yes | Variable output compressor | Inverter | No | - | 6000 | 1.57 | - | 650 | 3100 | No | - | - | - | 1434.98 | 6462 | No | 594.1 | 3338.7 | No | - | - | 7000 | 1.69 | 700 | 3480 | No | - | - | No | - | - | - | 3050 | 7800 | No | - | - | - | - | - | - | - | - | No | - | - | No | - | - | 62 | 64.9 | 4.632 | 4.52 | 4.891 | 5.553 | 5.235 | 5.214 | 353 | 547 | 1595 | 780 | 977 | 2150 | 3 | 3 | 3 | 3.725 | 4.137 | 4.567 | 3.95 | 4.309 | 4.57 | 2465 | 932 | 141 | 792 | 417 | 91 | 2 | 2.5 | 3 | No | - | - | - | - | N/A | N/A | N/A | 5 | 3.781 | 4.101
[SEER Non Multi-Split <=65kW] GEMS (Air Conditioners up to 65kW) Determination 2019 | MEPS 2019 | AS/NZS 3823.1.1:2012 | LCHV70D1S/LSHV70D1S |  | N/A | Braemar | N/A | Non Ducted | Single Split System | Wall Hung | Air | Air | China | 2.13 | N/A | 7.1 | N/A | N/A | N/A | N/A | N/A | 2.4 | 8 | Calorimeter Room | 3.3877 | 3.3926 | N/A | - | N/A | N/A | N/A | N/A | N/A | N/A | N/A | N/A | N/A | N/A | N/A | N/A | N/A | N/A | N/A | N/A | N/A | Single | R410A | Australia,Fiji,New Zealand | 127276 | 2025-05-12 |  | Approved | Reverse Cycle | N/A | Yes | Class 9 | Yes | N/A | N/A | Yes | Yes | Yes | N/A | N/A | Unavailable | N/A | N/A | http://www.gree.com/ | http://www.braemar.com.au/ | N/A |  |  | AAC4833 | Yes | Variable output compressor | Inverter | No | - | 7100 | 2.13 | - | 750 | 3600 | Yes | 490 | 2100 | - | 1946.82 | 7646.7 | Yes | 620 | 3800 | - | 370 | 2300 | 8000 | 2.4 | 840 | 3800 | No | - | - | Yes | 3050 | 7100 | No | - | - | No | - | - | - | - | - | No | - | - | No | - | - | No | - | - | 62.4 | 64.7 | 4.953 | 4.74 | 5.117 | 7.498 | 6.45 | 5.783 | 389 | 617 | 1804 | 680 | 936 | 2293 | 3 | 3 | 3.5 | 3.204 | 3.667 | 4.165 | 3.475 | 3.875 | 4.175 | 3273 | 1201 | 176 | 1027 | 529 | 113 | 1.5 | 2 | 2.5 | No | - | - | - | - | N/A | N/A | N/A | 5.9 | 3.3024 | 3.3059
[SEER Non Multi-Split <=65kW] GEMS (Air Conditioners up to 65kW) Determination 2019 | MEPS 2019 | AS/NZS 3823.1.1:2012 | LCHV80D1S/LSHV80D1S |  | N/A | Braemar | N/A | Non Ducted | Single Split System | Wall Hung | Air | Air | China | 2.5 | N/A | 8.2 | N/A | N/A | N/A | N/A | N/A | 2.7 | 8.8 | Calorimeter Room | 3.4675 | 3.285 | N/A | - | N/A | N/A | N/A | N/A | N/A | N/A | N/A | N/A | N/A | N/A | N/A | N/A | N/A | N/A | N/A | N/A | N/A | Single | R410A | Australia,Fiji,New Zealand | 127449 | 2025-05-13 |  | Approved | Reverse Cycle | N/A | Yes | Class 9 | Yes | N/A | N/A | Yes | Yes | Yes | N/A | N/A | Unavailable | N/A | N/A | http://www.gree.com/ | http://www.braemar.com.au/ | N/A |  |  | AAC4837 | Yes | Variable output compressor | Inverter | No | - | 8200 | 2.5 | - | 862 | 4322 | Yes | 531 | 1817 | - | 2285 | 8831.4 | No | 787.868 | 4654.794 | - | 441 | 3332 | 8800 | 2.7 | 850 | 4083 | Yes | 454 | 2334 | Yes | 3129 | 7845 | No | - | - | No | - | - | - | - | - | Yes | 3763 | 8018 | No | - | - | No | - | - | 64.4 | 67 | 5.203 | 4.978 | 5.232 | 8.05 | 7.033 | 5.908 | 431 | 682 | 2041 | 735 | 994 | 2596 | 3.5 | 3 | 3.5 | 3.481 | 3.957 | 4.82 | 3.928 | 4.417 | 4.908 | 3312 | 1221 | 166 | 998 | 509 | 104 | 1.5 | 2 | 3 | No | - | - | - | - | N/A | N/A | N/A | 5 | 3.258 | 3.239
[SEER Multi-Split <=65kW] GEMS (Air Conditioners up to 65kW) Determination 2019 | MEPS Oct 2011 | AS/NZS 3823.1.4:2012 | MCHV10D14 |  | N/A | Braemar | 1.55 | Non Ducted | Multiple split - Fixed head | Wall Hung | Air | Air | China | 3 | 8.7 | 10.25 | N/A | 0 | - | - | N/A | 3.1 | 11.2 | Enthalpy Test Room | 3.5341 | 3.9225 | Yes | - | N/A | 9.7 | 9.7 | 0 | 0 | N/A | N/A | N/A | 3.4942 | 3.8805 | N/A | N/A | N/A | N/A | N/A | N/A | Enthalpy Test Room | Single | R410A | Australia,New Zealand | 121397 | 2024-10-23 |  | Approved | Reverse Cycle | N/A | Yes | Class 20 | Yes | Yes | - | Yes | Yes | Yes | - | 3.5341 | Unavailable | N/A | N/A | http://www.gree.com/ | http://www.braemar.com.au/ | Yes |  |  | AAC4026 | N/A | Variable output compressor | Inverter | N/A | N/A | N/A | 3 | N/A | N/A | N/A | N/A | N/A | N/A | N/A | N/A | N/A | N/A | N/A | N/A | N/A | N/A | N/A | N/A | 3.1 | N/A | N/A | N/A | N/A | N/A | N/A | N/A | N/A | N/A | N/A | N/A | N/A | N/A | N/A | N/A | N/A | N/A | N/A | N/A | N/A | N/A | N/A | N/A | N/A | N/A | N/A | N/A | N/A | N/A | N/A | N/A | N/A | N/A | N/A | N/A | N/A | N/A | N/A | N/A | N/A | N/A | N/A | N/A | N/A | N/A | N/A | N/A | N/A | N/A | N/A | N/A | N/A | N/A | N/A | N/A | N/A | N/A | N/A | N/A | N/A | N/A | N/A | N/A | N/A | N/A | N/A | N/A | 3.3797 | 3.5751
[SEER Multi-Split <=65kW] GEMS (Air Conditioners up to 65kW) Determination 2019 | MEPS Oct 2011 | AS/NZS 3823.1.4:2012 | MCHV11D15 |  | N/A | Braemar | 2.8 | Non Ducted | Multiple split - Fixed head | Wall Hung | Air | Air | China | 3.5 | 8.6 | 11.4 | N/A | 0 | - | - | N/A | 3.25 | 12 | Enthalpy Test Room | 3.2202 | 3.8182 | Yes | - | N/A | 10.4 | 10.4 | 0 | 0 | N/A | N/A | N/A | 3.188 | 3.777 | N/A | N/A | N/A | N/A | N/A | N/A | Enthalpy Test Room | Single | R410A | Australia,New Zealand | 121396 | 2024-10-23 |  | Approved | Reverse Cycle | N/A | Yes | Class 20 | Yes | Yes | - | Yes | Yes | Yes | - | 3.2202 | Unavailable | N/A | N/A | http://www.gree.com/ | http://www.braemar.com.au/ | Yes |  |  | AAC4025 | N/A | Variable output compressor | Inverter | N/A | N/A | N/A | 3.5 | N/A | N/A | N/A | N/A | N/A | N/A | N/A | N/A | N/A | N/A | N/A | N/A | N/A | N/A | N/A | N/A | 3.25 | N/A | N/A | N/A | N/A | N/A | N/A | N/A | N/A | N/A | N/A | N/A | N/A | N/A | N/A | N/A | N/A | N/A | N/A | N/A | N/A | N/A | N/A | N/A | N/A | N/A | N/A | N/A | N/A | N/A | N/A | N/A | N/A | N/A | N/A | N/A | N/A | N/A | N/A | N/A | N/A | N/A | N/A | N/A | N/A | N/A | N/A | N/A | N/A | N/A | N/A | N/A | N/A | N/A | N/A | N/A | N/A | N/A | N/A | N/A | N/A | N/A | N/A | N/A | N/A | N/A | N/A | N/A | 3.2248 | 3.6528
[SEER Multi-Split <=65kW] GEMS (Air Conditioners up to 65kW) Determination 2019 | MEPS Oct 2011 | AS/NZS 3823.1.4:2012 | MCHV54D12 |  | N/A | Braemar | 1 | Non Ducted | Multiple split - Fixed head | Wall Hung | Air | Air | China | 1.53 | 4.4 | 5.4 | N/A | 0 | - | - | N/A | 1.53 | 5.5 | Enthalpy Test Room | 3.7144 | 3.895 | Yes | - | N/A | 6.45 | 6.61 | 0 | 0 | N/A | N/A | N/A | 3.6602 | 3.8325 | N/A | N/A | N/A | N/A | N/A | N/A | Enthalpy Test Room | Single | R410A | Australia,New Zealand | 121398 | 2024-10-23 |  | Approved | Reverse Cycle | N/A | Yes | Class 19 | Yes | Yes | - | Yes | Yes | Yes | - | 3.7144 | Unavailable | N/A | N/A | http://www.gree.com/ | http://www.braemar.com.au/ | Yes |  |  | AAC4027 | N/A | Variable output compressor | Inverter | N/A | N/A | N/A | 1.53 | N/A | N/A | N/A | N/A | N/A | N/A | N/A | N/A | N/A | N/A | N/A | N/A | N/A | N/A | N/A | N/A | 1.53 | N/A | N/A | N/A | N/A | N/A | N/A | N/A | N/A | N/A | N/A | N/A | N/A | N/A | N/A | N/A | N/A | N/A | N/A | N/A | N/A | N/A | N/A | N/A | N/A | N/A | N/A | N/A | N/A | N/A | N/A | N/A | N/A | N/A | N/A | N/A | N/A | N/A | N/A | N/A | N/A | N/A | N/A | N/A | N/A | N/A | N/A | N/A | N/A | N/A | N/A | N/A | N/A | N/A | N/A | N/A | N/A | N/A | N/A | N/A | N/A | N/A | N/A | N/A | N/A | N/A | N/A | N/A | 3.4798 | 3.543
[SEER Multi-Split <=65kW] GEMS (Air Conditioners up to 65kW) Determination 2019 | MEPS Oct 2011 | AS/NZS 3823.1.4:2012 | MCHV73D13 |  | N/A | Braemar | 1.5 | Non Ducted | Multiple split - Fixed head | Wall Hung | Air | Air | China | 2.18 | 5.8 | 7.3 | N/A | 0 | - | - | N/A | 2.5 | 8.8 | Enthalpy Test Room | 3.3676 | 3.6548 | Yes | - | N/A | 7.32 | 7.54 | 0 | 0 | N/A | N/A | N/A | 3.3309 | 3.617 | N/A | N/A | N/A | N/A | N/A | N/A | Enthalpy Test Room | Single | R410A | Australia,New Zealand | 121401 | 2024-10-20 |  | Approved | Reverse Cycle | N/A | Yes | Class 19 | Yes | Yes | - | Yes | Yes | Yes | - | 3.3676 | Unavailable | N/A | N/A | http://www.gree.com/ | http://www.braemar.com.au/ | Yes |  |  | AAC3997 | N/A | Variable output compressor | Inverter | N/A | N/A | N/A | 2.18 | N/A | N/A | N/A | N/A | N/A | N/A | N/A | N/A | N/A | N/A | N/A | N/A | N/A | N/A | N/A | N/A | 2.5 | N/A | N/A | N/A | N/A | N/A | N/A | N/A | N/A | N/A | N/A | N/A | N/A | N/A | N/A | N/A | N/A | N/A | N/A | N/A | N/A | N/A | N/A | N/A | N/A | N/A | N/A | N/A | N/A | N/A | N/A | N/A | N/A | N/A | N/A | N/A | N/A | N/A | N/A | N/A | N/A | N/A | N/A | N/A | N/A | N/A | N/A | N/A | N/A | N/A | N/A | N/A | N/A | N/A | N/A | N/A | N/A | N/A | N/A | N/A | N/A | N/A | N/A | N/A | N/A | N/A | N/A | N/A | 3.311 | 3.4845
[SEER Multi-Split <=65kW] GEMS (Air Conditioners up to 65kW) Determination 2019 | MEPS Oct 2011 | AS/NZS 3823.1.4:2012 | MCHV81D14 |  | N/A | Braemar | 1.55 | Non Ducted | Multiple split - Fixed head | Wall Hung | Air | Air | China | 2.43 | 6.6 | 8.15 | N/A | 0 | - | - | N/A | 2.54 | 9.3 | Enthalpy Test Room | 3.4681 | 3.5932 | Yes | - | N/A | 9.02 | 9.13 | 0 | 0 | N/A | N/A | N/A | 3.4249 | 3.5499 | N/A | N/A | N/A | N/A | N/A | N/A | Enthalpy Test Room | Single | R410A | Australia,New Zealand | 121400 | 2024-10-22 |  | Approved | Reverse Cycle | N/A | Yes | Class 19 | Yes | Yes | - | Yes | Yes | Yes | - | 3.4681 | Unavailable | N/A | N/A | http://www.gree.com/ | http://www.braemar.com.au/ | Yes |  |  | AAC3996 | N/A | Variable output compressor | Inverter | N/A | N/A | N/A | 2.43 | N/A | N/A | N/A | N/A | N/A | N/A | N/A | N/A | N/A | N/A | N/A | N/A | N/A | N/A | N/A | N/A | 2.54 | N/A | N/A | N/A | N/A | N/A | N/A | N/A | N/A | N/A | N/A | N/A | N/A | N/A | N/A | N/A | N/A | N/A | N/A | N/A | N/A | N/A | N/A | N/A | N/A | N/A | N/A | N/A | N/A | N/A | N/A | N/A | N/A | N/A | N/A | N/A | N/A | N/A | N/A | N/A | N/A | N/A | N/A | N/A | N/A | N/A | N/A | N/A | N/A | N/A | N/A | N/A | N/A | N/A | N/A | N/A | N/A | N/A | N/A | N/A | N/A | N/A | N/A | N/A | N/A | N/A | N/A | N/A | 3.3124 | 3.6175
[SEER Multi-Split <=65kW] GEMS (Air Conditioners up to 65kW) Determination 2019 | MEPS 2019 | AS/NZS 3823.1.4:2012 | MCHX224D313B |  | N/A | Braemar | N/A | Ducted | vrf | N/A | Air | Air | China | 5.07 | N/A | 22.4 | N/A | N/A | N/A | N/A | N/A | 4.48 | 22.4 | Enthalpy Test Room | 4.4244 | 4.9982 | N/A | - | N/A | N/A | N/A | N/A | N/A | N/A | N/A | N/A | N/A | N/A | N/A | N/A | N/A | N/A | N/A | N/A | N/A | Three | R410A | Australia,Fiji,New Zealand | 148115 | 2027-09-20 |  | Approved | Reverse Cycle | N/A | No | Class 20 | No | N/A | N/A | N/A | N/A | N/A | N/A | N/A | Available | N/A | N/A | http://www.gree.com/ | http://www.braemar.com.au/ | N/A |  |  | AAC7021 | Yes | Variable output compressor | Inverter | No | - | 22400 | 5.07 | - | 2250 | 11200 | No | - | - | - | 4633.98 | 24124.8 | No | 2056.5 | 12062.4 | No | - | - | 22400 | 4.48 | 2140 | 11200 | No | - | - | Yes | 11540 | 29380 | No | - | - | No | - | - | - | - | - | No | - | - | No | - | - | No | - | - | N/A | 75 | 4.217 | 4.3 | 5.076 | 5.485 | 5.276 | 5.48 | 1361 | 2045 | 5637 | 2866 | 3537 | 7556 | 2.5 | 2.5 | 3.5 | 4.392 | 4.685 | 4.849 | 4.46 | 4.707 | 4.824 | 6790 | 2752 | 534 | 2336 | 1313 | 363 | 2.5 | 3 | 3 | N/A | N/A | N/A | N/A | N/A | N/A | N/A | N/A | 58.4944 | 4.2523 | 4.7887
[SEER Multi-Split <=65kW] GEMS (Air Conditioners up to 65kW) Determination 2019 | MEPS 2019 | AS/NZS 3823.1.4:2012 | MCHX280D316B |  | N/A | Braemar | N/A | Ducted | vrf | N/A | Air | Air | China | 7.14 | N/A | 28 | N/A | N/A | N/A | N/A | N/A | 6.17 | 28 | Enthalpy Test Room | 3.9208 | 4.5428 | N/A | - | N/A | N/A | N/A | N/A | N/A | N/A | N/A | N/A | N/A | N/A | N/A | N/A | N/A | N/A | N/A | N/A | N/A | Three | R410A | Australia,Fiji,New Zealand | 148294 | 2027-09-14 |  | Approved | Reverse Cycle | N/A | Yes | Class 20 | Yes | N/A | N/A | N/A | N/A | N/A | N/A | N/A | Available | N/A | N/A | http://www.gree.com/ | http://www.braemar.com.au/ | N/A |  |  | AAC7008 | Yes | Variable output compressor | Inverter | No | - | 28000 | 7.14 | - | 2830 | 14000 | No | - | - | - | 6525.96 | 30156 | No | 2586.62 | 15078 | No | - | - | 28000 | 6.17 | 2600 | 14000 | No | - | - | Yes | 11540 | 29380 | No | - | - | No | - | - | - | - | - | No | - | - | No | - | - | No | - | - | N/A | 80.6 | 4.268 | 4.268 | 4.898 | 5.472 | 5.209 | 5.29 | 1712 | 2616 | 7347 | 3622 | 4510 | 9819 | 2.5 | 2.5 | 3 | 4.078 | 4.589 | 4.963 | 4.294 | 4.719 | 4.953 | 9097 | 3468 | 619 | 2996 | 1607 | 416 | 2.5 | 3 | 3 | N/A | N/A | N/A | N/A | N/A | N/A | N/A | N/A | 58.4944 | 3.8159 | 4.3972
[SEER Multi-Split <=65kW] GEMS (Air Conditioners up to 65kW) Determination 2019 | MEPS 2019 | AS/NZS 3823.1.4:2012 | MCHX335D319B |  | N/A | Braemar | N/A | Ducted | vrf | N/A | Air | Air | China | 8.86 | N/A | 33.5 | N/A | N/A | N/A | N/A | N/A | 8.44 | 33.5 | Enthalpy Test Room | 3.78 | 3.9663 | N/A | - | N/A | N/A | N/A | N/A | N/A | N/A | N/A | N/A | N/A | N/A | N/A | N/A | N/A | N/A | N/A | N/A | N/A | Three | R410A | Australia,Fiji,New Zealand | 148297 | 2027-11-20 |  | Approved | Reverse Cycle | N/A | Yes | Class 20 | Yes | N/A | N/A | N/A | N/A | N/A | N/A | N/A | Available | N/A | N/A | http://www.gree.com/ | http://www.braemar.com.au/ | N/A |  |  | AAC7170 | Yes | Variable output compressor | Inverter | No | - | 33500 | 8.86 | - | 3280 | 16750 | No | - | - | - | 8098.04 | 36079.5 | No | 2997.92 | 18039.75 | No | - | - | 33500 | 8.44 | 3340 | 16750 | No | - | - | Yes | 11430 | 27820 | No | - | - | No | - | - | - | - | - | No | - | - | No | - | - | No | - | - | N/A | 81.3 | 4.252 | 4.239 | 4.9 | 5.542 | 5.26 | 5.322 | 2045 | 3138 | 8771 | 4266 | 5331 | 11665 | 2.5 | 2.5 | 3 | 3.444 | 4.072 | 4.61 | 3.754 | 4.276 | 4.608 | 12870 | 4668 | 798 | 4091 | 2118 | 535 | 1.5 | 2.5 | 3 | N/A | N/A | N/A | N/A | N/A | N/A | N/A | N/A | 75.2794 | 3.6755 | 3.853
[SEER Multi-Split <=65kW] GEMS (Air Conditioners up to 65kW) Determination 2019 | MEPS 2019 | AS/NZS 3823.1.4:2012 | MCHX400D323B |  | N/A | Braemar | N/A | Ducted | vrf | N/A | Air | Air | China | 9.93 | N/A | 40 | N/A | N/A | N/A | N/A | N/A | 9.6 | 40 | Enthalpy Test Room | 4.0295 | 4.1672 | N/A | - | N/A | N/A | N/A | N/A | N/A | N/A | N/A | N/A | N/A | N/A | N/A | N/A | N/A | N/A | N/A | N/A | N/A | Three | R410A | Australia,Fiji,New Zealand | 148291 | 2027-09-20 |  | Approved | Reverse Cycle | N/A | Yes | Class 21 | Yes | N/A | N/A | N/A | N/A | N/A | N/A | N/A | Available | N/A | N/A | http://www.gree.com/ | http://www.braemar.com.au/ | N/A |  |  | AAC7020 | Yes | Variable output compressor | Inverter | No | No | 40000 | 9.93 | - | 3880 | 20000 | No | - | - | - | 9076.02 | 43080 | No | 3546.32 | 21540 | No | - | - | 40000 | 9.6 | 4090 | 20000 | - | - | - | Yes | 15610 | 35950 | No | - | - | No | - | - | - | - | - | No | - | - | No | - | - | No | - | - | N/A | - | 4.473 | 4.458 | 5.088 | 5.714 | 5.429 | 5.495 | 2342 | 3588 | 10112 | 4964 | 6190 | 13513 | 2.5 | 2.5 | 3.5 | 3.514 | 4.106 | 4.509 | 3.764 | 4.247 | 4.499 | 15035 | 5492 | 934 | 4842 | 2516 | 621 | 2 | 2.5 | 3 | N/A | N/A | N/A | N/A | N/A | N/A | N/A | N/A | 76.0285 | 3.9266 | 4.058
[SEER Multi-Split <=65kW] GEMS (Air Conditioners up to 65kW) Determination 2019 | MEPS 2019 | AS/NZS 3823.1.4:2012 | MCHX450D326B |  | N/A | Braemar | N/A | Ducted | vrf | N/A | Air | Air | China | 12.89 | N/A | 45 | N/A | N/A | N/A | N/A | N/A | 11.6 | 45 | Enthalpy Test Room | 3.4285 | 3.8779 | N/A | - | N/A | N/A | N/A | N/A | N/A | N/A | N/A | N/A | N/A | N/A | N/A | N/A | N/A | N/A | N/A | N/A | N/A | Three | R410A | Australia,Fiji,New Zealand | 148293 | 2027-09-20 |  | Approved | Reverse Cycle | N/A | Yes | Class 21 | Yes | N/A | N/A | N/A | N/A | N/A | N/A | N/A | Available | N/A | N/A | http://www.gree.com/ | http://www.braemar.com.au/ | N/A |  |  | AAC7019 | Yes | Variable output compressor | Inverter | No | No | 45000 | 12.89 | - | 4550 | 22500 | No | - | - | - | 11781.46 | 48465 | No | 4158.7 | 24232.5 | No | - | - | 45000 | 11.6 | 4580 | 22500 | No | - | - | Yes | 15610 | 35950 | No | - | - | No | - | - | - | - | - | No | - | - | No | - | - | No | - | - | N/A | - | 4.289 | 4.206 | 4.726 | 5.459 | 5.14 | 5.118 | 2777 | 4316 | 12288 | 5873 | 7386 | 16353 | 2.5 | 2.5 | 3 | 3.306 | 3.95 | 4.516 | 3.632 | 4.158 | 4.514 | 17945 | 6389 | 1026 | 5621 | 2867 | 678 | 1.5 | 2 | 3 | N/A | N/A | N/A | N/A | N/A | N/A | N/A | N/A | 76.0285 | 3.4228 | 3.7952
[SEER Multi-Split <=65kW] GEMS (Air Conditioners up to 65kW) Determination 2019 | MEPS 2019 | AS/NZS 3823.1.4:2012 | MCMX080D104B |  | N/A | Braemar | N/A | Both | vrf | N/A | Air | Air | China | 2.4 | N/A | 8 | N/A | N/A | N/A | N/A | N/A | 2.5 | 8.8 | Enthalpy Test Room | 3.2862 | 3.5628 | N/A | 89.0775 | N/A | N/A | N/A | N/A | N/A | N/A | N/A | N/A | N/A | N/A | N/A | N/A | N/A | N/A | N/A | N/A | N/A | Single | R410A | Australia,Fiji,New Zealand | 130713 | 2025-10-19 |  | Approved | Reverse Cycle | N/A | Yes | Class 19 | Yes | N/A | N/A | N/A | N/A | N/A | N/A | N/A | Unavailable | N/A | N/A | http://www.gree.com/ | http://www.braemar.com.au/ | N/A |  |  | AAC5414 | Yes | Variable output compressor | Inverter | No | - | 8000 | 2.4 | - | 1100 | 4000 | No | - | - | - | 2193.6 | 8616 | No | 1005.4 | 4308 | No | - | - | 8800 | 2.5 | 1000 | 4500 | No | - | - | No | - | - | - | 2700 | 8000 | No | - | - | - | - | - | - | - | - | No | - | - | No | - | - | N/A | 66.6 | 2.846 | 2.957 | 3.656 | 3.864 | 3.75 | 3.981 | 699 | 1036 | 2767 | 1431 | 1754 | 3691 | 1 | 1 | 2 | 3.409 | 3.796 | 4.129 | 3.594 | 3.921 | 4.125 | 3460 | 1366 | 280 | 1163 | 646 | 194 | 1.5 | 2 | 2.5 | N/A | N/A | N/A | N/A | N/A | N/A | N/A | N/A | 40.365 | 3.154 | 3.3378
[SEER Multi-Split <=65kW] GEMS (Air Conditioners up to 65kW) Determination 2019 | MEPS 2019 | AS/NZS 3823.1.4:2012 | MCMX100D105B |  | N/A | Braemar | N/A | Both | vrf | N/A | Air | Air | China | 3.1 | N/A | 10 | N/A | N/A | N/A | N/A | N/A | 3 | 11 | Enthalpy Test Room | 3.2024 | 3.5533 | N/A | 84.15 | N/A | N/A | N/A | N/A | N/A | N/A | N/A | N/A | N/A | N/A | N/A | N/A | N/A | N/A | N/A | N/A | N/A | Single | R410A | Australia,Fiji,New Zealand | 130714 | 2025-10-13 |  | Approved | Reverse Cycle | N/A | Yes | Class 20 | Yes | N/A | N/A | N/A | N/A | N/A | N/A | N/A | Unavailable | N/A | N/A | http://www.gree.com/ | http://www.braemar.com.au/ | N/A |  |  | AAC5393 | Yes | Variable output compressor | Inverter | No | - | 10000 | 3.1 | - | 1550 | 5000 | No | - | - | - | 2833.4 | 10770 | No | 1416.7 | 5385 | No | - | - | 11000 | 3 | 1650 | 5500 | No | - | - | No | - | - | - | 3500 | 8000 | No | - | - | - | - | - | - | - | - | No | - | - | No | - | - | N/A | 65.3 | 2.808 | 2.891 | 3.436 | 3.618 | 3.501 | 3.69 | 910 | 1354 | 3713 | 1939 | 2377 | 5006 | 1 | 1 | 1.5 | 2.53 | 2.758 | 3.059 | 2.683 | 2.883 | 3.064 | 5767 | 2273 | 402 | 1891 | 1039 | 270 | 1 | 1 | 1.5 | N/A | N/A | N/A | N/A | N/A | N/A | N/A | N/A | 40.365 | 3.0898 | 3.5072
[SEER Multi-Split <=65kW] GEMS (Air Conditioners up to 65kW) Determination 2019 | MEPS 2019 | AS/NZS 3823.1.4:2012 | MCMX120D107B |  | N/A | Braemar | N/A | Both | vrf | N/A | Air | Air | China | 3.7 | N/A | 12 | N/A | N/A | N/A | N/A | N/A | 3.6 | 14 | Enthalpy Test Room | 3.2712 | 3.6996 | N/A | - | N/A | N/A | N/A | N/A | N/A | N/A | N/A | N/A | N/A | N/A | N/A | N/A | N/A | N/A | N/A | N/A | N/A | Single | R410A | Australia,Fiji,New Zealand | 133048 | 2025-10-13 |  | Approved | Reverse Cycle | N/A | Yes | Class 20 | Yes | N/A | N/A | N/A | N/A | N/A | N/A | N/A | Available | N/A | N/A | http://www.gree.com/ | http://www.braemar.com.au/ | N/A |  |  | AAC5395 | Yes | Variable output compressor | Inverter | No | - | 12000 | 3.7 | - | 1400 | 6000 | No | - | - | - | 3381.8 | 12924 | No | 1279.6 | 6462 | No | - | - | 14000 | 3.6 | 1700 | 7000 | No | - | - | Yes | 4400 | 11000 | No | - | - | No | - | - | - | - | - | No | - | - | No | - | - | No | - | - | N/A | 65.4 | 3.335 | 3.382 | 4.061 | 4.507 | 4.313 | 4.441 | 910 | 1380 | 3760 | 1854 | 2304 | 4982 | 1.5 | 1.5 | 2.5 | 3.089 | 3.536 | 3.813 | 3.277 | 3.602 | 3.795 | 6017 | 2269 | 420 | 1977 | 1066 | 285 | 1.5 | 2 | 2 | N/A | N/A | N/A | N/A | N/A | N/A | N/A | N/A | 44.927 | 3.1154 | 3.7315
[SEER Multi-Split <=65kW] GEMS (Air Conditioners up to 65kW) Determination 2019 | MEPS 2019 | AS/NZS 3823.1.4:2012 | MCMX140D108B |  | N/A | Braemar | N/A | Both | vrf | N/A | Air | Air | China | 4.4 | N/A | 14 | N/A | N/A | N/A | N/A | N/A | 4.4 | 16 | Enthalpy Test Room | 3.0633 | 3.557 | N/A | 84.61 | N/A | N/A | N/A | N/A | N/A | N/A | N/A | N/A | N/A | N/A | N/A | N/A | N/A | N/A | N/A | N/A | N/A | Single | R410A | Australia,Fiji,New Zealand | 133050 | 2025-10-13 |  | Approved | Reverse Cycle | N/A | Yes | Class 20 | Yes | N/A | N/A | N/A | N/A | N/A | N/A | N/A | Available | N/A | N/A | http://www.gree.com/ | http://www.braemar.com.au/ | N/A |  |  | AAC5396 | Yes | Variable output compressor | Inverter | No | - | 14000 | 4.4 | - | 1800 | 7100 | No | - | - | - | 4021.6 | 15078 | No | 1645.2 | 7646.7 | No | - | - | 16000 | 4.4 | 2000 | 8000 | No | - | - | No | - | - | - | 4500 | 11500 | No | - | - | - | - | - | - | - | - | No | - | - | No | - | - | N/A | 66.9 | 3.242 | 3.281 | 3.873 | 4.266 | 4.083 | 4.204 | 1106 | 1675 | 4617 | 2301 | 2855 | 6155 | 1.5 | 1.5 | 2 | 2.837 | 3.182 | 3.656 | 3.081 | 3.386 | 3.67 | 7470 | 2858 | 487 | 2389 | 1282 | 326 | 1 | 1.5 | 2 | N/A | N/A | N/A | N/A | N/A | N/A | N/A | N/A | 47.914 | 3.0689 | 3.5073
[SEER Multi-Split <=65kW] GEMS (Air Conditioners up to 65kW) Determination 2019 | MEPS 2019 | AS/NZS 3823.1.4:2012 | MCMX160D109B |  | N/A | Braemar | N/A | Both | vrf | N/A | Air | Air | China | 4.646 | N/A | 15.5 | N/A | N/A | N/A | N/A | N/A | 5.175 | 18 | Enthalpy Test Room | 3.3185 | 3.4018 | N/A | - | N/A | N/A | N/A | N/A | N/A | N/A | N/A | N/A | N/A | N/A | N/A | N/A | N/A | N/A | N/A | N/A | N/A | Single | R410A | Australia,Fiji,New Zealand | 133052 | 2025-10-13 |  | Approved | Reverse Cycle | N/A | Yes | Class 20 | Yes | N/A | N/A | N/A | N/A | N/A | N/A | N/A | Available | N/A | N/A | http://www.gree.com/ | http://www.braemar.com.au/ | N/A |  |  | AAC5397 | Yes | Variable output compressor | Inverter | No | - | 15500 | 4.646 | - | 1696 | 7750 | No | - | - | - | 4246.444 | 16693.5 | No | 1550.144 | 8346.75 | No | - | - | 18000 | 5.175 | 1875 | 9000 | No | - | - | No | - | - | - | 6475 | 16500 | No | - | - | - | - | - | - | - | - | No | - | - | No | - | - | N/A | 73.5 | 3.467 | 3.515 | 4.252 | 4.741 | 4.532 | 4.666 | 1126 | 1708 | 4632 | 2271 | 2825 | 6119 | 1.5 | 2 | 2.5 | 3.393 | 3.862 | 4.392 | 3.675 | 4.085 | 4.403 | 7056 | 2686 | 489 | 2280 | 1224 | 333 | 1.5 | 2 | 2.5 | N/A | N/A | N/A | N/A | N/A | N/A | N/A | N/A | 58.281 | 3.2005 | 3.3507
[SEER Multi-Split <=65kW] GEMS (Air Conditioners up to 65kW) Determination 2019 | MEPS 2019 | AS/NZS 3823.1.4:2012 | MCRX224D313B |  | N/A | Braemar | N/A | Ducted | vrf | N/A | Air | Air | China | 5.09 | N/A | 22.4 | N/A | N/A | N/A | N/A | N/A | 4.85 | 22.4 | Enthalpy Test Room | 4.3152 | 4.523 | N/A | - | N/A | N/A | N/A | N/A | N/A | N/A | N/A | N/A | N/A | N/A | N/A | N/A | N/A | N/A | N/A | N/A | N/A | Three | R410A | Australia,Fiji,New Zealand | 148313 | 2027-09-13 |  | Approved | Reverse Cycle | N/A | Yes | Class 20 | Yes | N/A | N/A | N/A | N/A | N/A | N/A | N/A | Available | N/A | N/A | http://www.gree.com/ | http://www.braemar.com.au/ | N/A |  |  | AAC6995 | Yes | Variable output compressor | Inverter | No | - | 22400 | 5.09 | - | 2050 | 11200 | No | - | - | - | 4652.26 | 24124.8 | No | 1873.7 | 12062.4 | No | - | - | 22400 | 4.85 | 2290 | 11200 | No | - | - | Yes | 10900 | 24500 | No | - | - | No | - | - | - | - | - | No | - | - | No | - | - | No | - | - | N/A | 80.6 | 3.504 | 3.707 | 4.961 | 5.22 | 5.107 | 5.543 | 1514 | 2217 | 5603 | 2878 | 3517 | 7331 | 2 | 2 | 3 | 3.88 | 4.325 | 4.529 | 4.014 | 4.366 | 4.508 | 7819 | 3147 | 730 | 2722 | 1547 | 517 | 2 | 2.5 | 3 | N/A | N/A | N/A | N/A | N/A | N/A | N/A | N/A | 126.2041 | 4.0605 | 4.2452
[SEER Multi-Split <=65kW] GEMS (Air Conditioners up to 65kW) Determination 2019 | MEPS 2019 | AS/NZS 3823.1.4:2012 | MCRX280D316B |  | N/A | Braemar | N/A | Ducted | vrf | N/A | Air | Air | China | 7.05 | N/A | 28 | N/A | N/A | N/A | N/A | N/A | 6.57 | 28 | Enthalpy Test Room | 3.8949 | 4.1775 | N/A | - | N/A | N/A | N/A | N/A | N/A | N/A | N/A | N/A | N/A | N/A | N/A | N/A | N/A | N/A | N/A | N/A | N/A | Three | R410A | Australia,Fiji,New Zealand | 148314 | 2027-09-14 |  | Approved | Reverse Cycle | N/A | Yes | Class 20 | Yes | N/A | N/A | N/A | N/A | N/A | N/A | N/A | Available | N/A | N/A | http://www.gree.com/ | http://www.braemar.com.au/ | N/A |  |  | AAC7007 | Yes | Variable output compressor | Inverter | No | - | 28000 | 7.05 | - | 2750 | 14000 | No | - | - | - | 6443.7 | 30156 | No | 2513.5 | 15078 | No | - | - | 28000 | 6.57 | 2800 | 14000 | No | - | - | Yes | 10900 | 26000 | No | - | - | No | - | - | - | - | - | No | - | - | No | - | - | No | - | - | N/A | 80.6 | 3.427 | 3.583 | 4.655 | 4.984 | 4.843 | 5.173 | 1969 | 2912 | 7518 | 3806 | 4677 | 9865 | 1.5 | 2 | 3 | 3.642 | 4.222 | 4.61 | 3.884 | 4.357 | 4.6 | 10364 | 3990 | 875 | 3482 | 1913 | 617 | 2 | 2.5 | 3 | N/A | N/A | N/A | N/A | N/A | N/A | N/A | N/A | 146.3236 | 3.7113 | 3.9634
[SEER Multi-Split <=65kW] GEMS (Air Conditioners up to 65kW) Determination 2019 | MEPS 2019 | AS/NZS 3823.1.4:2012 | MCRX335D319B |  | N/A | Braemar | N/A | Ducted | vrf | N/A | Air | Air | China | 9.2 | N/A | 33.5 | N/A | N/A | N/A | N/A | N/A | 8.5 | 33.5 | Enthalpy Test Room | 3.6341 | 3.8638 | N/A | - | N/A | N/A | N/A | N/A | N/A | N/A | N/A | N/A | N/A | N/A | N/A | N/A | N/A | N/A | N/A | N/A | N/A | Three | R410A | Australia,Fiji,New Zealand | 148315 | 2027-09-13 |  | Approved | Reverse Cycle | N/A | Yes | Class 20 | Yes | N/A | N/A | N/A | N/A | N/A | N/A | N/A | Available | N/A | N/A | http://www.gree.com/ | http://www.braemar.com.au/ | N/A |  |  | AAC6994 | Yes | Variable output compressor | Inverter | No | No | 33500 | 9.2 | - | 3800 | 16750 | No | - | - | - | 8408.8 | 36079.5 | No | 3473.2 | 18039.75 | No | - | - | 33500 | 8.5 | 3610 | 16750 | No | - | - | Yes | 11340 | 27500 | No | - | - | No | - | - | - | - | - | No | - | - | No | - | - | No | - | - | N/A | - | 3.329 | 3.436 | 4.251 | 4.584 | 4.429 | 4.656 | 2500 | 3730 | 9963 | 5043 | 6213 | 13212 | 1.5 | 1.5 | 2.5 | 3.307 | 3.86 | 4.278 | 3.56 | 4.006 | 4.269 | 13552 | 5101 | 1022 | 4453 | 2397 | 709 | 1.5 | 2 | 2.5 | N/A | N/A | N/A | N/A | N/A | N/A | N/A | N/A | 146.3236 | 3.4555 | 3.7245
[SEER Multi-Split <=65kW] GEMS (Air Conditioners up to 65kW) Determination 2019 | MEPS 2019 | AS/NZS 3823.1.4:2012 | MCRX400D323B |  | N/A | Braemar | N/A | Ducted | vrf | N/A | Air | Air | China | 10.2 | N/A | 40 | N/A | N/A | N/A | N/A | N/A | 9.9 | 40 | Enthalpy Test Room | 3.8796 | 4.01 | N/A | - | N/A | N/A | N/A | N/A | N/A | N/A | N/A | N/A | N/A | N/A | N/A | N/A | N/A | N/A | N/A | N/A | N/A | Three | R410A | Australia,Fiji,New Zealand | 148330 | 2027-09-14 |  | Approved | Reverse Cycle | N/A | Yes | Class 21 | Yes | N/A | N/A | N/A | N/A | N/A | N/A | N/A | Available | N/A | N/A | http://www.gree.com/ | http://www.braemar.com.au/ | N/A |  |  | AAC7006 | Yes | Variable output compressor | Inverter | No | No | 40000 | 10.2 | - | 3750 | 20000 | No | - | - | - | 9322.8 | 43080 | No | 3427.5 | 21540 | No | - | - | 40000 | 9.9 | 4250 | 20000 | No | - | - | Yes | 14900 | 33500 | No | - | - | No | - | - | - | - | - | No | - | - | No | - | - | No | - | - | N/A | - | 3.921 | 4.004 | 4.926 | 5.45 | 5.228 | 5.424 | 2540 | 3833 | 10278 | 5068 | 6290 | 13549 | 2 | 2.5 | 3 | 3.304 | 3.901 | 4.341 | 3.572 | 4.054 | 4.33 | 16132 | 5955 | 1137 | 5239 | 2772 | 781 | 1.5 | 2 | 2.5 | N/A | N/A | N/A | N/A | N/A | N/A | N/A | N/A | 145.612 | 3.7411 | 3.8491
[SEER Multi-Split <=65kW] GEMS (Air Conditioners up to 65kW) Determination 2019 | MEPS 2019 | AS/NZS 3823.1.4:2012 | MCRX450D326B |  | N/A | Braemar | N/A | Ducted | vrf | N/A | Air | Air | China | 12.38 | N/A | 45 | N/A | N/A | N/A | N/A | N/A | 12.1 | 45 | Enthalpy Test Room | 3.5594 | 3.6422 | N/A | - | N/A | N/A | N/A | N/A | N/A | N/A | N/A | N/A | N/A | N/A | N/A | N/A | N/A | N/A | N/A | N/A | N/A | Three | R410A | Australia,Fiji,New Zealand | 148354 | 2027-09-14 |  | Approved | Reverse Cycle | N/A | Yes | Class 21 | Yes | N/A | N/A | N/A | N/A | N/A | N/A | N/A | Available | N/A | N/A | http://www.gree.com/ | http://www.braemar.com.au/ | N/A |  |  | AAC7005 | Yes | Variable output compressor | Inverter | No | No | 45000 | 12.38 | - | 4380 | 22500 | No | - | - | - | 11315.32 | 48465 | No | 4003.32 | 24232.5 | No | - | - | 45000 | 12.1 | 4650 | 22500 | No | - | - | Yes | 14900 | 33500 | No | - | - | No | - | - | - | - | - | No | - | - | No | - | - | No | - | - | N/A | - | 3.904 | 3.938 | 4.736 | 5.328 | 5.078 | 5.2 | 2913 | 4440 | 12089 | 5877 | 7332 | 15951 | 2 | 2 | 3 | 3.075 | 3.719 | 4.443 | 3.355 | 4.026 | 4.444 | 19435 | 6956 | 1213 | 6215 | 3100 | 828 | 1.5 | 2 | 2.5 | N/A | N/A | N/A | N/A | N/A | N/A | N/A | N/A | 145.612 | 3.4959 | 3.5736
[SEER Multi-Split <=65kW] GEMS (Air Conditioners up to 65kW) Determination 2019 | MEPS 2019 | AS/NZS 3823.1.4:2012 | MCSX2*0D31*B | MCSX2*0D31*B | N/A | Braemar | N/A | Ducted | vrf | N/A | Air | Air | China | 8.48 | N/A | 28 | N/A | N/A | N/A | N/A | N/A | 7.98 | 31.5 | Enthalpy Test Room | 3.202 | 3.8506 | N/A | - | N/A | N/A | N/A | N/A | N/A | N/A | N/A | N/A | N/A | N/A | N/A | N/A | N/A | N/A | N/A | N/A | N/A | Three | R410A | Australia,Fiji,New Zealand | 148537 | 2027-09-13 |  | Approved | Reverse Cycle | N/A | Yes | Class 20 | Yes | N/A | N/A | N/A | N/A | N/A | N/A | N/A | Available | N/A | N/A | http://www.gree.com/ | http://www.braemar.com.au/ | N/A |  |  | AAC6992 | Yes | Variable output compressor | Inverter | No | - | 28000 | 8.48 | - | 3680 | 14000 | No | - | - | - | 7750.72 | 30156 | No | 3363.52 | 15078 | No | - | - | 31500 | 7.98 | 3380 | 15750 | No | - | - | Yes | 8980 | 25000 | No | - | - | No | - | - | - | - | - | No | - | - | No | - | - | No | - | - | N/A | 79.6 | 3.603 | 3.581 | 3.974 | 4.405 | 4.19 | 4.241 | 2077 | 3177 | 9117 | 4553 | 5660 | 12301 | 2 | 2 | 2 | 3.375 | 3.896 | 4.296 | 3.617 | 4.032 | 4.287 | 12291 | 4515 | 733 | 3937 | 2053 | 481 | 1.5 | 2 | 2.5 | N/A | N/A | N/A | N/A | N/A | N/A | N/A | N/A | 47 | 3.2412 | 3.8703
[SEER Multi-Split <=65kW] GEMS (Air Conditioners up to 65kW) Determination 2019 | MEPS 2019 | AS/NZS 3823.1.4:2012 | MCSX220D312 |  | N/A | Braemar | N/A | Both | vrf | N/A | Air | Air | China | 7.2 | N/A | 22.4 | N/A | N/A | N/A | N/A | N/A | 6.5 | 24 | Enthalpy Test Room | 3.0058 | 3.7011 | N/A | 62.46 | N/A | N/A | N/A | N/A | N/A | N/A | N/A | N/A | N/A | N/A | N/A | N/A | N/A | N/A | N/A | N/A | N/A | Three | R410A | Australia,Fiji,New Zealand | 128343 | 2025-06-16 |  | Approved | Reverse Cycle | N/A | Yes | Class 20 | Yes | N/A | N/A | Yes | Yes | Yes | N/A | N/A | Unavailable | N/A | N/A | http://www.gree.com/ | http://www.braemar.com.au/ | N/A |  |  | AAC4906 | Yes | Variable output compressor | Inverter | No | - | 22400 | 7.2 | - | 2500 | 11200 | No | - | - | - | 6580.8 | 24124.8 | No | 2285 | 12062.4 | No | - | - | 24000 | 6.5 | 2600 | 12500 | No | - | - | No | - | - | - | 5000 | 14500 | No | - | - | - | - | - | - | - | - | No | - | - | No | - | - | N/A | 72.6 | 3.99 | 3.879 | 4.289 | 5.002 | 4.691 | 4.634 | 1503 | 2351 | 6762 | 3208 | 4046 | 9008 | 2 | 2 | 2.5 | 2.856 | 3.292 | 4.268 | 3.299 | 3.738 | 4.348 | 11045 | 4047 | 554 | 3275 | 1675 | 357 | 1 | 1.5 | 2.5 | N/A | N/A | N/A | N/A | N/A | N/A | N/A | N/A | 32.937 | 3.0637 | 3.6301
[SEER Multi-Split <=65kW] GEMS (Air Conditioners up to 65kW) Determination 2019 | MEPS 2019 | AS/NZS 3823.1.4:2012 | MCSX220D312B |  | N/A | Braemar | N/A | Ducted | vrf | N/A | Air | Air | China | 7.174 | N/A | 22.4 | N/A | N/A | N/A | N/A | N/A | 6.524 | 25 | Enthalpy Test Room | 3.0296 | 3.7372 | N/A | - | N/A | N/A | N/A | N/A | N/A | N/A | N/A | N/A | N/A | N/A | N/A | N/A | N/A | N/A | N/A | N/A | N/A | Three | R410A | Australia,Fiji,New Zealand | 148529 | 2027-09-13 |  | Approved | Reverse Cycle | N/A | Yes | Class 20 | Yes | N/A | N/A | N/A | N/A | N/A | N/A | N/A | Available | N/A | N/A | http://www.gree.com/ | http://www.braemar.com.au/ | N/A |  |  | AAC6993 | Yes | Variable output compressor | Inverter | No | - | 22400 | 7.174 | - | 2544 | 11200 | No | - | - | - | 6557.036 | 24124.8 | No | 2325.216 | 12062.4 | No | - | - | 25000 | 6.524 | 2674 | 12500 | No | - | - | Yes | 6944 | 17500 | No | - | - | No | - | - | - | - | - | No | - | - | No | - | - | No | - | - | N/A | 76.9 | 3.856 | 3.776 | 4.225 | 4.882 | 4.595 | 4.57 | 1542 | 2399 | 6849 | 3274 | 4118 | 9122 | 2 | 2 | 2.5 | 2.84 | 3.37 | 4.303 | 3.134 | 3.778 | 4.298 | 11584 | 4135 | 587 | 3600 | 1740 | 387 | 1 | 1.5 | 2.5 | N/A | N/A | N/A | N/A | N/A | N/A | N/A | N/A | 40 | 3.0646 | 3.7542
[SEER Multi-Split <=65kW] GEMS (Air Conditioners up to 65kW) Determination 2019 | MEPS 2019 | AS/NZS 3823.1.4:2012 | MCSX260D314B | MCSX2*0D31*B | N/A | Braemar | N/A | Ducted | vrf | N/A | Air | Air | China | 8.48 | N/A | 28 | N/A | N/A | N/A | N/A | N/A | 7.98 | 31.5 | Enthalpy Test Room | 3.202 | 3.8506 | N/A | - | N/A | N/A | N/A | N/A | N/A | N/A | N/A | N/A | N/A | N/A | N/A | N/A | N/A | N/A | N/A | N/A | N/A | Three | R410A | Australia,Fiji,New Zealand | 148537 | 2027-09-13 |  | Approved | Reverse Cycle | N/A | Yes | Class 20 | Yes | N/A | N/A | N/A | N/A | N/A | N/A | N/A | Available | N/A | N/A | http://www.gree.com/ | http://www.braemar.com.au/ | N/A |  |  | AAC6992 | Yes | Variable output compressor | Inverter | No | - | 28000 | 8.48 | - | 3680 | 14000 | No | - | - | - | 7750.72 | 30156 | No | 3363.52 | 15078 | No | - | - | 31500 | 7.98 | 3380 | 15750 | No | - | - | Yes | 8980 | 25000 | No | - | - | No | - | - | - | - | - | No | - | - | No | - | - | No | - | - | N/A | 79.6 | 3.603 | 3.581 | 3.974 | 4.405 | 4.19 | 4.241 | 2077 | 3177 | 9117 | 4553 | 5660 | 12301 | 2 | 2 | 2 | 3.375 | 3.896 | 4.296 | 3.617 | 4.032 | 4.287 | 12291 | 4515 | 733 | 3937 | 2053 | 481 | 1.5 | 2 | 2.5 | N/A | N/A | N/A | N/A | N/A | N/A | N/A | N/A | 47 | 3.2412 | 3.8703
[SEER Multi-Split <=65kW] GEMS (Air Conditioners up to 65kW) Determination 2019 | MEPS 2019 | AS/NZS 3823.1.4:2012 | MCSX280D317B | MCSX2*0D31*B | N/A | Braemar | N/A | Ducted | vrf | N/A | Air | Air | China | 8.48 | N/A | 28 | N/A | N/A | N/A | N/A | N/A | 7.98 | 31.5 | Enthalpy Test Room | 3.202 | 3.8506 | N/A | - | N/A | N/A | N/A | N/A | N/A | N/A | N/A | N/A | N/A | N/A | N/A | N/A | N/A | N/A | N/A | N/A | N/A | Three | R410A | Australia,Fiji,New Zealand | 148537 | 2027-09-13 |  | Approved | Reverse Cycle | N/A | Yes | Class 20 | Yes | N/A | N/A | N/A | N/A | N/A | N/A | N/A | Available | N/A | N/A | http://www.gree.com/ | http://www.braemar.com.au/ | N/A |  |  | AAC6992 | Yes | Variable output compressor | Inverter | No | - | 28000 | 8.48 | - | 3680 | 14000 | No | - | - | - | 7750.72 | 30156 | No | 3363.52 | 15078 | No | - | - | 31500 | 7.98 | 3380 | 15750 | No | - | - | Yes | 8980 | 25000 | No | - | - | No | - | - | - | - | - | No | - | - | No | - | - | No | - | - | N/A | 79.6 | 3.603 | 3.581 | 3.974 | 4.405 | 4.19 | 4.241 | 2077 | 3177 | 9117 | 4553 | 5660 | 12301 | 2 | 2 | 2 | 3.375 | 3.896 | 4.296 | 3.617 | 4.032 | 4.287 | 12291 | 4515 | 733 | 3937 | 2053 | 481 | 1.5 | 2 | 2.5 | N/A | N/A | N/A | N/A | N/A | N/A | N/A | N/A | 47 | 3.2412 | 3.8703
[SEER Multi-Split <=65kW] GEMS (Air Conditioners up to 65kW) Determination 2019 | MEPS 2019 | AS/NZS 3823.1.4:2012 | NCHV05D12B |  | N/A | Braemar | N/A | Both | fixed | N/A | Air | Air | China | 1.38 | N/A | 5.3 | N/A | N/A | N/A | N/A | N/A | 1.3 | 5.6 | Enthalpy Test Room | 3.8452 | 4.3724 | N/A | - | N/A | N/A | N/A | N/A | N/A | N/A | N/A | N/A | N/A | N/A | N/A | N/A | N/A | N/A | N/A | N/A | N/A | Single | R32 | Australia,Fiji,New Zealand | 157016 | 2028-12-02 |  | Approved | Reverse Cycle | N/A | Yes | Class 19 | Yes | N/A | N/A | N/A | N/A | N/A | N/A | N/A | Available | N/A | N/A | http://www.gree.com/ | http://www.braemar.com.au/ | N/A |  |  | AAC7924 | Yes | Variable output compressor | Inverter | No | - | 5300 | 1.38 | - | 510 | 2650 | No | - | - | - | 1261.32 | 5708.1 | No | 466.14 | 2854.05 | No | - | - | 5600 | 1.3 | 500 | 2800 | No | - | - | Yes | 1500 | 4700 | No | - | - | No | - | - | - | - | - | No | - | - | No | - | - | No | - | - | N/A | 63.7 | 4.713 | 4.612 | 5.099 | 5.863 | 5.522 | 5.49 | 301 | 468 | 1346 | 648 | 813 | 1799 | 3 | 3 | 3.5 | 3.921 | 4.572 | 5.142 | 4.244 | 4.795 | 5.143 | 1880 | 683 | 108 | 595 | 306 | 71 | 2 | 3 | 3.5 | N/A | N/A | N/A | N/A | N/A | N/A | N/A | N/A | 6.6 | 3.7795 | 4.235
[SEER Multi-Split <=65kW] GEMS (Air Conditioners up to 65kW) Determination 2019 | MEPS 2019 | AS/NZS 3823.1.4:2012 | NCHV07D13B |  | N/A | Braemar | N/A | Both | fixed | N/A | Air | Air | China | 1.96 | N/A | 7.3 | N/A | N/A | N/A | N/A | N/A | 2 | 8.3 | Enthalpy Test Room | 3.7521 | 4.27 | N/A | - | N/A | N/A | N/A | N/A | N/A | N/A | N/A | N/A | N/A | N/A | N/A | N/A | N/A | N/A | N/A | N/A | N/A | Single | R32 | Australia,Fiji,New Zealand | 157017 | 2028-12-04 |  | Approved | Reverse Cycle | N/A | Yes | Class 19 | Yes | N/A | N/A | N/A | N/A | N/A | N/A | N/A | Available | N/A | N/A | http://www.gree.com/ | http://www.braemar.com.au/ | N/A |  |  | AAC7934 | Yes | Variable output compressor | Inverter | No | - | 7300 | 1.96 | - | 655 | 3650 | No | - | - | - | 1791.44 | 7862.1 | No | 598.67 | 3931.05 | No | - | - | 8300 | 2 | 740 | 4150 | No | - | - | Yes | 2200 | 6800 | No | - | - | No | - | - | - | - | - | No | - | - | No | - | - | No | - | - | N/A | 66.4 | 4.949 | 4.782 | 5.265 | 6.204 | 5.798 | 5.697 | 396 | 623 | 1797 | 844 | 1068 | 2389 | 3 | 3 | 3.5 | 3.84 | 4.51 | 5.141 | 4.19 | 4.762 | 5.148 | 2841 | 1021 | 156 | 890 | 453 | 101 | 2 | 3 | 3.5 | N/A | N/A | N/A | N/A | N/A | N/A | N/A | N/A | 8.1 | 3.6732 | 4.094
[SEER Multi-Split <=65kW] GEMS (Air Conditioners up to 65kW) Determination 2019 | MEPS 2019 | AS/NZS 3823.1.4:2012 | NCHV08D14B |  | N/A | Braemar | N/A | Both | fixed | N/A | Air | Air | China | 1.88 | N/A | 8.2 | N/A | N/A | N/A | N/A | N/A | 2.12 | 8.8 | Enthalpy Test Room | 4.3797 | 4.3459 | N/A | - | N/A | N/A | N/A | N/A | N/A | N/A | N/A | N/A | N/A | N/A | N/A | N/A | N/A | N/A | N/A | N/A | N/A | Single | R32 | Australia,Fiji,New Zealand | 157018 | 2028-12-04 |  | Approved | Reverse Cycle | N/A | Yes | Class 19 | Yes | N/A | N/A | N/A | N/A | N/A | N/A | N/A | Available | N/A | N/A | http://www.gree.com/ | http://www.braemar.com.au/ | N/A |  |  | AAC7933 | Yes | Variable output compressor | Inverter | No | - | 8200 | 1.88 | - | 680 | 4100 | No | - | - | - | 1718.32 | 8831.4 | No | 621.52 | 4415.7 | No | - | - | 8800 | 2.12 | 780 | 4400 | No | - | - | Yes | 2100 | 6900 | No | - | - | No | - | - | - | - | - | No | - | - | No | - | - | No | - | - | N/A | 68.8 | 5.354 | 5.245 | 5.844 | 6.733 | 6.341 | 6.309 | 408 | 634 | 1814 | 870 | 1093 | 2420 | 3.5 | 3.5 | 4 | 3.817 | 4.505 | 5.17 | 4.189 | 4.768 | 5.177 | 3032 | 1087 | 168 | 947 | 483 | 110 | 2 | 3 | 3.5 | N/A | N/A | N/A | N/A | N/A | N/A | N/A | N/A | 10 | 4.2847 | 4.0858
[SEER Multi-Split <=65kW] GEMS (Air Conditioners up to 65kW) Determination 2019 | MEPS 2019 | AS/NZS 3823.1.4:2012 | NCHV10D14 |  | N/A | Braemar | N/A | Both | fixed | N/A | Air | Air | China | 3.1 | N/A | 10.4 | N/A | N/A | N/A | N/A | N/A | 3 | 10.8 | Enthalpy Test Room | 3.5708 | 3.6608 | N/A | - | N/A | N/A | N/A | N/A | N/A | N/A | N/A | N/A | N/A | N/A | N/A | N/A | N/A | N/A | N/A | N/A | N/A | Single | R32 | Australia,Fiji,New Zealand | 144986 | 2027-05-03 |  | Approved | Reverse Cycle | N/A | Yes | Class 20 | Yes | N/A | N/A | N/A | N/A | N/A | N/A | N/A | Available | N/A | N/A | http://www.gree.com/ | http://www.braemar.com.au/ | N/A |  |  | AAC6651 | Yes | Variable output compressor | Inverter | No | - | 10400 | 3.1 | - | 960 | 5500 | No | - | - | - | 2833.4 | 11200.8 | No | 877.44 | 5923.5 | No | - | - | 10800 | 3 | 860 | 5000 | - | - | - | Yes | 2800 | 8400 | No | - | - | No | - | - | - | - | - | No | - | - | No | - | - | No | - | - | N/A | 70 | 4.739 | 4.54 | 5.112 | 6.133 | 5.686 | 5.591 | 581 | 925 | 2627 | 1208 | 1543 | 3460 | 3 | 3 | 3.5 | 3.656 | 4.37 | 5.32 | 4.14 | 4.787 | 5.358 | 3892 | 1384 | 210 | 1183 | 598 | 138 | 2 | 2.5 | 3.5 | N/A | N/A | N/A | N/A | N/A | N/A | N/A | N/A | 15.864 | 3.2978 | 3.5368
[SEER Multi-Split <=65kW] GEMS (Air Conditioners up to 65kW) Determination 2019 | MEPS 2019 | AS/NZS 3823.1.4:2012 | NCHV10D14 |  | N/A | Braemar | N/A | Both | fixed | N/A | Air | Air | China | 3.1 | N/A | 10.1 | N/A | N/A | N/A | N/A | N/A | 3.1 | 10.5 | Enthalpy Test Room | 3.5708 | 3.6608 | N/A | - | N/A | N/A | N/A | N/A | N/A | N/A | N/A | N/A | N/A | N/A | N/A | N/A | N/A | N/A | N/A | N/A | N/A | Single | R32 | Australia,Fiji,New Zealand | 154304 | 2028-05-31 |  | Approved | Reverse Cycle | N/A | Yes | Class 20 | Yes | N/A | N/A | N/A | N/A | N/A | N/A | N/A | Available | N/A | N/A | http://www.gree.com/ | http://www.braemar.com.au/ | N/A |  |  | AAC7535 | Yes | Variable output compressor | Inverter | No | - | 10100 | 3.1 | - | 960 | 5500 | No | - | - | - | 2833.4 | 10877.7 | No | 877.44 | 5923.5 | No | - | - | 10500 | 3.1 | 860 | 5000 | No | - | - | Yes | 2800 | 8400 | No | - | - | No | - | - | - | - | - | No | - | - | No | - | - | No | - | - | N/A | 70 | 4.696 | 4.481 | 5.064 | 6.099 | 5.64 | 5.551 | 569 | 910 | 2574 | 1179 | 1510 | 3384 | 3 | 2.5 | 3.5 | 3.667 | 4.345 | 5.295 | 4.136 | 4.769 | 5.342 | 3775 | 1354 | 206 | 1152 | 584 | 135 | 2 | 2.5 | 3.5 | N/A | N/A | N/A | N/A | N/A | N/A | N/A | N/A | 15.864 | 3.2027 | 3.3295
[SEER Multi-Split <=65kW] GEMS (Air Conditioners up to 65kW) Determination 2019 | MEPS 2019 | AS/NZS 3823.1.4:2012 | NCHV10D14B |  | N/A | Braemar | N/A | Both | fixed | N/A | Air | Air | China | 2.65 | N/A | 10.6 | N/A | N/A | N/A | N/A | N/A | 2.85 | 11.4 | Enthalpy Test Room | 4.1166 | 4.1845 | N/A | - | N/A | N/A | N/A | N/A | N/A | N/A | N/A | N/A | N/A | N/A | N/A | N/A | N/A | N/A | N/A | N/A | N/A | Single | R32 | Australia,Fiji,New Zealand | 157019 | 2028-12-03 |  | Approved | Reverse Cycle | N/A | Yes | Class 20 | Yes | N/A | N/A | N/A | N/A | N/A | N/A | N/A | Available | N/A | N/A | http://www.gree.com/ | http://www.braemar.com.au/ | N/A |  |  | AAC7927 | Yes | Variable output compressor | Inverter | No | - | 10600 | 2.65 | - | 860 | 5300 | No | - | - | - | 2422.1 | 11416.2 | No | 786.04 | 5708.1 | No | - | - | 11400 | 2.85 | 1000 | 5700 | No | - | - | Yes | 3900 | 10500 | No | - | - | No | - | - | - | - | - | No | - | - | No | - | - | No | - | - | N/A | 69.1 | 5.439 | 5.236 | 5.758 | 6.835 | 6.372 | 6.24 | 524 | 827 | 2386 | 1113 | 1412 | 3168 | 3.5 | 3.5 | 4 | 3.901 | 4.546 | 5.214 | 4.261 | 4.824 | 5.228 | 3840 | 1390 | 210 | 1201 | 613 | 136 | 2 | 3 | 3.5 | N/A | N/A | N/A | N/A | N/A | N/A | N/A | N/A | 10.5 | 3.9471 | 3.9508
[SEER Multi-Split <=65kW] GEMS (Air Conditioners up to 65kW) Determination 2019 | MEPS 2019 | AS/NZS 3823.1.4:2012 | NCHV12D15B |  | N/A | Braemar | N/A | Both | fixed | N/A | Air | Air | China | 3.1 | N/A | 12.3 | N/A | N/A | N/A | N/A | N/A | 3.2 | 12.6 | Enthalpy Test Room | 3.8917 | 4.6757 | N/A | - | N/A | N/A | N/A | N/A | N/A | N/A | N/A | N/A | N/A | N/A | N/A | N/A | N/A | N/A | N/A | N/A | N/A | Single | R32 | Australia,Fiji,New Zealand | 157020 | 2028-12-02 |  | Approved | Reverse Cycle | N/A | Yes | Class 20 | Yes | N/A | N/A | N/A | N/A | N/A | N/A | N/A | Available | N/A | N/A | http://www.gree.com/ | http://www.braemar.com.au/ | N/A |  |  | AAC7923 | Yes | Variable output compressor | Inverter | No | - | 12300 | 3.1 | - | 980 | 6150 | No | - | - | - | 2833.4 | 13247.1 | No | 895.72 | 6623.55 | No | - | - | 12600 | 3.2 | 1050 | 6300 | No | - | - | Yes | 3750 | 11000 | No | - | - | No | - | - | - | - | - | No | - | - | No | - | - | No | - | - | N/A | 71.4 | 5.499 | 5.277 | 5.802 | 6.93 | 6.448 | 6.298 | 601 | 953 | 2748 | 1274 | 1619 | 3642 | 3.5 | 3.5 | 4 | 3.971 | 4.676 | 5.474 | 4.388 | 5.016 | 5.497 | 4170 | 1495 | 223 | 1291 | 654 | 145 | 2 | 3 | 3.5 | N/A | N/A | N/A | N/A | N/A | N/A | N/A | N/A | 12 | 3.9165 | 3.8882
[SEER Multi-Split <=65kW] GEMS (Air Conditioners up to 65kW) Determination 2019 | MEPS 2019 | AS/NZS 3823.1.4:2012 | NCHV53D12 |  | N/A | Braemar | N/A | Both | fixed | N/A | Air | Air | China | 1.5 | N/A | 5.24 | N/A | N/A | N/A | N/A | N/A | 1.15 | 5.3 | Enthalpy Test Room | 3.7125 | 4.8049 | N/A | - | N/A | N/A | N/A | N/A | N/A | N/A | N/A | N/A | N/A | N/A | N/A | N/A | N/A | N/A | N/A | N/A | N/A | Single | R32 | Australia,Fiji,New Zealand | 144954 | 2027-05-01 |  | Approved | Reverse Cycle | N/A | Yes | Class 19 | Yes | N/A | N/A | N/A | N/A | N/A | N/A | N/A | Available | N/A | N/A | http://www.gree.com/ | http://www.braemar.com.au/ | N/A |  |  | AAC6644 | Yes | Variable output compressor | Inverter | No | - | 5240 | 1.5 | - | 550 | 2620 | No | - | - | - | 1371 | 5643.48 | No | 502.7 | 2821.74 | No | - | - | 5300 | 1.15 | 490 | 2700 | No | - | - | No | - | - | - | 1500 | 4550 | No | - | - | - | - | - | - | - | - | No | - | - | No | - | - | N/A | 64.4 | 4.131 | 4.077 | 4.608 | 5.265 | 4.975 | 4.985 | 334 | 517 | 1466 | 708 | 887 | 1954 | 2.5 | 2.5 | 3 | 3.84 | 4.421 | 5.032 | 4.169 | 4.678 | 5.046 | 1824 | 677 | 113 | 581 | 304 | 75 | 2 | 2.5 | 3.5 | N/A | N/A | N/A | N/A | N/A | N/A | N/A | N/A | 9.818 | 3.4177 | 4.4794
[SEER Multi-Split <=65kW] GEMS (Air Conditioners up to 65kW) Determination 2019 | MEPS 2019 | AS/NZS 3823.1.4:2012 | NCHV72D13 |  | N/A | Braemar | N/A | Both | fixed | N/A | Air | Air | Australia | 1.9 | N/A | 7.15 | N/A | N/A | N/A | N/A | N/A | 1.9 | 8.6 | Enthalpy Test Room | 3.7221 | 4.5016 | N/A | - | N/A | N/A | N/A | N/A | N/A | N/A | N/A | N/A | N/A | N/A | N/A | N/A | N/A | N/A | N/A | N/A | N/A | Single | R32 | Australia,Fiji,New Zealand | 144953 | 2027-05-04 |  | Approved | Reverse Cycle | N/A | Yes | Class 19 | Yes | N/A | N/A | N/A | N/A | N/A | N/A | N/A | Available | N/A | N/A | http://www.gree.com/ | http://www.braemar.com.au/ | N/A |  |  | AAC6657 | Yes | Variable output compressor | Inverter | No | - | 7150 | 1.9 | - | 830 | 3400 | No | - | - | - | 1736.6 | 7700.55 | No | 758.62 | 3661.8 | No | - | - | 8600 | 1.9 | 720 | 3900 | No | - | - | Yes | 2500 | 7900 | No | - | - | No | - | - | - | - | - | No | - | - | No | - | - | No | - | - | N/A | 57.6 | 3.837 | 3.857 | 4.346 | 4.746 | 4.538 | 4.638 | 493 | 747 | 2122 | 1074 | 1329 | 2866 | 2 | 2 | 2.5 | 4.076 | 4.606 | 5.044 | 4.324 | 4.767 | 5.035 | 2785 | 1050 | 177 | 905 | 480 | 117 | 2.5 | 3 | 3.5 | N/A | N/A | N/A | N/A | N/A | N/A | N/A | N/A | 13.7 | 3.6736 | 4.4186
[SEER Multi-Split <=65kW] GEMS (Air Conditioners up to 65kW) Determination 2019 | MEPS 2019 | AS/NZS 3823.1.4:2012 | NCHV72D13 |  | N/A | Braemar | N/A | Both | fixed | N/A | Air | Air | China | 2 | N/A | 7.3 | N/A | N/A | N/A | N/A | N/A | 1.9 | 8.5 | Enthalpy Test Room | 3.7221 | 4.5016 | N/A | - | N/A | N/A | N/A | N/A | N/A | N/A | N/A | N/A | N/A | N/A | N/A | N/A | N/A | N/A | N/A | N/A | N/A | Single | R32 | Australia,Fiji,New Zealand | 154222 | 2028-06-13 |  | Approved | Reverse Cycle | N/A | Yes | Class 19 | Yes | N/A | N/A | N/A | N/A | N/A | N/A | N/A | Available | N/A | N/A | http://www.gree.com/ | http://www.braemar.com.au/ | N/A |  |  | AAC7568 | Yes | Variable output compressor | Inverter | No | - | 7300 | 2 | - | 830 | 3400 | No | - | - | - | 1828 | 7862.1 | No | 758.62 | 3661.8 | No | - | - | 8500 | 1.9 | 720 | 3900 | No | - | - | Yes | 2500 | 7900 | No | - | - | No | - | - | - | - | - | No | - | - | No | - | - | No | - | - | N/A | 57.57 | 3.819 | 3.827 | 4.3 | 4.736 | 4.519 | 4.594 | 506 | 769 | 2191 | 1099 | 1363 | 2955 | 2 | 2 | 2.5 | 4.081 | 4.595 | 5.034 | 4.327 | 4.759 | 5.028 | 2750 | 1041 | 176 | 894 | 476 | 117 | 2.5 | 3 | 3.5 | N/A | N/A | N/A | N/A | N/A | N/A | N/A | N/A | 13.7 | 3.5674 | 4.3672
[SEER Multi-Split <=65kW] GEMS (Air Conditioners up to 65kW) Determination 2019 | MEPS 2019 | AS/NZS 3823.1.4:2012 | NCHV80D14 |  | N/A | Braemar | N/A | Both | fixed | N/A | Air | Air | China | 2.2 | N/A | 8 | N/A | N/A | N/A | N/A | N/A | 1.9 | 8.9 | Calorimeter Room | 3.6796 | 4.7528 | N/A | - | N/A | N/A | N/A | N/A | N/A | N/A | N/A | N/A | N/A | N/A | N/A | N/A | N/A | N/A | N/A | N/A | N/A | Single | R32 | Australia,Fiji,New Zealand | 144961 | 2027-05-08 |  | Approved | Reverse Cycle | N/A | Yes | Class 19 | Yes | N/A | N/A | N/A | N/A | N/A | N/A | N/A | Available | N/A | N/A | http://www.gree.com/ | http://www.braemar.com.au/ | N/A |  |  | AAC6663 | Yes | Variable output compressor | Inverter | No | - | 8000 | 2.2 | - | 820 | 3800 | No | - | - | - | 2010.8 | 8616 | No | 749.48 | 4092.6 | No | - | - | 8900 | 1.9 | 790 | 4300 | No | - | - | Yes | 2900 | 8300 | No | - | - | No | - | - | - | - | - | - | - | - | No | - | - | No | - | - | N/A | 57.28 | 4.092 | 4.07 | 4.599 | 5.192 | 4.926 | 4.956 | 515 | 790 | 2241 | 1096 | 1368 | 3000 | 2.5 | 2.5 | 3 | 4.055 | 4.641 | 5.04 | 4.298 | 4.779 | 5.03 | 2900 | 1082 | 186 | 944 | 498 | 124 | 2.5 | 3 | 3.5 | N/A | N/A | N/A | N/A | N/A | N/A | N/A | N/A | 15.2 | 3.5534 | 4.5609
[SEER Multi-Split <=65kW] GEMS (Air Conditioners up to 65kW) Determination 2019 | MEPS 2019 | AS/NZS 3823.1.4:2012 | NCHV80D14 |  | N/A | Braemar | N/A | Both | fixed | N/A | Air | Air | China | 2.3 | N/A | 8.2 | N/A | N/A | N/A | N/A | N/A | 2.1 | 8.8 | Calorimeter Room | 3.6796 | 4.7528 | N/A | - | N/A | N/A | N/A | N/A | N/A | N/A | N/A | N/A | N/A | N/A | N/A | N/A | N/A | N/A | N/A | N/A | N/A | Single | R32 | Australia,Fiji,New Zealand | 154302 | 2028-06-13 |  | Approved | Reverse Cycle | N/A | Yes | Class 19 | Yes | N/A | N/A | N/A | N/A | N/A | N/A | N/A | Available | N/A | N/A | http://www.gree.com/ | http://www.braemar.com.au/ | N/A |  |  | AAC7567 | Yes | Variable output compressor | Inverter | No | - | 8200 | 2.3 | - | 820 | 3800 | No | - | - | - | 2102.2 | 8831.4 | No | 749.48 | 4092.6 | No | - | - | 8800 | 2.1 | 790 | 4300 | No | - | - | Yes | 2900 | 8300 | No | - | - | No | - | - | - | - | - | No | - | - | No | - | - | No | - | - | N/A | 57.28 | 4.085 | 4.054 | 4.567 | 5.19 | 4.916 | 4.923 | 530 | 814 | 2315 | 1124 | 1406 | 3096 | 2.5 | 2.5 | 3 | 3.954 | 4.498 | 5.008 | 4.237 | 4.703 | 5.013 | 2940 | 1103 | 185 | 947 | 500 | 123 | 2 | 2.5 | 3.5 | N/A | N/A | N/A | N/A | N/A | N/A | N/A | N/A | 15.2 | 3.4873 | 4.0904
[SEER Non Multi-Split <=65kW] GEMS (Air Conditioners up to 65kW) Determination 2019 | MEPS Oct 2011 | AS/NZS 3823.1.2:2012 | SACV10D1S/SCHV10D1S |  | N/A | Braemar | 1.6 | Ducted | Single Split System | - | Air | - | Australia,China | 2.9 | 8.4 | 10 | - | 0 | - | - | - | - | - | Enthalpy Test Room | 3.4041 | 0 | Yes | - | N/A | 2 | - | 0 | 0 | N/A | N/A | N/A | 3.3961 | 0 | N/A | N/A | 0 | 0 | 0 | 0 | Enthalpy Test Room | Single | R410A | Australia,New Zealand | 125200 | 2025-05-26 |  | Approved | Cooling Only | - | Yes | Class 11 | Yes | - | - | Yes | Yes | Yes | - | 3.4041 | Unavailable | N/A | N/A | http://www.gree.com/ | http://www.braemar.com.au/ | Yes |  |  | AAC4469 | N/A | Variable output compressor | Inverter | N/A | N/A | N/A | 2.9 | N/A | N/A | N/A | N/A | N/A | N/A | N/A | N/A | N/A | N/A | N/A | N/A | N/A | N/A | N/A | N/A | - | N/A | N/A | N/A | N/A | N/A | N/A | N/A | N/A | N/A | N/A | N/A | N/A | N/A | N/A | N/A | N/A | N/A | N/A | N/A | N/A | N/A | N/A | N/A | N/A | N/A | N/A | N/A | N/A | N/A | N/A | N/A | N/A | N/A | N/A | N/A | N/A | N/A | N/A | N/A | N/A | N/A | N/A | N/A | N/A | N/A | N/A | N/A | N/A | N/A | N/A | N/A | N/A | N/A | N/A | N/A | N/A | N/A | N/A | N/A | N/A | N/A | N/A | N/A | N/A | N/A | N/A | N/A | 3.4403 | 0
[SEER Non Multi-Split <=65kW] GEMS (Air Conditioners up to 65kW) Determination 2019 | MEPS Oct 2011 | AS/NZS 3823.1.2:2012 | SACV12D1S/SCHV12D1S |  | N/A | Braemar | 2.8 | Ducted | Single Split System | - | Air | - | Australia,China | 3.5 | 10.2 | 13 | - | 0 | - | - | - | - | - | Enthalpy Test Room | 3.7018 | 0 | Yes | - | N/A | 2.16 | - | 0 | 0 | N/A | N/A | N/A | 3.6941 | 0 | N/A | N/A | 0 | 0 | 0 | 0 | Enthalpy Test Room | Single | R410A | Australia,New Zealand | 127131 | 2025-03-05 |  | Approved | Cooling Only | - | Yes | Class 11 | Yes | - | - | Yes | Yes | Yes | - | 3.7018 | Unavailable | N/A | N/A | http://www.gree.com/ | http://www.braemar.com.au/ | Yes |  |  | AAC4574 | N/A | Variable output compressor | Inverter | N/A | N/A | N/A | 3.5 | N/A | N/A | N/A | N/A | N/A | N/A | N/A | N/A | N/A | N/A | N/A | N/A | N/A | N/A | N/A | N/A | - | N/A | N/A | N/A | N/A | N/A | N/A | N/A | N/A | N/A | N/A | N/A | N/A | N/A | N/A | N/A | N/A | N/A | N/A | N/A | N/A | N/A | N/A | N/A | N/A | N/A | N/A | N/A | N/A | N/A | N/A | N/A | N/A | N/A | N/A | N/A | N/A | N/A | N/A | N/A | N/A | N/A | N/A | N/A | N/A | N/A | N/A | N/A | N/A | N/A | N/A | N/A | N/A | N/A | N/A | N/A | N/A | N/A | N/A | N/A | N/A | N/A | N/A | N/A | N/A | N/A | N/A | N/A | 3.7066 | 0
[SEER Non Multi-Split <=65kW] GEMS (Air Conditioners up to 65kW) Determination 2019 | MEPS Oct 2011 | AS/NZS 3823.1.2:2012 | SACV14D1S/SCHV14D1S |  | N/A | Braemar | 3 | Ducted | Single Split System | - | Air | - | Australia,China | 3.9 | 11.5 | 14.5 | - | 0 | - | - | - | - | - | Enthalpy Test Room | 3.7215 | 0 | Yes | - | N/A | 2.14 | - | 0 | 0 | N/A | N/A | N/A | 3.7146 | 0 | N/A | N/A | 0 | 0 | 0 | 0 | Enthalpy Test Room | Single | R410A | Australia,New Zealand | 127132 | 2025-03-05 |  | Approved | Cooling Only | - | Yes | Class 11 | Yes | - | - | Yes | Yes | Yes | - | 3.7215 | Unavailable | N/A | N/A | http://www.gree.com/ | http://www.braemar.com.au/ | Yes |  |  | AAC4575 | N/A | Variable output compressor | Inverter | N/A | N/A | N/A | 3.9 | N/A | N/A | N/A | N/A | N/A | N/A | N/A | N/A | N/A | N/A | N/A | N/A | N/A | N/A | N/A | N/A | - | N/A | N/A | N/A | N/A | N/A | N/A | N/A | N/A | N/A | N/A | N/A | N/A | N/A | N/A | N/A | N/A | N/A | N/A | N/A | N/A | N/A | N/A | N/A | N/A | N/A | N/A | N/A | N/A | N/A | N/A | N/A | N/A | N/A | N/A | N/A | N/A | N/A | N/A | N/A | N/A | N/A | N/A | N/A | N/A | N/A | N/A | N/A | N/A | N/A | N/A | N/A | N/A | N/A | N/A | N/A | N/A | N/A | N/A | N/A | N/A | N/A | N/A | N/A | N/A | N/A | N/A | N/A | 3.7111 | 0
[SEER Non Multi-Split <=65kW] GEMS (Air Conditioners up to 65kW) Determination 2019 | MEPS Oct 2011 | AS/NZS 3823.1.2:2012 | SACV16D1S/SCHV16D1S |  | N/A | Braemar | 1.7 | Ducted | Single Split System | - | Air | - | Australia,China | 4.6 | 13.8 | 15.5 | - | 0 | - | - | - | - | - | Enthalpy Test Room | 3.3552 | 0 | Yes | - | N/A | 2.5 | - | 0 | 0 | N/A | N/A | N/A | 3.3491 | 0 | N/A | N/A | 0 | 0 | 0 | 0 | Enthalpy Test Room | Single | R410A | Australia,New Zealand | 126812 | 2025-08-12 |  | Approved | Cooling Only | - | Yes | Class 11 | Yes | - | - | Yes | Yes | Yes | - | 3.3552 | Available | N/A | N/A | http://www.gree.com/ | http://www.braemar.com.au/ | Yes |  |  | AAC4470 | N/A | Variable output compressor | Inverter | N/A | N/A | N/A | 4.6 | N/A | N/A | N/A | N/A | N/A | N/A | N/A | N/A | N/A | N/A | N/A | N/A | N/A | N/A | N/A | N/A | - | N/A | N/A | N/A | N/A | N/A | N/A | N/A | N/A | N/A | N/A | N/A | N/A | N/A | N/A | N/A | N/A | N/A | N/A | N/A | N/A | N/A | N/A | N/A | N/A | N/A | N/A | N/A | N/A | N/A | N/A | N/A | N/A | N/A | N/A | N/A | N/A | N/A | N/A | N/A | N/A | N/A | N/A | N/A | N/A | N/A | N/A | N/A | N/A | N/A | N/A | N/A | N/A | N/A | N/A | N/A | N/A | N/A | N/A | N/A | N/A | N/A | N/A | N/A | N/A | N/A | N/A | N/A | 3.3634 | 0
[SEER Non Multi-Split <=65kW] GEMS (Air Conditioners up to 65kW) Determination 2019 | MEPS 2019 | AS/NZS 3823.1.2:2012 | SCHS20D3B/SDHS20D1S |  | N/A | Braemar | N/A | Ducted | Single Split System | - | Air | Air | China | 6.38 | N/A | 20.4 | N/A | N/A | N/A | N/A | N/A | 6.28 | 22.5 | Enthalpy Test Room | 3.2791 | 3.5941 | N/A | - | N/A | N/A | N/A | N/A | N/A | N/A | N/A | N/A | N/A | N/A | N/A | N/A | N/A | N/A | N/A | N/A | N/A | Three | R410A | Australia,Fiji,New Zealand | 160273 | 2029-05-30 |  | Approved | Reverse Cycle | N/A | Yes | Class 11 | Yes | N/A | N/A | N/A | N/A | N/A | N/A | N/A | Available | N/A | N/A | http://www.gree.com/ | http://www.braemar.com.au/ | N/A |  |  | AAC8280 | Yes | Variable output compressor | Inverter | No | - | 20400 | 6.38 | - | 2600 | 10200 | No | - | - | - | 5831.32 | 21970.8 | No | 2376.4 | 10985.4 | No | - | - | 22500 | 6.28 | 2300 | 11000 | Yes | 2000 | 9100 | Yes | 5500 | 18000 | No | - | - | No | - | - | - | - | - | No | - | - | No | - | - | No | - | - | - | 73.7 | 3.821 | 3.738 | 4.046 | 4.585 | 4.329 | 4.313 | 1452 | 2249 | 6555 | 3211 | 4016 | 8838 | 2 | 2 | 2.5 | 3.455 | 3.904 | 4.341 | 3.685 | 4.053 | 4.318 | 8550 | 3186 | 487 | 2736 | 1433 | 316 | 1.5 | 2 | 2.5 | No | - | - | - | - | N/A | N/A | N/A | 21 | 3.1623 | 3.5428
[SEER Non Multi-Split <=65kW] GEMS (Air Conditioners up to 65kW) Determination 2019 | MEPS 2019 | AS/NZS 3823.1.2:2012 | SCHV20D3S/SDHV20D1S |  | N/A | Braemar | N/A | Ducted | Single Split System | - | Air | Air | China | 6.06 | N/A | 20 | N/A | N/A | N/A | N/A | N/A | 6 | 22.4 | Enthalpy Test Room | 3.1629 | 3.9461 | N/A | - | N/A | N/A | N/A | N/A | N/A | N/A | N/A | N/A | N/A | N/A | N/A | N/A | N/A | N/A | N/A | N/A | N/A | Three | R410A | Australia,Fiji,New Zealand | 156915 | 2028-10-03 |  | Approved | Reverse Cycle | N/A | No | Class 11 | No | N/A | N/A | N/A | N/A | N/A | N/A | N/A | Available | N/A | N/A | http://www.gree.com/ | http://www.braemar.com.au/ | N/A |  |  | AAC7809 | Yes | Variable output compressor | Inverter | Yes | - | 20000 | 6.06 | - | - | - | - | - | - | No | - | - | - | - | - | - | - | - | 22400 | 6 | - | - | - | - | - | - | - | - | - | 5395 | 15722 | - | - | - | - | - | - | - | - | - | No | - | - | - | - | - | - | - | 3.116 | 3.142 | 3.421 | 3.659 | 3.513 | 3.585 | 1740 | 2614 | 7593 | 3941 | 4848 | 10416 | 1.5 | 1.5 | 1.5 | 2.684 | 2.91 | 3.125 | 2.823 | 3.058 | 3.179 | 10959 | 4255 | 671 | 3556 | 1892 | 427 | 1 | 1 | 1.5 | No | - | - | - | - | N/A | N/A | N/A | 28 | 3.2496 | 3.6754
[SEER Non Multi-Split <=65kW] GEMS (Air Conditioners up to 65kW) Determination 2019 | MEPS 2019 | AS/NZS 3823.1.2:2012 | SCHV24D3S/SDHV24D1S |  | N/A | Braemar | 3.84 | Ducted | Single Split System | - | Air | Air | China | 7.12 | 20.16 | 24 | N/A | N/A | N/A | N/A | N/A | 7.02 | 26 | Enthalpy Test Room | 3.3648 | 3.92 | Yes | - | N/A | 9.96 | 9.96 | N/A | N/A | N/A | N/A | N/A | 3.2695 | 3.7154 | N/A | N/A | N/A | N/A | N/A | N/A | Enthalpy Test Room | Three | R410A | Australia,New Zealand | 155097 | 2028-09-17 |  | Approved | Reverse Cycle | N/A | No | Class 11 | No | N/A | N/A | N/A | N/A | N/A | N/A | 3.2854 | Available | N/A | N/A | http://www.gree.com/ | http://www.braemar.com.au/ | Yes |  |  | AAC7782 | Yes | Variable output compressor | Inverter | Yes | - | 24000 | 7.12 | - | - | - | - | - | - | No | - | - | - | - | - | - | - | - | 26000 | 7.02 | - | - | - | - | - | - | - | - | - | 5907 | 19782 | - | - | - | - | - | - | - | - | - | No | - | - | - | - | - | - | - | 3.33 | 3.327 | 3.535 | 3.808 | 3.643 | 3.688 | 1988 | 3004 | 8858 | 4578 | 5643 | 12186 | 1.5 | 1.5 | 2 | 2.911 | 3.13 | 3.155 | 2.954 | 3.144 | 3.172 | 11697 | 4553 | 731 | 3914 | 2103 | 463 | 1 | 1.5 | 1.5 | No | - | - | - | - | N/A | N/A | N/A | 16 | 3.3454 | 3.6754
[SEER Non Multi-Split <=65kW] GEMS (Air Conditioners up to 65kW) Determination 2019 | MEPS Oct 2011 | AS/NZS 3823.1.2:2012 | SDHV07D1S/SCHV07D1S |  | N/A | Braemar | 1.24 | Ducted | Single Split System | Wall Hung | Air | Air | China | 2.18 | 5.76 | 7 | - | 0 | - | - | - | 2.28 | 8 | Calorimeter Room | 3.1116 | 3.4557 | Yes | - | N/A | 1.05 | 1.05 | 0 | 0 | N/A | N/A | N/A | 3.1067 | 3.4504 | N/A | N/A | 0 | 0 | 0 | 0 | Calorimeter Room | Single | R410A | Australia,New Zealand | 120415 | 2024-09-23 |  | Approved | Reverse Cycle | - | Yes | Class 10 | Yes | Yes | - | Yes | Yes | Yes | - | 3.1116 | Unavailable | N/A | N/A | http://www.gree.com/ | http://www.braemar.com.au/ | Yes |  |  | AAC3950 | N/A | Variable output compressor | Inverter | N/A | N/A | N/A | 2.18 | N/A | N/A | N/A | N/A | N/A | N/A | N/A | N/A | N/A | N/A | N/A | N/A | N/A | N/A | N/A | N/A | 2.28 | N/A | N/A | N/A | N/A | N/A | N/A | N/A | N/A | N/A | N/A | N/A | N/A | N/A | N/A | N/A | N/A | N/A | N/A | N/A | N/A | N/A | N/A | N/A | N/A | N/A | N/A | N/A | N/A | N/A | N/A | N/A | N/A | N/A | N/A | N/A | N/A | N/A | N/A | N/A | N/A | N/A | N/A | N/A | N/A | N/A | N/A | N/A | N/A | N/A | N/A | N/A | N/A | N/A | N/A | N/A | N/A | N/A | N/A | N/A | N/A | N/A | N/A | N/A | N/A | N/A | N/A | N/A | 3.2058 | 3.5033
[SEER Non Multi-Split <=65kW] GEMS (Air Conditioners up to 65kW) Determination 2019 | MEPS Oct 2011 | AS/NZS 3823.1.2:2012 | SDHV10D1S/SCHV10D1S |  | N/A | Braemar | 1.72 | Ducted | Single Split System | Wall Hung | Air | Air | China | 3.1 | 8.28 | 10 | - | 0 | - | - | - | 3.3 | 12 | Calorimeter Room | 3.2454 | 3.5364 | Yes | - | N/A | 3.59 | 1.44 | 0 | 0 | N/A | N/A | N/A | 3.2327 | 3.5314 | N/A | N/A | 0 | 0 | 0 | 0 | Calorimeter Room | Single | R410A | Australia,New Zealand | 120414 | 2024-09-23 |  | Approved | Reverse Cycle | - | Yes | Class 11 | Yes | Yes | - | Yes | Yes | Yes | - | 3.2454 | Unavailable | N/A | N/A | http://www.gree.com/ | http://www.braemar.com.au/ | Yes |  |  | AAC3949 | N/A | Variable output compressor | Inverter | N/A | N/A | N/A | 3.1 | N/A | N/A | N/A | N/A | N/A | N/A | N/A | N/A | N/A | N/A | N/A | N/A | N/A | N/A | N/A | N/A | 3.3 | N/A | N/A | N/A | N/A | N/A | N/A | N/A | N/A | N/A | N/A | N/A | N/A | N/A | N/A | N/A | N/A | N/A | N/A | N/A | N/A | N/A | N/A | N/A | N/A | N/A | N/A | N/A | N/A | N/A | N/A | N/A | N/A | N/A | N/A | N/A | N/A | N/A | N/A | N/A | N/A | N/A | N/A | N/A | N/A | N/A | N/A | N/A | N/A | N/A | N/A | N/A | N/A | N/A | N/A | N/A | N/A | N/A | N/A | N/A | N/A | N/A | N/A | N/A | N/A | N/A | N/A | N/A | 3.2132 | 3.631
[SEER Non Multi-Split <=65kW] GEMS (Air Conditioners up to 65kW) Determination 2019 | MEPS Oct 2011 | AS/NZS 3823.1.2:2012 | SDHV12D1S/SCHV12D1S |  | N/A | Braemar | 2.3 | Ducted | Single Split System | Wall Hung | Air | Air | China | 3.7 | 9.7 | 12 | - | 0 | - | - | - | 4 | 13.8 | Calorimeter Room | 3.2187 | 3.3583 | Yes | - | N/A | 4.72 | 4.86 | 0 | 0 | N/A | N/A | N/A | 3.205 | 3.3444 | N/A | N/A | 0 | 0 | 0 | 0 | Calorimeter Room | Single | R410A | Australia,New Zealand | 120413 | 2024-09-23 |  | Approved | Reverse Cycle | - | Yes | Class 11 | Yes | Yes | - | Yes | Yes | Yes | - | 3.2187 | Unavailable | N/A | N/A | http://www.gree.com/ | http://www.braemar.com.au/ | Yes |  |  | AAC3948 | N/A | Variable output compressor | Inverter | N/A | N/A | N/A | 3.7 | N/A | N/A | N/A | N/A | N/A | N/A | N/A | N/A | N/A | N/A | N/A | N/A | N/A | N/A | N/A | N/A | 4 | N/A | N/A | N/A | N/A | N/A | N/A | N/A | N/A | N/A | N/A | N/A | N/A | N/A | N/A | N/A | N/A | N/A | N/A | N/A | N/A | N/A | N/A | N/A | N/A | N/A | N/A | N/A | N/A | N/A | N/A | N/A | N/A | N/A | N/A | N/A | N/A | N/A | N/A | N/A | N/A | N/A | N/A | N/A | N/A | N/A | N/A | N/A | N/A | N/A | N/A | N/A | N/A | N/A | N/A | N/A | N/A | N/A | N/A | N/A | N/A | N/A | N/A | N/A | N/A | N/A | N/A | N/A | 3.2293 | 3.4359
[SEER Non Multi-Split <=65kW] GEMS (Air Conditioners up to 65kW) Determination 2019 | MEPS Oct 2011 | AS/NZS 3823.1.2:2012 | SDHV14D1S/SCHV14D1S |  | N/A | Braemar | 2.9 | Ducted | Single Split System | Wall Hung | Air | Air | China | 4.25 | 10.8 | 13.7 | - | 0 | - | - | - | 4.8 | 16 | Calorimeter Room | 3.2454 | 3.347 | Yes | - | N/A | 1.63 | 3.99 | 0 | 0 | N/A | N/A | N/A | 3.241 | 3.3374 | N/A | N/A | 0 | 0 | 0 | 0 | Calorimeter Room | Single | R410A | Australia,New Zealand | 120412 | 2024-09-23 |  | Approved | Reverse Cycle | - | Yes | Class 11 | Yes | Yes | - | Yes | Yes | Yes | - | 3.2454 | Unavailable | N/A | N/A | http://www.gree.com/ | http://www.braemar.com.au/ | Yes |  |  | AAC3995 | N/A | Variable output compressor | Inverter | N/A | N/A | N/A | 4.25 | N/A | N/A | N/A | N/A | N/A | N/A | N/A | N/A | N/A | N/A | N/A | N/A | N/A | N/A | N/A | N/A | 4.8 | N/A | N/A | N/A | N/A | N/A | N/A | N/A | N/A | N/A | N/A | N/A | N/A | N/A | N/A | N/A | N/A | N/A | N/A | N/A | N/A | N/A | N/A | N/A | N/A | N/A | N/A | N/A | N/A | N/A | N/A | N/A | N/A | N/A | N/A | N/A | N/A | N/A | N/A | N/A | N/A | N/A | N/A | N/A | N/A | N/A | N/A | N/A | N/A | N/A | N/A | N/A | N/A | N/A | N/A | N/A | N/A | N/A | N/A | N/A | N/A | N/A | N/A | N/A | N/A | N/A | N/A | N/A | 3.2194 | 3.324
[SEER Non Multi-Split <=65kW] GEMS (Air Conditioners up to 65kW) Determination 2019 | MEPS Oct 2011 | AS/NZS 3823.1.2:2012 | SDHV16D1S/SCHV16D1S |  | N/A | Braemar | 2.2 | Ducted | Single Split System | Wall Hung | Air | Air | China | 5 | 13.8 | 16 | - | 0 | - | - | - | 5 | 18 | Calorimeter Room | 3.166 | 3.668 | Yes | - | N/A | 1.63 | 3.99 | 0 | 0 | N/A | N/A | N/A | 3.1626 | 3.6579 | N/A | N/A | 0 | 0 | 0 | 0 | Calorimeter Room | Single | R410A | Australia,New Zealand | 120411 | 2024-09-23 |  | Approved | Reverse Cycle | - | Yes | Class 11 | Yes | Yes | - | Yes | Yes | Yes | - | 3.166 | Unavailable | N/A | N/A | http://www.gree.com/ | http://www.braemar.com.au/ | Yes |  |  | AAC3994 | N/A | Variable output compressor | Inverter | N/A | N/A | N/A | 5 | N/A | N/A | N/A | N/A | N/A | N/A | N/A | N/A | N/A | N/A | N/A | N/A | N/A | N/A | N/A | N/A | 5 | N/A | N/A | N/A | N/A | N/A | N/A | N/A | N/A | N/A | N/A | N/A | N/A | N/A | N/A | N/A | N/A | N/A | N/A | N/A | N/A | N/A | N/A | N/A | N/A | N/A | N/A | N/A | N/A | N/A | N/A | N/A | N/A | N/A | N/A | N/A | N/A | N/A | N/A | N/A | N/A | N/A | N/A | N/A | N/A | N/A | N/A | N/A | N/A | N/A | N/A | N/A | N/A | N/A | N/A | N/A | N/A | N/A | N/A | N/A | N/A | N/A | N/A | N/A | N/A | N/A | N/A | N/A | 3.1965 | 3.5903
[SEER Non Multi-Split <=65kW] GEMS (Air Conditioners up to 65kW) Determination 2019 | MEPS 2019 | AS/NZS 3823.1.1:2012 | TCHV25T1S/TSHV25T1S |  | N/A | Braemar | N/A | Non Ducted | Single Split System | Wall Hung | Air | Air | China | 0.535 | N/A | 2.8 | N/A | N/A | N/A | N/A | N/A | 0.465 | 2.65 | Calorimeter Room | 5.1296 | 5.4411 | N/A | - | N/A | N/A | N/A | N/A | N/A | N/A | N/A | N/A | N/A | N/A | N/A | N/A | N/A | N/A | N/A | N/A | N/A | Single | R32 | Australia,Fiji,New Zealand | 163125 | 2029-07-10 |  | Approved | Reverse Cycle | N/A | Yes | Class 8 | Yes | N/A | N/A | N/A | N/A | N/A | N/A | N/A | Available | N/A | N/A | http://hao.tcl.com | http://www.braemar.com.au/ | N/A |  |  | AAC8343 | Yes | Variable output compressor | Inverter | No | - | 2800 | 0.535 | - | 260 | 1300 | No | - | - | - | 488.99 | 3015.6 | Yes | 185 | 1650 | No | - | - | 2650 | 0.465 | 215 | 1300 | No | - | - | No | - | - | - | 1300 | 3900 | No | - | - | - | - | - | - | - | - | No | - | - | No | - | - | 47.73 | 57.79 | 6.593 | 6.533 | 7.706 | 11.589 | 4.352 | 4.433 | 111 | 171 | 466 | 164 | 237 | 556 | 5 | 5 | 6 | 4.755 | 5.161 | 5.579 | 4.948 | 10.805 | 5.575 | 736 | 289 | 50 | 244 | 133 | 33 | 3 | 3.5 | 4 | No | - | - | - | - | N/A | N/A | N/A | 3.9 | 5.1078 | 5.5418
[SEER Non Multi-Split <=65kW] GEMS (Air Conditioners up to 65kW) Determination 2019 | MEPS 2019 | AS/NZS 3823.1.1:2012 | TCHV35T1S/TSHV35T1S |  | N/A | Braemar | N/A | Non Ducted | Single Split System | Wall Hung | Air | Air | China | 0.8 | N/A | 3.5 | N/A | N/A | N/A | N/A | N/A | 1.07 | 4.5 | Calorimeter Room | 4.3234 | 4.2021 | N/A | - | N/A | N/A | N/A | N/A | N/A | N/A | N/A | N/A | N/A | N/A | N/A | N/A | N/A | N/A | N/A | N/A | N/A | Single | R32 | Australia,Fiji,New Zealand | 163126 | 2029-07-08 |  | Approved | Reverse Cycle | N/A | Yes | Class 8 | Yes | N/A | N/A | N/A | N/A | N/A | N/A | N/A | Available | N/A | N/A | http://hao.tcl.com | http://www.braemar.com.au/ | N/A |  |  | AAC8338 | Yes | Variable output compressor | Inverter | No | - | 3500 | 0.8 | - | 390 | 1800 | No | - | - | - | 731.2 | 3769.5 | Yes | 225 | 1700 | No | - | - | 4500 | 1.07 | 420 | 2260 | No | - | - | No | - | - | - | 1590 | 4300 | No | - | - | - | - | - | - | - | - | No | - | - | No | - | - | 47.73 | 59.55 | 6.266 | 6.093 | 7.083 | 22.912 | 11.53 | 10.266 | 148 | 232 | 638 | 103 | 253 | 632 | 4.5 | 4.5 | 5.5 | 95.728 | 5.575 | 4.922 | 4.106 | 4.581 | 4.935 | 1558 | 574 | 87 | 492 | 254 | 56 | 10 | 4 | 3 | No | - | - | - | - | N/A | N/A | N/A | 4 | 4.3023 | 4.1531
[SEER Non Multi-Split <=65kW] GEMS (Air Conditioners up to 65kW) Determination 2019 | MEPS 2019 | AS/NZS 3823.1.1:2012 | TCHV50T1S/TSHV50T1S |  | N/A | Braemar | N/A | Non Ducted | Single Split System | Wall Hung | Air | Air | China | 1.4 | N/A | 5.2 | N/A | N/A | N/A | N/A | N/A | 1.2 | 5.2 | Calorimeter Room | 3.6011 | 4.1987 | N/A | - | N/A | N/A | N/A | N/A | N/A | N/A | N/A | N/A | N/A | N/A | N/A | N/A | N/A | N/A | N/A | N/A | N/A | Single | R32 | Australia,Fiji,New Zealand | 163127 | 2029-07-10 |  | Approved | Reverse Cycle | N/A | Yes | Class 9 | Yes | N/A | N/A | N/A | N/A | N/A | N/A | N/A | Available | N/A | N/A | http://hao.tcl.com | http://www.braemar.com.au/ | N/A |  |  | AAC8344 | Yes | Variable output compressor | Inverter | No | - | 5200 | 1.4 | - | 560 | 2500 | No | - | - | - | 1279.6 | 5600.4 | Yes | 400 | 2600 | No | - | - | 5200 | 1.2 | 510 | 2600 | No | - | - | No | - | - | - | 1810 | 5300 | No | - | - | - | - | - | - | - | - | No | - | - | No | - | - | 49.38 | 61.99 | 5.234 | 5.05 | 5.605 | 8.748 | 7.149 | 6.64 | 268 | 422 | 1203 | 424 | 616 | 1460 | 3.5 | 3.5 | 4 | 3.843 | 4.276 | 4.685 | 4.063 | 4.435 | 4.685 | 1778 | 674 | 106 | 575 | 304 | 68 | 2 | 2.5 | 3 | No | - | - | - | - | N/A | N/A | N/A | 5 | 3.67 | 4.2732
[SEER Non Multi-Split <=65kW] GEMS (Air Conditioners up to 65kW) Determination 2019 | MEPS 2019 | AS/NZS 3823.1.1:2012 | TCHV70T1S/TSHV70T1S |  | N/A | Braemar | N/A | Non Ducted | Single Split System | Wall Hung | Air | Air | China | 1.9 | N/A | 7.2 | N/A | N/A | N/A | N/A | N/A | 1.7 | 7.2 | Calorimeter Room | 3.5574 | 4.0042 | N/A | - | N/A | N/A | N/A | N/A | N/A | N/A | N/A | N/A | N/A | N/A | N/A | N/A | N/A | N/A | N/A | N/A | N/A | Single | R32 | Australia,Fiji,New Zealand | 163128 | 2029-07-08 |  | Approved | Reverse Cycle | N/A | Yes | Class 9 | Yes | N/A | N/A | N/A | N/A | N/A | N/A | N/A | Available | N/A | N/A | http://hao.tcl.com | http://www.braemar.com.au/ | N/A |  |  | AAC8339 | Yes | Variable output compressor | Inverter | No | - | 7200 | 1.9 | - | 750 | 3700 | No | - | - | - | 1736.6 | 7754.4 | Yes | 580 | 3700 | No | - | - | 7200 | 1.7 | 690 | 3700 | No | - | - | No | - | - | - | 2100 | 6200 | No | - | - | - | - | - | - | - | - | No | - | - | No | - | - | 53.68 | 62.97 | 5.205 | 5.013 | 5.432 | 7.37 | 6.444 | 6.104 | 377 | 593 | 1725 | 704 | 952 | 2205 | 3.5 | 3.5 | 3.5 | 3.735 | 4.297 | 4.891 | 4.055 | 4.547 | 4.905 | 2528 | 923 | 136 | 793 | 407 | 87 | 2 | 2.5 | 3 | No | - | - | - | - | N/A | N/A | N/A | 5 | 3.7561 | 4.1936
[SEER Non Multi-Split <=65kW] GEMS (Air Conditioners up to 65kW) Determination 2019 | MEPS 2019 | AS/NZS 3823.1.1:2012 | TCHV80T1S/TSHV80T1S |  | N/A | Braemar | N/A | Non Ducted | Single Split System | Wall Hung | Air | Air | China | 2.3 | N/A | 8.2 | N/A | N/A | N/A | N/A | N/A | 2.3 | 8.5 | Calorimeter Room | 3.5346 | 3.7519 | N/A | - | N/A | N/A | N/A | N/A | N/A | N/A | N/A | N/A | N/A | N/A | N/A | N/A | N/A | N/A | N/A | N/A | N/A | Single | R32 | Australia,Fiji,New Zealand | 163129 | 2029-07-10 |  | Approved | Reverse Cycle | N/A | Yes | Class 9 | Yes | N/A | N/A | N/A | N/A | N/A | N/A | N/A | Available | N/A | N/A | http://hao.tcl.com | http://www.braemar.com.au/ | N/A |  |  | AAC8345 | Yes | Variable output compressor | Inverter | No | - | 8200 | 2.3 | - | 810 | 4200 | No | - | - | - | 2102.2 | 8831.4 | Yes | 650 | 4250 | No | - | - | 8500 | 2.3 | 750 | 4200 | No | - | - | No | - | - | - | 3000 | 7900 | No | - | - | - | - | - | - | - | - | No | - | - | No | - | - | 52 | 64.8 | 5.165 | 4.926 | 5.323 | 7.06 | 6.26 | 5.927 | 433 | 688 | 2005 | 838 | 1117 | 2586 | 3.5 | 3 | 3.5 | 3.756 | 4.376 | 5.113 | 4.14 | 4.693 | 5.137 | 2968 | 1070 | 153 | 917 | 465 | 98 | 2 | 2.5 | 3.5 | No | - | - | - | - | N/A | N/A | N/A | 5.6 | 3.5361 | 3.6655
[SEER Non Multi-Split <=65kW] GEMS (Air Conditioners up to 65kW) Determination 2019 | MEPS 2019 | AS/NZS 3823.1.1:2012 | WCHV25D1S/WSHV25D1S |  | N/A | Braemar | N/A | Non Ducted | Single Split System | Wall Hung | Air | Air | China | 0.655 | N/A | 2.5 | N/A | N/A | N/A | N/A | N/A | 0.75 | 3 | Calorimeter Room | 4.0358 | 4.0593 | N/A | - | N/A | N/A | N/A | N/A | N/A | N/A | N/A | N/A | N/A | N/A | N/A | N/A | N/A | N/A | N/A | N/A | N/A | Single | R32 | Australia,Fiji,New Zealand | 129635 | 2025-07-08 |  | Approved | Reverse Cycle | N/A | Yes | Class 8 | Yes | N/A | N/A | N/A | N/A | N/A | N/A | N/A | Available | N/A | N/A | http://www.gree.com/ | http://www.braemar.com.au/ | N/A |  |  | AAC4985 | Yes | Variable output compressor | Inverter | No | - | 2500 | 0.655 | - | 290 | 1250 | No | - | - | - | 598.67 | 2692.5 | No | 265.06 | 1346.25 | No | - | - | 3000 | 0.75 | 290 | 1450 | No | - | - | Yes | 1100 | 3000 | No | - | - | No | - | - | - | - | - | No | - | - | No | - | - | No | - | - | 54.4 | 56.7 | 4.026 | 4.025 | 4.514 | 4.964 | 4.735 | 4.821 | 165 | 251 | 715 | 359 | 446 | 965 | 2.5 | 2.5 | 3 | 3.783 | 4.207 | 4.614 | 4.003 | 4.366 | 4.614 | 1045 | 399 | 65 | 339 | 181 | 43 | 2 | 2.5 | 3 | No | - | - | - | - | N/A | N/A | N/A | 4.3 | 3.7339 | 3.924
[SEER Non Multi-Split <=65kW] GEMS (Air Conditioners up to 65kW) Determination 2019 | MEPS 2019 | AS/NZS 3823.1.1:2012 | WCHV25D1T/WSHV25D1T |  | N/A | Braemar | N/A | Non Ducted | Single Split System | Wall Hung | Air | Air | China | 0.6 | N/A | 2.5 | N/A | N/A | N/A | N/A | N/A | 0.73 | 3.15 | Calorimeter Room | 4.2372 | 4.3499 | N/A | - | N/A | N/A | N/A | N/A | N/A | N/A | N/A | N/A | N/A | N/A | N/A | N/A | N/A | N/A | N/A | N/A | N/A | Single | R32 | Australia,Fiji,New Zealand | 145288 | 2027-05-01 |  | Approved | Reverse Cycle | N/A | Yes | Class 8 | Yes | N/A | N/A | N/A | N/A | N/A | N/A | N/A | Available | N/A | N/A | http://www.gree.com/ | http://www.braemar.com.au/ | N/A |  |  | AAC6645 | Yes | Variable output compressor | Inverter | No | - | 2500 | 0.6 | - | 240 | 1200 | No | - | - | - | 548.4 | 2692.5 | Yes | 165 | 1270 | No | - | - | 3150 | 0.73 | 280 | 1640 | Yes | 155 | 800 | Yes | 940 | 3000 | No | - | - | Yes | 165 | 1270 | - | - | - | No | - | - | No | - | - | No | - | - | 50.7 | 60.8 | 6.304 | 6.009 | 6.632 | 11.329 | 8.843 | 8.044 | 108 | 171 | 490 | 158 | 240 | 580 | 4.5 | 4.5 | 5 | 4.666 | 5.461 | 5.583 | 4.798 | 5.199 | 5.339 | 885 | 317 | 51 | 293 | 155 | 34 | 3 | 3.5 | 4 | No | - | - | - | - | N/A | N/A | N/A | 1.6 | 4.1294 | 4.2833
[SEER Non Multi-Split <=65kW] GEMS (Air Conditioners up to 65kW) Determination 2019 | MEPS 2019 | AS/NZS 3823.1.1:2012 | WCHV25D1T/WSHV25D1T |  | N/A | Braemar | N/A | Non Ducted | Single Split System | Wall Hung | Air | Air | China | 0.61 | N/A | 2.5 | N/A | N/A | N/A | N/A | N/A | 0.71 | 3 | Calorimeter Room | 4.2372 | 4.3499 | N/A | - | N/A | N/A | N/A | N/A | N/A | N/A | N/A | N/A | N/A | N/A | N/A | N/A | N/A | N/A | N/A | N/A | N/A | Single | R32 | Australia,Fiji,New Zealand | 148703 | 2027-09-13 |  | Approved | Reverse Cycle | N/A | Yes | Class 8 | Yes | N/A | N/A | N/A | N/A | N/A | N/A | N/A | Available | N/A | N/A | http://www.gree.com/ | http://www.braemar.com.au/ | N/A |  |  | AAC6998 | Yes | Variable output compressor | Inverter | No | - | 2500 | 0.61 | - | 240 | 1200 | No | - | - | - | 557.54 | 2692.5 | Yes | 165 | 1250 | No | - | - | 3000 | 0.71 | 295 | 1500 | Yes | 155 | 800 | Yes | 940 | 2850 | No | - | - | No | - | - | - | - | - | No | - | - | No | - | - | No | - | - | 50.7 | 60.8 | 6.208 | 5.915 | 6.516 | 11.142 | 8.682 | 7.902 | 110 | 174 | 499 | 161 | 245 | 591 | 4.5 | 4 | 5 | 3.974 | 4.464 | 5.03 | 4.288 | 4.724 | 5.042 | 989 | 369 | 54 | 312 | 162 | 34 | 2 | 2.5 | 3.5 | No | - | - | - | - | N/A | N/A | N/A | 1.6 | 4.0623 | 4.1934
[SEER Non Multi-Split <=65kW] GEMS (Air Conditioners up to 65kW) Determination 2019 | MEPS 2019 | AS/NZS 3823.1.1:2012 | WCHV35D1S/WSHV35D1S |  | N/A | Braemar | N/A | Non Ducted | Single Split System | Wall Hung | Air | Air | China | 0.88 | N/A | 3.35 | N/A | N/A | N/A | N/A | N/A | 0.96 | 3.6 | Calorimeter Room | 3.8246 | 3.7906 | N/A | - | N/A | N/A | N/A | N/A | N/A | N/A | N/A | N/A | N/A | N/A | N/A | N/A | N/A | N/A | N/A | N/A | N/A | Single | R32 | Australia,Fiji,New Zealand | 129645 | 2025-07-14 |  | Approved | Reverse Cycle | N/A | Yes | Class 8 | Yes | N/A | N/A | N/A | N/A | N/A | N/A | N/A | Available | N/A | N/A | http://www.gree.com/ | http://www.braemar.com.au/ | N/A |  |  | AAC5012 | Yes | Variable output compressor | Inverter | No | - | 3350 | 0.88 | - | 340 | 1740 | No | - | - | - | 804.32 | 3607.95 | No | 310.76 | 1873.98 | No | - | - | 3600 | 0.96 | 370 | 1860 | No | - | - | Yes | 1480 | 3850 | No | - | - | No | - | - | - | - | - | No | - | - | No | - | - | No | - | - | 57.6 | 61.9 | 4.649 | 4.548 | 5.04 | 5.769 | 5.434 | 5.421 | 193 | 300 | 860 | 416 | 522 | 1151 | 3 | 3 | 3.5 | 3.743 | 4.143 | 4.593 | 3.975 | 4.327 | 4.598 | 1265 | 483 | 77 | 408 | 217 | 50 | 2 | 2.5 | 3 | No | - | - | - | - | N/A | N/A | N/A | 4.3 | 3.745 | 3.6941
[SEER Non Multi-Split <=65kW] GEMS (Air Conditioners up to 65kW) Determination 2019 | MEPS 2019 | AS/NZS 3823.1.1:2012 | WCHV35D1T/WSHV35D1T |  | N/A | Braemar | N/A | Non Ducted | Single Split System | Wall Hung | Air | Air | Australia | 0.915 | N/A | 3.45 | N/A | N/A | N/A | N/A | N/A | 0.95 | 3.73 | Calorimeter Room | 3.7822 | 3.9295 | N/A | - | N/A | N/A | N/A | N/A | N/A | N/A | N/A | N/A | N/A | N/A | N/A | N/A | N/A | N/A | N/A | N/A | N/A | Single | R32 | Australia,Fiji,New Zealand | 145292 | 2027-05-26 |  | Approved | Reverse Cycle | N/A | Yes | Class 8 | Yes | N/A | N/A | N/A | N/A | N/A | N/A | N/A | Available | N/A | N/A | http://www.gree.com/ | http://www.braemar.com.au/ | N/A |  |  | AAC6749 | Yes | Variable output compressor | Inverter | No | - | 3450 | 0.915 | - | 330 | 1800 | No | - | - | - | 836.31 | 3715.65 | Yes | 260 | 1900 | No | - | - | 3730 | 0.95 | 340 | 1820 | No | - | - | Yes | 1600 | 3800 | No | - | - | No | - | - | - | - | - | No | - | - | No | - | - | No | - | - | 58.7 | 61.4 | 5.781 | 5.457 | 5.917 | 8.243 | 7.141 | 6.702 | 163 | 262 | 759 | 302 | 412 | 963 | 4 | 3.5 | 4 | 3.796 | 4.351 | 4.916 | 4.105 | 4.585 | 4.926 | 1287 | 471 | 68 | 405 | 208 | 44 | 2 | 2.5 | 3 | No | - | - | - | - | N/A | N/A | N/A | 1.9273 | 3.7438 | 3.8996
[SEER Non Multi-Split <=65kW] GEMS (Air Conditioners up to 65kW) Determination 2019 | MEPS 2019 | AS/NZS 3823.1.1:2012 | WCHV50D1S/WSHV50D1S |  | N/A | Braemar | N/A | Non Ducted | Single Split System | Wall Hung | Air | Air | China | 1.39 | N/A | 5.1 | N/A | N/A | N/A | N/A | N/A | 1.52 | 5.4 | Calorimeter Room | 3.6692 | 3.5717 | N/A | - | N/A | N/A | N/A | N/A | N/A | N/A | N/A | N/A | N/A | N/A | N/A | N/A | N/A | N/A | N/A | N/A | N/A | Single | R32 | Australia,Fiji,New Zealand | 129670 | 2025-07-09 |  | Approved | Reverse Cycle | N/A | Yes | Class 9 | Yes | N/A | N/A | N/A | N/A | N/A | N/A | N/A | Available | N/A | N/A | http://www.gree.com/ | http://www.braemar.com.au/ | N/A |  |  | AAC4994 | Yes | Variable output compressor | Inverter | No | - | 5100 | 1.39 | - | 490 | 2400 | No | - | - | - | 1270.46 | 5492.7 | No | 447.86 | 2584.8 | Yes | 280 | 1700 | 5400 | 1.52 | 620 | 2900 | Yes | 340 | 1450 | Yes | 2200 | 5050 | No | - | - | No | - | - | - | - | - | No | - | - | No | - | - | No | - | - | 63 | 62.4 | 4.557 | 4.476 | 4.906 | 5.819 | 5.469 | 5.29 | 300 | 464 | 1346 | 628 | 790 | 1797 | 3 | 2.5 | 3 | 3.366 | 3.857 | 4.325 | 3.615 | 4.003 | 4.279 | 2109 | 778 | 121 | 672 | 351 | 79 | 1.5 | 2 | 2.5 | No | - | - | - | - | N/A | N/A | N/A | 6.5 | 3.612 | 3.502
[SEER Non Multi-Split <=65kW] GEMS (Air Conditioners up to 65kW) Determination 2019 | MEPS 2019 | AS/NZS 3823.1.1:2012 | WCHV50D1T/WSHV50D1T |  | N/A | Braemar | N/A | Non Ducted | Single Split System | Wall Hung | Air | Air | China | 1.35 | N/A | 5.2 | N/A | N/A | N/A | N/A | N/A | 1.4 | 5.5 | Calorimeter Room | 3.8659 | 4.1101 | N/A | - | N/A | N/A | N/A | N/A | N/A | N/A | N/A | N/A | N/A | N/A | N/A | N/A | N/A | N/A | N/A | N/A | N/A | Single | R32 | Australia,Fiji,New Zealand | 145297 | 2027-05-12 |  | Approved | Reverse Cycle | N/A | Yes | Class 9 | Yes | N/A | N/A | N/A | N/A | N/A | N/A | N/A | Available | N/A | N/A | http://www.gree.com/ | http://www.braemar.com.au/ | N/A |  |  | AAC6686 | Yes | Variable output compressor | Inverter | No | - | 5200 | 1.35 | - | 500 | 2600 | Yes | 210 | 1010 | - | 1233.9 | 5600.4 | No | 457 | 2800.2 | - | 190 | 1640 | 5500 | 1.4 | 550 | 2970 | No | - | - | Yes | 2000 | 5220 | No | - | - | No | - | - | - | - | - | No | - | - | No | - | - | No | - | - | 63.2 | 66.5 | 5.198 | 5.132 | 5.543 | 7.772 | 7.05 | 6.12 | 267 | 412 | 1214 | 477 | 623 | 1583 | 3.5 | 3.5 | 4 | 3.801 | 4.368 | 4.902 | 4.1 | 4.591 | 4.915 | 1903 | 700 | 110 | 604 | 313 | 71 | 2 | 2.5 | 3 | No | - | - | - | - | N/A | N/A | N/A | 6.1679 | 3.7933 | 3.8709
[SEER Non Multi-Split <=65kW] GEMS (Air Conditioners up to 65kW) Determination 2019 | MEPS 2019 | AS/NZS 3823.1.1:2012 | WCHV70D1S/WSHV70D1S |  | N/A | Braemar | N/A | Non Ducted | Single Split System | Wall Hung | Air | Air | China | 1.99 | N/A | 7 | N/A | N/A | N/A | N/A | N/A | 1.75 | 6.8 | Calorimeter Room | 3.488 | 3.9001 | N/A | - | N/A | N/A | N/A | N/A | N/A | N/A | N/A | N/A | N/A | N/A | N/A | N/A | N/A | N/A | N/A | N/A | N/A | Single | R32 | Australia,Fiji,New Zealand | 129674 | 2025-07-15 |  | Approved | Reverse Cycle | N/A | Yes | Class 9 | Yes | N/A | N/A | N/A | N/A | N/A | N/A | N/A | Available | N/A | N/A | http://www.gree.com/ | http://www.braemar.com.au/ | N/A |  |  | AAC5018 | Yes | Variable output compressor | Inverter | No | - | 7000 | 1.99 | - | 687 | 3342 | Yes | 400 | 1140 | - | 1818.86 | 7539 | Yes | 567 | 3631 | - | 314 | 2256 | 6800 | 1.75 | 660 | 3398 | No | - | - | Yes | 2464 | 6194 | No | - | - | No | - | - | - | - | - | Yes | 2903 | 6497 | - | - | - | - | - | - | 63.3 | 63.8 | 5.298 | 5.107 | 5.526 | 8.675 | 7.406 | 6.354 | 357 | 562 | 1644 | 577 | 801 | 2055 | 3.5 | 3.5 | 4 | 3.772 | 4.239 | 4.724 | 4.031 | 4.437 | 4.728 | 2369 | 888 | 137 | 757 | 397 | 89 | 2 | 2.5 | 3 | No | - | - | - | - | N/A | N/A | N/A | 6.4 | 3.4798 | 3.8383
[SEER Non Multi-Split <=65kW] GEMS (Air Conditioners up to 65kW) Determination 2019 | MEPS 2019 | AS/NZS 3823.1.1:2012 | WCHV70D1T/WSHV70D1T |  | N/A | Braemar | N/A | Non Ducted | Single Split System | Wall Hung | Air | Air | China | 1.9 | N/A | 7.1 | N/A | N/A | N/A | N/A | N/A | 1.87 | 7.1 | Calorimeter Room | 3.8201 | 4.0351 | N/A | - | N/A | N/A | N/A | N/A | N/A | N/A | N/A | N/A | N/A | N/A | N/A | N/A | N/A | N/A | N/A | N/A | N/A | Single | R32 | Australia,Fiji,New Zealand | 145299 | 2027-05-05 |  | Approved | Reverse Cycle | N/A | Yes | Class 9 | Yes | N/A | N/A | N/A | N/A | N/A | N/A | N/A | Available | N/A | N/A | http://www.gree.com/ | http://www.braemar.com.au/ | N/A |  |  | AAC6660 | Yes | Variable output compressor | Inverter | No | - | 7100 | 1.9 | - | 660 | 3520 | No | - | - | - | 1736.6 | 7646.7 | No | 603.24 | 3791.04 | Yes | 335 | 2460 | 7100 | 1.87 | 665 | 3550 | No | - | - | Yes | 2685 | 6760 | No | - | - | No | - | - | - | - | - | No | - | - | No | - | - | No | - | - | 63.3 | 67.5 | 5.125 | 4.965 | 5.334 | 6.628 | 6.165 | 5.771 | 375 | 587 | 1729 | 771 | 979 | 2297 | 3.5 | 3 | 3.5 | 3.723 | 4.29 | 4.886 | 4.044 | 4.538 | 4.897 | 2504 | 915 | 137 | 787 | 405 | 89 | 2 | 2.5 | 3 | No | - | - | - | - | N/A | N/A | N/A | 6.22 | 3.6959 | 3.7546
[SEER Non Multi-Split <=65kW] GEMS (Air Conditioners up to 65kW) Determination 2019 | MEPS 2019 | AS/NZS 3823.1.1:2012 | WCHV85D1T/WSHV85D1T |  | N/A | Braemar | N/A | Non Ducted | Single Split System | Wall Hung | Air | Air | China | 2.297 | N/A | 8.5 | N/A | N/A | N/A | N/A | N/A | 2.647 | 9 | Calorimeter Room | 3.7275 | 3.4658 | N/A | - | N/A | N/A | N/A | N/A | N/A | N/A | N/A | N/A | N/A | N/A | N/A | N/A | N/A | N/A | N/A | N/A | N/A | Single | R32 | Australia,Fiji,New Zealand | 149445 | 2027-09-13 |  | Approved | Reverse Cycle | N/A | Yes | Class 9 | Yes | N/A | N/A | N/A | N/A | N/A | N/A | N/A | Available | N/A | N/A | http://www.gree.com/ | http://www.braemar.com.au/ | N/A |  |  | AAC6999 | Yes | Variable output compressor | Inverter | No | - | 8500 | 2.297 | - | 1100 | 4330 | No | - | - | - | 2099.458 | 9154.5 | Yes | 620 | 4265 | No | - | - | 9000 | 2.647 | 888 | 4345 | Yes | 513 | 2810 | Yes | 2975 | 7620 | No | - | - | Yes | 907 | 3220 | - | - | - | Yes | 2950 | 7200 | No | - | - | Yes | 1490 | 3010 | 64.6 | 71.01 | 5.966 | 5.668 | 6.423 | 23.095 | 10.97 | 9.335 | 386 | 617 | 1719 | 256 | 655 | 1697 | 4 | 4 | 4.5 | 3.698 | 4.334 | 5.129 | 4.118 | 4.761 | 5.196 | 3192 | 1144 | 163 | 976 | 486 | 103 | 2 | 2.5 | 3.5 | No | - | - | - | - | N/A | N/A | N/A | 6.1682 | 3.6672 | 3.3735
[SEER Non Multi-Split <=65kW] GEMS (Air Conditioners up to 65kW) Determination 2019 | MEPS 2019 | AS/NZS 3823.1.2:2012 | AONSR13B1/AINHU11B1 |  | N/A | BRIVIS | N/A | Ducted | Single Split System | - | Air | Air | Australia,China | 2.7 | N/A | 10.3 | N/A | N/A | N/A | N/A | N/A | 2.4 | 11.3 | Enthalpy Test Room | 3.7377 | 4.6053 | N/A | - | N/A | N/A | N/A | N/A | N/A | N/A | N/A | N/A | N/A | N/A | N/A | N/A | N/A | N/A | N/A | N/A | N/A | Single | R32 | Australia,Fiji,New Zealand | 150328 | 2027-10-24 |  | Approved | Reverse Cycle | N/A | Yes | Class 11 | Yes | N/A | N/A | N/A | N/A | N/A | N/A | N/A | Available | N/A | N/A | http://www.rinnai.com.au/ |  | N/A |  |  | AAC7111 | Yes | Variable output compressor | Inverter | No | - | 10300 | 2.7 | - | 2120 | 5000 | Yes | 700 | 1740 | - | 2467.8 | 11093.1 | Yes | 770 | 4870 | - | 460 | 3680 | 11300 | 2.4 | 970 | 5800 | Yes | 530 | 3380 | Yes | 3400 | 10800 | No | - | - | No | - | - | - | - | - | No | - | - | No | - | - | No | - | - | - | - | 6.629 | 6.206 | 9.023 | -3.869 | 26.882 | 67.357 | 410 | 669 | 1466 | -1973 | 305 | 263 | 5 | 4.5 | 7.5 | 4.503 | 5.198 | 6.058 | 4.968 | 5.612 | 6.099 | 3303 | 1212 | 186 | 1028 | 529 | 122 | 3 | 3.5 | 4.5 | No | - | - | - | - | N/A | N/A | N/A | 12 | 3.7584 | 4.6301
[SEER Non Multi-Split <=65kW] GEMS (Air Conditioners up to 65kW) Determination 2019 | MEPS 2019 | AS/NZS 3823.1.2:2012 | AONSR13B1/AINHU13B1 |  | N/A | BRIVIS | N/A | Ducted | Single Split System | - | Air | Air | Australia,China | 3.05 | N/A | 12 | N/A | N/A | N/A | N/A | N/A | 2.8 | 13.8 | Enthalpy Test Room | 3.8258 | 4.8398 | N/A | - | N/A | N/A | N/A | N/A | N/A | N/A | N/A | N/A | N/A | N/A | N/A | N/A | N/A | N/A | N/A | N/A | N/A | Single | R32 | Australia,Fiji,New Zealand | 150339 | 2027-10-25 |  | Approved | Reverse Cycle | N/A | Yes | Class 11 | Yes | N/A | N/A | N/A | N/A | N/A | N/A | N/A | Available | N/A | N/A | http://www.rinnai.com.au/ |  | N/A |  |  | AAC7118 | Yes | Variable output compressor | Inverter | No | - | 12000 | 3.05 | - | 1810 | 5800 | Yes | 1200 | 3300 | - | 2787.7 | 12924 | Yes | 1050 | 6000 | - | 520 | 3300 | 13800 | 2.8 | 1150 | 7000 | Yes | 610 | 4400 | Yes | 3400 | 12600 | No | - | - | No | - | - | - | - | - | No | - | - | No | - | - | No | - | - | - | - | 6.01 | 5.997 | 4.671 | 41.781 | 39.923 | 15.614 | 534 | 813 | 3337 | 185 | 234 | 1418 | 4.5 | 4 | 3 | 4.737 | 5.494 | 6.584 | 5.324 | 6.094 | 6.708 | 3831 | 1396 | 206 | 1168 | 592 | 132 | 3 | 3.5 | 5 | No | - | - | - | - | N/A | N/A | N/A | 12 | 3.8828 | 4.8582
[SEER Non Multi-Split <=65kW] GEMS (Air Conditioners up to 65kW) Determination 2019 | MEPS 2019 | AS/NZS 3823.1.2:2012 | AONSR15B1/AINHU15B1 |  | N/A | BRIVIS | N/A | Ducted | Single Split System | - | Air | Air | Australia,China | 3.75 | N/A | 13.6 | N/A | N/A | N/A | N/A | N/A | 3.65 | 15.7 | Enthalpy Test Room | 3.54 | 4.2143 | N/A | - | N/A | N/A | N/A | N/A | N/A | N/A | N/A | N/A | N/A | N/A | N/A | N/A | N/A | N/A | N/A | N/A | N/A | Single | R32 | Australia,Fiji,New Zealand | 150340 | 2027-10-24 |  | Approved | Reverse Cycle | N/A | Yes | Class 11 | Yes | N/A | N/A | N/A | N/A | N/A | N/A | N/A | Available | N/A | N/A | http://www.rinnai.com.au/ |  | N/A |  |  | AAC7110 | Yes | Variable output compressor | Inverter | No | - | 13600 | 3.75 | - | 2010 | 6450 | Yes | 1200 | 3300 | - | 3427.5 | 14647.2 | Yes | 1050 | 6000 | - | 520 | 3300 | 15700 | 3.65 | 1300 | 8000 | Yes | 610 | 4400 | Yes | 3400 | 12600 | No | - | - | No | - | - | - | - | - | No | - | - | No | - | - | No | - | - | - | - | 6.882 | 6.697 | 6.51 | -34.282 | 17.757 | 13.397 | 528 | 826 | 2708 | -315 | 635 | 1882 | 5 | 5 | 5 | 4.313 | 5.2 | 6.566 | 5.012 | 5.936 | 6.735 | 4780 | 1671 | 231 | 1406 | 687 | 147 | 2.5 | 3.5 | 5 | No | - | - | - | - | N/A | N/A | N/A | 12 | 3.5879 | 4.2541
[SEER Non Multi-Split <=65kW] GEMS (Air Conditioners up to 65kW) Determination 2019 | MEPS 2019 | AS/NZS 3823.1.2:2012 | AONSR18B1/AINXU18B1 |  | N/A | BRIVIS | N/A | Ducted | Single Split System | - | Air | Air | Australia,China | 5.4 | N/A | 17.1 | N/A | N/A | N/A | N/A | N/A | 4.9 | 19 | Enthalpy Test Room | 3.131 | 3.8375 | N/A | - | N/A | N/A | N/A | N/A | N/A | N/A | N/A | N/A | N/A | N/A | N/A | N/A | N/A | N/A | N/A | N/A | N/A | Single | R32 | Australia,Fiji,New Zealand | 150341 | 2027-11-01 |  | Approved | Reverse Cycle | N/A | Yes | Class 11 | Yes | N/A | N/A | N/A | N/A | N/A | N/A | N/A | Available | N/A | N/A | http://www.rinnai.com.au/ |  | N/A |  |  | AAC7121 | Yes | Variable output compressor | Inverter | No | - | 17100 | 5.4 | - | 2600 | 8200 | Yes | 1600 | 3900 | - | 4935.6 | 18416.7 | Yes | 1550 | 8300 | - | 650 | 3300 | 19000 | 4.9 | 1550 | 9700 | Yes | 600 | 5140 | Yes | 4200 | 15000 | No | - | - | No | - | - | - | - | - | No | - | - | No | - | - | No | - | - | - | - | -122.772 | -247.164 | -7.86 | 8.399 | -0.524 | 6.718 | -66 | -61 | -2881 | 1465 | -28165 | 4755 | 0 | 0 | 0 | 4.268 | 5.254 | 7.255 | 5.204 | 6.41 | 7.646 | 5840 | 1996 | 250 | 1635 | 767 | 155 | 2.5 | 3.5 | 5.5 | No | - | - | - | - | N/A | N/A | N/A | 12 | 3.1431 | 3.8457
[SEER Non Multi-Split <=65kW] GEMS (Air Conditioners up to 65kW) Determination 2019 | MEPS Oct 2011 | AS/NZS 3823.1.2:2012 | DONSC10Z7 / DINIB10Z7 | DONSC10Z71 | N/A | Brivis | 1.88 | Ducted | Single Split System | - | Air | - | Australia,China | 2.99 | 7.52 | 9.4 | 393 | 0 | - | - | 840 | - | - | Calorimeter Room | 3.1393 | 0 | Yes | - | N/A | 9 | - | 0 | 0 | N/A | N/A | N/A | 3.1077 | 0 | N/A | N/A | 0 | 0 | 0 | 0 | Enthalpy Test Room | Single | R410A | Australia,New Zealand | 127199 | 2025-02-28 |  | Approved | Cooling Only | 771 | No | Class 10 | No | - | No | - | - | - | - | 3.1393 | Available | N/A | N/A | http://www.rinnai.com.au/ | http://www.brivis.com.au/ | Yes |  |  | AAC4536 | N/A | Variable output compressor | Inverter | N/A | N/A | N/A | 2.99 | N/A | N/A | N/A | N/A | N/A | N/A | N/A | N/A | N/A | N/A | N/A | N/A | N/A | N/A | N/A | N/A | - | N/A | N/A | N/A | N/A | N/A | N/A | N/A | N/A | N/A | N/A | N/A | N/A | N/A | N/A | N/A | N/A | N/A | N/A | N/A | N/A | N/A | N/A | N/A | N/A | N/A | N/A | N/A | N/A | N/A | N/A | N/A | N/A | N/A | N/A | N/A | N/A | N/A | N/A | N/A | N/A | N/A | N/A | N/A | N/A | N/A | N/A | N/A | N/A | N/A | N/A | N/A | N/A | N/A | N/A | N/A | N/A | N/A | N/A | N/A | N/A | N/A | N/A | N/A | N/A | N/A | N/A | N/A | 3.1121 | 0
[SEER Non Multi-Split <=65kW] GEMS (Air Conditioners up to 65kW) Determination 2019 | MEPS Oct 2011 | AS/NZS 3823.1.2:2012 | DONSC10Z71 | DONSC10Z71 | N/A | Brivis | 1.88 | Ducted | Single Split System | - | Air | - | Australia,China | 2.99 | 7.52 | 9.4 | 393 | 0 | - | - | 840 | - | - | Calorimeter Room | 3.1393 | 0 | Yes | - | N/A | 9 | - | 0 | 0 | N/A | N/A | N/A | 3.1077 | 0 | N/A | N/A | 0 | 0 | 0 | 0 | Enthalpy Test Room | Single | R410A | Australia,New Zealand | 127199 | 2025-02-28 |  | Approved | Cooling Only | 771 | No | Class 10 | No | - | No | - | - | - | - | 3.1393 | Available | N/A | N/A | http://www.rinnai.com.au/ | http://www.brivis.com.au/ | Yes |  |  | AAC4536 | N/A | Variable output compressor | Inverter | N/A | N/A | N/A | 2.99 | N/A | N/A | N/A | N/A | N/A | N/A | N/A | N/A | N/A | N/A | N/A | N/A | N/A | N/A | N/A | N/A | - | N/A | N/A | N/A | N/A | N/A | N/A | N/A | N/A | N/A | N/A | N/A | N/A | N/A | N/A | N/A | N/A | N/A | N/A | N/A | N/A | N/A | N/A | N/A | N/A | N/A | N/A | N/A | N/A | N/A | N/A | N/A | N/A | N/A | N/A | N/A | N/A | N/A | N/A | N/A | N/A | N/A | N/A | N/A | N/A | N/A | N/A | N/A | N/A | N/A | N/A | N/A | N/A | N/A | N/A | N/A | N/A | N/A | N/A | N/A | N/A | N/A | N/A | N/A | N/A | N/A | N/A | N/A | 3.1121 | 0
[SEER Non Multi-Split <=65kW] GEMS (Air Conditioners up to 65kW) Determination 2019 | MEPS Oct 2011 | AS/NZS 3823.1.2:2012 | DONSC10Z71 / DINIB10Z7 | DONSC10Z71 | N/A | Brivis | 1.88 | Ducted | Single Split System | - | Air | - | Australia,China | 2.99 | 7.52 | 9.4 | 393 | 0 | - | - | 840 | - | - | Calorimeter Room | 3.1393 | 0 | Yes | - | N/A | 9 | - | 0 | 0 | N/A | N/A | N/A | 3.1077 | 0 | N/A | N/A | 0 | 0 | 0 | 0 | Enthalpy Test Room | Single | R410A | Australia,New Zealand | 127199 | 2025-02-28 |  | Approved | Cooling Only | 771 | No | Class 10 | No | - | No | - | - | - | - | 3.1393 | Available | N/A | N/A | http://www.rinnai.com.au/ | http://www.brivis.com.au/ | Yes |  |  | AAC4536 | N/A | Variable output compressor | Inverter | N/A | N/A | N/A | 2.99 | N/A | N/A | N/A | N/A | N/A | N/A | N/A | N/A | N/A | N/A | N/A | N/A | N/A | N/A | N/A | N/A | - | N/A | N/A | N/A | N/A | N/A | N/A | N/A | N/A | N/A | N/A | N/A | N/A | N/A | N/A | N/A | N/A | N/A | N/A | N/A | N/A | N/A | N/A | N/A | N/A | N/A | N/A | N/A | N/A | N/A | N/A | N/A | N/A | N/A | N/A | N/A | N/A | N/A | N/A | N/A | N/A | N/A | N/A | N/A | N/A | N/A | N/A | N/A | N/A | N/A | N/A | N/A | N/A | N/A | N/A | N/A | N/A | N/A | N/A | N/A | N/A | N/A | N/A | N/A | N/A | N/A | N/A | N/A | 3.1121 | 0
[SEER Non Multi-Split <=65kW] GEMS (Air Conditioners up to 65kW) Determination 2019 | MEPS Oct 2011 | AS/NZS 3823.1.2:2012 | DONSC13Z7 / DINIB13Z7 | DONSC13Z71 | N/A | Brivis | 2.91 | Ducted | Single Split System | - | Air | - | Australia,China | 3.91 | 9.55 | 12.46 | 566 | 0 | - | - | 875 | - | - | Enthalpy Test Room | 3.1859 | 0 | Yes | - | N/A | 12.5 | - | 0 | 0 | N/A | N/A | N/A | 3.1519 | 0 | N/A | N/A | 0 | 0 | 0 | 0 | Enthalpy Test Room | Single | R410A | Australia,New Zealand | 127200 | 2025-02-28 |  | Approved | Cooling Only | 955 | No | Class 11 | No | - | No | - | - | - | - | 3.1859 | Available | N/A | N/A | http://www.rinnai.com.au/ | http://www.brivis.com.au/ | Yes |  |  | AAC4537 | N/A | Variable output compressor | Inverter | N/A | N/A | N/A | 3.91 | N/A | N/A | N/A | N/A | N/A | N/A | N/A | N/A | N/A | N/A | N/A | N/A | N/A | N/A | N/A | N/A | - | N/A | N/A | N/A | N/A | N/A | N/A | N/A | N/A | N/A | N/A | N/A | N/A | N/A | N/A | N/A | N/A | N/A | N/A | N/A | N/A | N/A | N/A | N/A | N/A | N/A | N/A | N/A | N/A | N/A | N/A | N/A | N/A | N/A | N/A | N/A | N/A | N/A | N/A | N/A | N/A | N/A | N/A | N/A | N/A | N/A | N/A | N/A | N/A | N/A | N/A | N/A | N/A | N/A | N/A | N/A | N/A | N/A | N/A | N/A | N/A | N/A | N/A | N/A | N/A | N/A | N/A | N/A | 3.1526 | 0
[SEER Non Multi-Split <=65kW] GEMS (Air Conditioners up to 65kW) Determination 2019 | MEPS Oct 2011 | AS/NZS 3823.1.2:2012 | DONSC13Z71 | DONSC13Z71 | N/A | Brivis | 2.91 | Ducted | Single Split System | - | Air | - | Australia,China | 3.91 | 9.55 | 12.46 | 566 | 0 | - | - | 875 | - | - | Enthalpy Test Room | 3.1859 | 0 | Yes | - | N/A | 12.5 | - | 0 | 0 | N/A | N/A | N/A | 3.1519 | 0 | N/A | N/A | 0 | 0 | 0 | 0 | Enthalpy Test Room | Single | R410A | Australia,New Zealand | 127200 | 2025-02-28 |  | Approved | Cooling Only | 955 | No | Class 11 | No | - | No | - | - | - | - | 3.1859 | Available | N/A | N/A | http://www.rinnai.com.au/ | http://www.brivis.com.au/ | Yes |  |  | AAC4537 | N/A | Variable output compressor | Inverter | N/A | N/A | N/A | 3.91 | N/A | N/A | N/A | N/A | N/A | N/A | N/A | N/A | N/A | N/A | N/A | N/A | N/A | N/A | N/A | N/A | - | N/A | N/A | N/A | N/A | N/A | N/A | N/A | N/A | N/A | N/A | N/A | N/A | N/A | N/A | N/A | N/A | N/A | N/A | N/A | N/A | N/A | N/A | N/A | N/A | N/A | N/A | N/A | N/A | N/A | N/A | N/A | N/A | N/A | N/A | N/A | N/A | N/A | N/A | N/A | N/A | N/A | N/A | N/A | N/A | N/A | N/A | N/A | N/A | N/A | N/A | N/A | N/A | N/A | N/A | N/A | N/A | N/A | N/A | N/A | N/A | N/A | N/A | N/A | N/A | N/A | N/A | N/A | 3.1526 | 0
[SEER Non Multi-Split <=65kW] GEMS (Air Conditioners up to 65kW) Determination 2019 | MEPS Oct 2011 | AS/NZS 3823.1.2:2012 | DONSC13Z71 / DINIB13Z7 | DONSC13Z71 | N/A | Brivis | 2.91 | Ducted | Single Split System | - | Air | - | Australia,China | 3.91 | 9.55 | 12.46 | 566 | 0 | - | - | 875 | - | - | Enthalpy Test Room | 3.1859 | 0 | Yes | - | N/A | 12.5 | - | 0 | 0 | N/A | N/A | N/A | 3.1519 | 0 | N/A | N/A | 0 | 0 | 0 | 0 | Enthalpy Test Room | Single | R410A | Australia,New Zealand | 127200 | 2025-02-28 |  | Approved | Cooling Only | 955 | No | Class 11 | No | - | No | - | - | - | - | 3.1859 | Available | N/A | N/A | http://www.rinnai.com.au/ | http://www.brivis.com.au/ | Yes |  |  | AAC4537 | N/A | Variable output compressor | Inverter | N/A | N/A | N/A | 3.91 | N/A | N/A | N/A | N/A | N/A | N/A | N/A | N/A | N/A | N/A | N/A | N/A | N/A | N/A | N/A | N/A | - | N/A | N/A | N/A | N/A | N/A | N/A | N/A | N/A | N/A | N/A | N/A | N/A | N/A | N/A | N/A | N/A | N/A | N/A | N/A | N/A | N/A | N/A | N/A | N/A | N/A | N/A | N/A | N/A | N/A | N/A | N/A | N/A | N/A | N/A | N/A | N/A | N/A | N/A | N/A | N/A | N/A | N/A | N/A | N/A | N/A | N/A | N/A | N/A | N/A | N/A | N/A | N/A | N/A | N/A | N/A | N/A | N/A | N/A | N/A | N/A | N/A | N/A | N/A | N/A | N/A | N/A | N/A | 3.1526 | 0
[SEER Non Multi-Split <=65kW] GEMS (Air Conditioners up to 65kW) Determination 2019 | MEPS Oct 2011 | AS/NZS 3823.1.2:2012 | DONSC15Z7 / DINIB15Z7 | DONSC15Z71 | N/A | Brivis | 2.84 | Ducted | Single Split System | - | Air | - | Australia,China | 4.62 | 11.89 | 14.73 | 566 | 0 | - | - | 875 | - | - | Enthalpy Test Room | 3.1891 | 0 | Yes | - | N/A | 12.5 | - | 0 | 0 | N/A | N/A | N/A | 3.1602 | 0 | N/A | N/A | 0 | 0 | 0 | 0 | Enthalpy Test Room | Single | R410A | Australia,New Zealand | 127201 | 2025-02-28 |  | Approved | Cooling Only | 1025 | No | Class 11 | No | - | No | - | - | - | - | 3.1891 | Available | N/A | N/A | http://www.rinnai.com.au/ | http://www.brivis.com.au/ | Yes |  |  | AAC4538 | N/A | Variable output compressor | Inverter | N/A | N/A | N/A | 4.62 | N/A | N/A | N/A | N/A | N/A | N/A | N/A | N/A | N/A | N/A | N/A | N/A | N/A | N/A | N/A | N/A | - | N/A | N/A | N/A | N/A | N/A | N/A | N/A | N/A | N/A | N/A | N/A | N/A | N/A | N/A | N/A | N/A | N/A | N/A | N/A | N/A | N/A | N/A | N/A | N/A | N/A | N/A | N/A | N/A | N/A | N/A | N/A | N/A | N/A | N/A | N/A | N/A | N/A | N/A | N/A | N/A | N/A | N/A | N/A | N/A | N/A | N/A | N/A | N/A | N/A | N/A | N/A | N/A | N/A | N/A | N/A | N/A | N/A | N/A | N/A | N/A | N/A | N/A | N/A | N/A | N/A | N/A | N/A | 3.1594 | 0
[SEER Non Multi-Split <=65kW] GEMS (Air Conditioners up to 65kW) Determination 2019 | MEPS Oct 2011 | AS/NZS 3823.1.2:2012 | DONSC15Z71 | DONSC15Z71 | N/A | Brivis | 2.84 | Ducted | Single Split System | - | Air | - | Australia,China | 4.62 | 11.89 | 14.73 | 566 | 0 | - | - | 875 | - | - | Enthalpy Test Room | 3.1891 | 0 | Yes | - | N/A | 12.5 | - | 0 | 0 | N/A | N/A | N/A | 3.1602 | 0 | N/A | N/A | 0 | 0 | 0 | 0 | Enthalpy Test Room | Single | R410A | Australia,New Zealand | 127201 | 2025-02-28 |  | Approved | Cooling Only | 1025 | No | Class 11 | No | - | No | - | - | - | - | 3.1891 | Available | N/A | N/A | http://www.rinnai.com.au/ | http://www.brivis.com.au/ | Yes |  |  | AAC4538 | N/A | Variable output compressor | Inverter | N/A | N/A | N/A | 4.62 | N/A | N/A | N/A | N/A | N/A | N/A | N/A | N/A | N/A | N/A | N/A | N/A | N/A | N/A | N/A | N/A | - | N/A | N/A | N/A | N/A | N/A | N/A | N/A | N/A | N/A | N/A | N/A | N/A | N/A | N/A | N/A | N/A | N/A | N/A | N/A | N/A | N/A | N/A | N/A | N/A | N/A | N/A | N/A | N/A | N/A | N/A | N/A | N/A | N/A | N/A | N/A | N/A | N/A | N/A | N/A | N/A | N/A | N/A | N/A | N/A | N/A | N/A | N/A | N/A | N/A | N/A | N/A | N/A | N/A | N/A | N/A | N/A | N/A | N/A | N/A | N/A | N/A | N/A | N/A | N/A | N/A | N/A | N/A | 3.1594 | 0
[SEER Non Multi-Split <=65kW] GEMS (Air Conditioners up to 65kW) Determination 2019 | MEPS Oct 2011 | AS/NZS 3823.1.2:2012 | DONSC15Z71 / DINIB15Z7 | DONSC15Z71 | N/A | Brivis | 2.84 | Ducted | Single Split System | - | Air | - | Australia,China | 4.62 | 11.89 | 14.73 | 566 | 0 | - | - | 875 | - | - | Enthalpy Test Room | 3.1891 | 0 | Yes | - | N/A | 12.5 | - | 0 | 0 | N/A | N/A | N/A | 3.1602 | 0 | N/A | N/A | 0 | 0 | 0 | 0 | Enthalpy Test Room | Single | R410A | Australia,New Zealand | 127201 | 2025-02-28 |  | Approved | Cooling Only | 1025 | No | Class 11 | No | - | No | - | - | - | - | 3.1891 | Available | N/A | N/A | http://www.rinnai.com.au/ | http://www.brivis.com.au/ | Yes |  |  | AAC4538 | N/A | Variable output compressor | Inverter | N/A | N/A | N/A | 4.62 | N/A | N/A | N/A | N/A | N/A | N/A | N/A | N/A | N/A | N/A | N/A | N/A | N/A | N/A | N/A | N/A | - | N/A | N/A | N/A | N/A | N/A | N/A | N/A | N/A | N/A | N/A | N/A | N/A | N/A | N/A | N/A | N/A | N/A | N/A | N/A | N/A | N/A | N/A | N/A | N/A | N/A | N/A | N/A | N/A | N/A | N/A | N/A | N/A | N/A | N/A | N/A | N/A | N/A | N/A | N/A | N/A | N/A | N/A | N/A | N/A | N/A | N/A | N/A | N/A | N/A | N/A | N/A | N/A | N/A | N/A | N/A | N/A | N/A | N/A | N/A | N/A | N/A | N/A | N/A | N/A | N/A | N/A | N/A | 3.1594 | 0
[SEER Non Multi-Split <=65kW] GEMS (Air Conditioners up to 65kW) Determination 2019 | MEPS 2019 | AS/NZS 3823.1.2:2012 | DONSC17Z71 / DINXU17Z7 |  | N/A | BRIVIS | N/A | Ducted | Single Split System | - | Air | - | Australia,China | 5.18 | N/A | 16.24 | N/A | N/A | N/A | N/A | N/A | - | - | Enthalpy Test Room | 3.1353 | - | N/A | - | N/A | N/A | N/A | N/A | N/A | N/A | N/A | N/A | N/A | N/A | N/A | N/A | N/A | N/A | N/A | N/A | N/A | Single | R410A | Australia,Fiji,New Zealand | 153995 | 2028-04-30 |  | Approved | Cooling Only | N/A | No | Class 11 | No | N/A | N/A | N/A | N/A | N/A | N/A | N/A | Available | N/A | N/A | http://www.rinnai.com.au/ |  | N/A |  |  | AAC7455 | Yes | Variable output compressor | Inverter | No | - | 16240 | 5.18 | - | 1850 | 8210 | Yes | 970 | 4830 | - | 4734.52 | 17490.48 | Yes | 1560 | 8980 | - | 770 | 5460 | - | - | - | - | - | - | - | - | - | - | - | - | - | - | - | - | - | - | - | - | - | - | - | - | - | - | - | - | - | - | 4.992 | 4.733 | 4.975 | 7.386 | 6.408 | 5.599 | 897 | 1430 | 4260 | 1594 | 2169 | 5431 | 3 | 3 | 3 | - | - | - | - | - | - | - | - | - | - | - | - | - | - | - | No | - | - | - | - | N/A | N/A | N/A | 7.2272 | 3.1204 | -
[SEER Non Multi-Split <=65kW] GEMS (Air Conditioners up to 65kW) Determination 2019 | MEPS 2019 | AS/NZS 3823.1.2:2012 | DO-SC18Z91 / DI-XU18Z |  | N/A | BRIVIS | N/A | Ducted | Single Split System | - | Air | - | Australia | 5.2 | N/A | 18.2 | N/A | N/A | N/A | N/A | N/A | - | - | Enthalpy Test Room | 3.4971 | - | N/A | - | N/A | N/A | N/A | N/A | N/A | N/A | N/A | N/A | N/A | N/A | N/A | N/A | N/A | N/A | N/A | N/A | N/A | Three | R410A | Australia,Fiji,New Zealand | 121590 | 2025-04-01 |  | Approved | Cooling Only | N/A | No | Class 11 | No | N/A | N/A | N/A | N/A | N/A | N/A | N/A | Unavailable | N/A | N/A | http://www.rinnai.com.au/ | http://www.brivis.com.au/ | N/A |  |  | AAC4011 | No | - | - | - | - | 18200 | 5.2 | - | - | - | - | - | - | Yes | 4750 | 19150 | - | - | - | - | - | - | - | - | - | - | - | - | - | - | - | - | - | - | - | - | - | - | - | - | - | - | - | - | - | - | - | - | - | - | - | 70 | 3.557 | 3.529 | 3.648 | 3.899 | 3.738 | 3.769 | 1437 | 2182 | 6539 | 3415 | 4198 | 9065 | 2 | 2 | 2 | - | - | - | - | - | - | - | - | - | - | - | - | - | - | - | No | - | - | - | - | N/A | N/A | N/A | 0 | 3.5 | -
[SEER Non Multi-Split <=65kW] GEMS (Air Conditioners up to 65kW) Determination 2019 | MEPS 2019 | AS/NZS 3823.1.2:2012 | DO-SC22Z91 / DI-XU22Z |  | N/A | BRIVIS | N/A | Ducted | Single Split System | - | Air | - | Australia | 5.84 | N/A | 22.18 | N/A | N/A | N/A | N/A | N/A | - | - | Enthalpy Test Room | 3.7958 | - | N/A | - | N/A | N/A | N/A | N/A | N/A | N/A | N/A | N/A | N/A | N/A | N/A | N/A | N/A | N/A | N/A | N/A | N/A | Three | R410A | Australia,Fiji,New Zealand | 121588 | 2025-04-01 |  | Approved | Cooling Only | N/A | No | Class 11 | No | N/A | N/A | N/A | N/A | N/A | N/A | N/A | Unavailable | N/A | N/A | http://www.rinnai.com.au/ | http://www.brivis.com.au/ | N/A |  |  | AAC4009 | No | - | - | - | - | 22180 | 5.84 | - | - | - | - | - | - | Yes | 5080 | 24130 | - | - | - | - | - | - | - | - | - | - | - | - | - | - | - | - | - | - | - | - | - | - | - | - | - | - | - | - | - | - | - | - | - | - | - | 70 | 4.126 | 4.059 | 4.251 | 4.877 | 4.544 | 4.496 | 1509 | 2306 | 6838 | 3327 | 4205 | 9263 | 2.5 | 2.5 | 2.5 | - | - | - | - | - | - | - | - | - | - | - | - | - | - | - | No | - | - | - | - | N/A | N/A | N/A | 0 | 3.7979 | -
[SEER Non Multi-Split <=65kW] GEMS (Air Conditioners up to 65kW) Determination 2019 | MEPS 2019 | AS/NZS 3823.1.2:2012 | HPA035R3AD |  | N/A | CAA | N/A | Ducted | Packaged | - | Air | Air | Australia | 10.48 | N/A | 36.314 | N/A | N/A | N/A | N/A | N/A | 9.908 | 38.142 | Enthalpy Test Room | 3.4149 | 3.7422 | N/A | - | N/A | N/A | N/A | N/A | N/A | N/A | N/A | N/A | N/A | N/A | N/A | N/A | N/A | N/A | N/A | N/A | N/A | Three | R410A | Australia,Fiji,New Zealand | 153013 | 2028-03-14 |  | Approved | Reverse Cycle | N/A | No | Class 6 | No | N/A | N/A | N/A | N/A | N/A | N/A | N/A | Available | N/A | N/A |  | http://www.commairaustralia.com.au | N/A |  |  | AAC7352 | No | - | - | - | Yes | 36314 | 10.48 | - | - | - | - | - | - | No | - | - | - | - | - | - | - | - | 38142 | 9.908 | - | - | - | - | - | - | - | - | - | - | - | - | - | - | - | - | - | - | - | - | - | - | - | - | - | - | - | - | 3.512 | 3.49 | 3.657 | 3.955 | 3.777 | 3.805 | 2881 | 4367 | 12987 | 6696 | 8264 | 17896 | 2 | 1.5 | 2 | - | - | - | - | - | - | - | - | - | - | - | - | 0 | 0 | 0 | - | - | - | - | - | N/A | N/A | N/A | 10 | 3.4539 | 3.8365
[SEER Non Multi-Split <=65kW] GEMS (Air Conditioners up to 65kW) Determination 2019 | MEPS 2019 | AS/NZS 3823.1.2:2012 | HPA038C3AD |  | N/A | CAA | N/A | Ducted | Packaged | - | Air | - | Australia | 11.582 | N/A | 39.428 | N/A | N/A | N/A | N/A | N/A | - | - | Enthalpy Test Room | 3.3583 | - | N/A | - | N/A | N/A | N/A | N/A | N/A | N/A | N/A | N/A | N/A | N/A | N/A | N/A | N/A | N/A | N/A | N/A | N/A | Three | R410A | Australia,Fiji,New Zealand | 153047 | 2028-03-15 |  | Approved | Cooling Only | N/A | No | Class 7 | No | N/A | N/A | N/A | N/A | N/A | N/A | N/A | Available | N/A | N/A |  | http://www.commairaustralia.com.au | N/A |  |  | AAC7359 | No | - | - | - | - | 39428 | 11.582 | - | - | - | - | - | - | No | - | - | - | - | - | - | - | - | - | - | - | - | - | - | - | - | - | - | - | - | - | - | - | - | - | - | - | - | - | - | - | - | - | - | - | - | - | - | 3.457 | 3.434 | 3.595 | 3.889 | 3.713 | 3.74 | 3180 | 4822 | 14349 | 7397 | 9130 | 19775 | 1.5 | 1.5 | 2 | - | - | - | - | - | - | - | - | - | - | - | - | - | - | - | - | - | - | - | - | N/A | N/A | N/A | 10 | 3.3943 | -
[SEER Non Multi-Split <=65kW] GEMS (Air Conditioners up to 65kW) Determination 2019 | MEPS 2019 | AS/NZS 3823.1.2:2012 | HPA045R3AD |  | N/A | CAA | N/A | Ducted | Packaged | - | Air | Air | Australia | 14.354 | N/A | 46.536 | N/A | N/A | N/A | N/A | N/A | 13.444 | 50.384 | Enthalpy Test Room | 3.0611 | 3.6668 | N/A | - | N/A | N/A | N/A | N/A | N/A | N/A | N/A | N/A | N/A | N/A | N/A | N/A | N/A | N/A | N/A | N/A | N/A | Three | R410A | Australia,Fiji,New Zealand | 153058 | 2028-04-15 |  | Approved | Reverse Cycle | N/A | No | Class 7 | No | N/A | N/A | N/A | N/A | N/A | N/A | N/A | Available | N/A | N/A |  | http://www.commairaustralia.com.au | N/A |  |  | AAC7422 | No | - | - | - | Yes | 46536 | 14.354 | - | - | - | - | - | - | No | - | - | - | - | - | - | - | - | 50384 | 13.444 | - | - | - | - | - | - | - | - | - | - | - | - | - | - | - | - | - | - | - | - | - | - | - | - | - | - | - | - | 3.303 | 3.279 | 3.426 | 3.708 | 3.54 | 3.563 | 3933 | 5967 | 17774 | 9160 | 11307 | 24500 | 1.5 | 1.5 | 1.5 | - | - | - | - | - | - | - | - | - | - | - | - | 0 | 0 | 0 | - | - | - | - | - | N/A | N/A | N/A | 10 | 3.2344 | 3.7383
[SEER Non Multi-Split <=65kW] GEMS (Air Conditioners up to 65kW) Determination 2019 | MEPS 2019 | AS/NZS 3823.1.2:2012 | HPA055R3AD |  | N/A | CAA | N/A | Ducted | Packaged | - | Air | Air | Australia | 15.328 | N/A | 53.438 | N/A | N/A | N/A | N/A | N/A | 13.844 | 53.25 | Enthalpy Test Room | 3.2875 | 3.5045 | N/A | - | N/A | N/A | N/A | N/A | N/A | N/A | N/A | N/A | N/A | N/A | N/A | N/A | N/A | N/A | N/A | N/A | N/A | Three | R410A | Australia,New Zealand | 153989 | 2028-05-03 |  | Approved | Reverse Cycle | N/A | No | Class 7 | No | N/A | N/A | N/A | N/A | N/A | N/A | N/A | Available | N/A | N/A |  | http://www.commairaustralia.com.au | N/A |  |  | AAC7463 | No | - | - | - | Yes | 53438 | 15.328 | - | - | - | - | - | - | No | - | - | - | - | - | - | - | - | 53250 | 13.844 | - | - | - | - | - | - | - | - | - | - | - | - | - | - | - | - | - | - | - | - | - | - | - | - | - | - | - | - | 3.555 | 3.529 | 3.685 | 3.989 | 3.807 | 3.832 | 4198 | 6369 | 18977 | 9779 | 12073 | 26161 | 2 | 2 | 2 | - | - | - | - | - | - | - | - | - | - | - | - | 0 | 0 | 0 | - | - | - | - | - | N/A | N/A | N/A | 10 | 3.4786 | 3.8371
[SEER Non Multi-Split <=65kW] GEMS (Air Conditioners up to 65kW) Determination 2019 | MEPS 2019 | AS/NZS 3823.1.2:2012 | HPC055R3AD |  | N/A | CAA | N/A | Ducted | Packaged | - | Air | Air | Australia | 18.026 | N/A | 56.438 | N/A | N/A | N/A | N/A | N/A | 17.716 | 60.908 | Enthalpy Test Room | 3.3115 | 3.403 | N/A | - | N/A | N/A | N/A | N/A | N/A | N/A | N/A | N/A | N/A | N/A | N/A | N/A | N/A | N/A | N/A | N/A | N/A | Three | R410A | Australia,New Zealand | 154069 | 2028-05-15 |  | Approved | Reverse Cycle | N/A | No | Class 7 | No | N/A | N/A | N/A | N/A | N/A | N/A | N/A | Available | N/A | N/A |  | http://www.commairaustralia.com.au | N/A |  |  | AAC7502 | No | - | - | - | Yes | 56438 | 18.026 | - | - | - | - | - | - | No | - | - | - | - | - | - | - | - | 60908 | 17.716 | - | - | - | - | - | - | - | - | - | - | - | - | - | - | - | - | - | - | - | - | - | - | - | - | - | - | - | - | 3.199 | 3.174 | 3.311 | 3.585 | 3.422 | 3.442 | 4931 | 7483 | 22311 | 11495 | 14192 | 30760 | 1.5 | 1.5 | 1.5 | - | - | - | - | - | - | - | - | - | - | - | - | 0 | 0 | 0 | - | - | - | - | - | N/A | N/A | N/A | 10 | 3.1251 | 3.4315
[SEER Non Multi-Split >65kW] GEMS (Air Conditioners above 65kW) Determination 2022 | MEPS 2020 | AS/NZS 3823.1.2:2012 | HPC100R3AD |  | N/A | CAA | 20222 | Ducted | Packaged | - | Air | Air | Australia | 29870 | 76992 | 97.214 | N/A | N/A | N/A | N/A | N/A | 24932 | 101.326 | Enthalpy Test Room | 3.2939 | 3.9885 | N/A | - | N/A | N/A | N/A | N/A | N/A | N/A | N/A | N/A | N/A | N/A | N/A | N/A | N/A | N/A | N/A | N/A | N/A | Three | R410A | Australia,Fiji,New Zealand | 155278 | 2028-07-02 |  | Approved | Reverse Cycle | N/A | No | Class 24 | No | N/A | N/A | N/A | N/A | N/A | N/A | N/A | Available | N/A | N/A |  | http://www.commairaustralia.com.au | N/A |  |  | AAC7609 | No | - | - | - | Yes | 97214 | 29870 | - | - | - | - | - | - | No | - | - | - | - | - | - | - | - | 101326 | 24932 | - | - | - | - | - | - | - | - | - | - | - | - | - | - | - | - | - | - | - | - | - | - | - | - | - | - | N/A | N/A | 3.213 | 3.311 | 2.827 | 3.734 | 3.562 | 3.581 | 21754 | 50951 | 477 | 678 | 1481 | 810 | 1.5 | 1.5 | 1 | - | - | - | - | - | - | - | - | - | - | - | - | 0 | 0 | 0 | N/A | - | - | - | - | N/A | N/A | N/A | 10 | 3.2509 | 4.0586
[SEER Non Multi-Split >65kW] GEMS (Air Conditioners above 65kW) Determination 2022 | MEPS 2020 | AS/NZS 3823.1.2:2012 | HPC115R3AD |  | N/A | CAA | 24516 | Ducted | Packaged | - | Air | Air | Australia | 35764 | 86692 | 111.208 | N/A | N/A | N/A | N/A | N/A | 37778 | 121.726 | Enthalpy Test Room | 3.1259 | 3.4424 | N/A | - | N/A | N/A | N/A | N/A | N/A | N/A | N/A | N/A | N/A | N/A | N/A | N/A | N/A | N/A | N/A | N/A | N/A | Three | R410A | Australia,Fiji,New Zealand | 155225 | 2028-07-01 |  | Approved | Reverse Cycle | N/A | No | Class 24 | No | N/A | N/A | N/A | N/A | N/A | N/A | N/A | Available | N/A | N/A |  | http://www.commairaustralia.com.au | N/A |  |  | AAC7608 | No | - | - | - | Yes | 111208 | 35764 | - | - | - | - | - | - | No | - | - | - | - | - | - | - | - | 121726 | 37778 | - | - | - | - | - | - | - | - | - | - | - | - | - | - | - | - | - | - | - | - | - | - | - | - | - | - | N/A | N/A | 3.195 | 3.166 | 3.293 | 3.569 | 3.404 | 3.422 | 9750 | 14808 | 44229 | 22775 | 28127 | 60999 | 1.5 | 1.5 | 1.5 | - | - | - | - | - | - | - | - | - | - | - | - | 0 | 0 | 0 | N/A | - | - | - | - | N/A | N/A | N/A | 10 | 3.1066 | 3.2193
[SEER Non Multi-Split >65kW] GEMS (Air Conditioners above 65kW) Determination 2022 | MEPS 2020 | AS/NZS 3823.1.2:2012 | HPC125R3AD |  | N/A | CAA | 31350 | Ducted | Packaged | - | Air | Air | Australia | 41330 | 96154 | 127.504 | N/A | N/A | N/A | N/A | N/A | 32976 | 138.304 | Enthalpy Test Room | 2.9935 | 3.91 | N/A | - | N/A | N/A | N/A | N/A | N/A | N/A | N/A | N/A | N/A | N/A | N/A | N/A | N/A | N/A | N/A | N/A | N/A | Three | R410A | Australia,New Zealand | 149846 | 2028-07-03 |  | Approved | Reverse Cycle | N/A | No | Class 24 | No | N/A | N/A | N/A | N/A | N/A | N/A | N/A | Available | N/A | N/A |  | http://www.commairaustralia.com.au | N/A |  |  | AAC7616 | No | - | - | - | Yes | 127504 | 41330 | - | - | - | - | - | - | No | - | - | - | - | - | - | - | - | 138304 | 32976 | - | - | - | - | - | - | - | - | - | - | - | - | - | - | - | - | - | - | - | - | - | - | - | - | - | - | N/A | N/A | 3.172 | 3.143 | 3.268 | 3.542 | 3.378 | 3.395 | 11262 | 17106 | 51106 | 26315 | 32499 | 70487 | 1.5 | 1.5 | 1.5 | - | - | - | - | - | - | - | - | - | - | - | - | 0 | 0 | 0 | N/A | - | - | - | - | N/A | N/A | N/A | 10 | 3.0825 | 4.1898
[SEER Non Multi-Split <=65kW] GEMS (Air Conditioners up to 65kW) Determination 2019 | MEPS 2019 | AS/NZS 3823.1.2:2012 | VPA030R3AC |  | N/A | CAA | N/A | Ducted | Packaged | - | Air | Air | Australia | 9.586 | N/A | 32.136 | N/A | N/A | N/A | N/A | N/A | 9.002 | 33.122 | Enthalpy Test Room | 3.3077 | 3.5064 | N/A | - | N/A | N/A | N/A | N/A | N/A | N/A | N/A | N/A | N/A | N/A | N/A | N/A | N/A | N/A | N/A | N/A | N/A | Three | R410A | Australia,New Zealand | 148855 | 2027-08-15 |  | Approved | Reverse Cycle | N/A | No | Class 6 | No | N/A | N/A | N/A | N/A | N/A | N/A | N/A | Available | N/A | N/A |  | http://www.commairaustralia.com.au | N/A |  |  | AAC6870 | No | - | - | - | Yes | 32136 | 9.586 | - | - | - | - | - | - | No | - | - | - | - | - | - | - | - | 33122 | 9.002 | - | - | - | - | - | - | - | - | - | - | - | - | - | - | - | - | - | - | - | - | - | - | - | - | - | - | - | - | 3.392 | 3.372 | 3.537 | 3.824 | 3.652 | 3.681 | 2638 | 3998 | 11882 | 6127 | 7562 | 16372 | 1.5 | 1.5 | 2 | - | - | - | - | - | - | - | - | - | - | - | - | 0 | 0 | 0 | - | - | - | - | - | N/A | N/A | N/A | 10 | 3.3406 | 3.6656
[SEER Non Multi-Split <=65kW] GEMS (Air Conditioners up to 65kW) Determination 2019 | MEPS 2019 | AS/NZS 3823.1.2:2012 | VPA035R3AC |  | N/A | CAA | N/A | Ducted | Packaged | - | Air | Air | Australia | 10.378 | N/A | 34.728 | N/A | N/A | N/A | N/A | N/A | 10.364 | 37.4 | Enthalpy Test Room | 3.1943 | 3.5975 | N/A | - | N/A | N/A | N/A | N/A | N/A | N/A | N/A | N/A | N/A | N/A | N/A | N/A | N/A | N/A | N/A | N/A | N/A | Three | R410A | Australia,New Zealand | 149414 | 2027-09-04 |  | Approved | Reverse Cycle | N/A | No | Class 6 | No | N/A | N/A | N/A | N/A | N/A | N/A | N/A | Available | N/A | N/A |  | http://www.commairaustralia.com.au | N/A |  |  | AAC6934 | No | - | - | - | Yes | 34728 | 10.378 | - | - | - | - | - | - | No | - | - | - | - | - | - | - | - | 37400 | 10.364 | - | - | - | - | - | - | - | - | - | - | - | - | - | - | - | - | - | - | - | - | - | - | - | - | - | - | - | - | 3.391 | 3.37 | 3.532 | 3.819 | 3.647 | 3.675 | 2853 | 4325 | 12861 | 6631 | 8184 | 17722 | 1.5 | 1.5 | 2 | - | - | - | - | - | - | - | - | - | - | - | - | 0 | 0 | 0 | - | - | - | - | - | N/A | N/A | N/A | 10 | 3.3354 | 3.5969
[SEER Non Multi-Split <=65kW] GEMS (Air Conditioners up to 65kW) Determination 2019 | MEPS 2019 | AS/NZS 3823.1.2:2012 | VPA045R3AC |  | N/A | CAA | N/A | Ducted | Packaged | - | Air | Air | Australia | 13.562 | N/A | 46.124 | N/A | N/A | N/A | N/A | N/A | 14.98 | 49.354 | Enthalpy Test Room | 3.2105 | 3.676 | N/A | - | N/A | N/A | N/A | N/A | N/A | N/A | N/A | N/A | N/A | N/A | N/A | N/A | N/A | N/A | N/A | N/A | N/A | Three | R410A | Australia,New Zealand | 149715 | 2027-09-11 |  | Approved | Reverse Cycle | N/A | No | Class 7 | No | N/A | N/A | N/A | N/A | N/A | N/A | N/A | Available | N/A | N/A |  | http://www.commairaustralia.com.au | N/A |  |  | AAC6978 | No | - | - | - | Yes | 46124 | 13.562 | - | - | - | - | - | - | No | - | - | - | - | - | - | - | - | 49354 | 14.98 | - | - | - | - | - | - | - | - | - | - | - | - | - | - | - | - | - | - | - | - | - | - | - | - | - | - | - | - | 3.462 | 3.438 | 3.594 | 3.889 | 3.712 | 3.737 | 3718 | 5640 | 16795 | 8656 | 10685 | 23150 | 1.5 | 1.5 | 2 | - | - | - | - | - | - | - | - | - | - | - | - | 0 | 0 | 0 | - | - | - | - | - | N/A | N/A | N/A | 10 | 3.3925 | 3.2872
[SEER Non Multi-Split <=65kW] GEMS (Air Conditioners up to 65kW) Determination 2019 | MEPS 2019 | AS/NZS 3823.1.2:2012 | VPA055C3AC |  | N/A | CAA | N/A | Ducted | Packaged | - | Air | - | Australia | 17.908 | N/A | 53.246 | N/A | N/A | N/A | N/A | N/A | - | - | Enthalpy Test Room | 2.9245 | - | N/A | - | N/A | N/A | N/A | N/A | N/A | N/A | N/A | N/A | N/A | N/A | N/A | N/A | N/A | N/A | N/A | N/A | N/A | Three | R410A | Australia,New Zealand | 148964 | 2027-08-18 |  | Approved | Cooling Only | N/A | No | Class 7 | No | N/A | N/A | N/A | N/A | N/A | N/A | N/A | Available | N/A | N/A |  | http://www.commairaustralia.com.au | N/A |  |  | AAC6882 | No | - | - | - | - | 53246 | 17.908 | - | - | - | - | - | - | No | - | - | - | - | - | - | - | - | - | - | - | - | - | - | - | - | - | - | - | - | - | - | - | - | - | - | - | - | - | - | - | - | - | - | - | - | - | - | 3.038 | 3.014 | 3.145 | 3.405 | 3.249 | 3.269 | 4899 | 7435 | 22165 | 11420 | 14099 | 30559 | 1.5 | 1.5 | 1.5 | - | - | - | - | - | - | - | - | - | - | - | - | - | - | - | - | - | - | - | - | N/A | N/A | N/A | 10 | 2.9677 | -
[SEER Non Multi-Split >65kW] GEMS (Air Conditioners above 65kW) Determination 2022 | MEPS 2020 | AS/NZS 3823.1.2:2012 | VPA075C3AC |  | N/A | CAA | 17540 | Ducted | Packaged | - | Air | - | Australia | 22840 | 60190 | 77.73 | N/A | N/A | N/A | N/A | N/A | - | - | Enthalpy Test Room | 3.6585 | - | N/A | - | N/A | N/A | N/A | N/A | N/A | N/A | N/A | N/A | N/A | N/A | N/A | N/A | N/A | N/A | N/A | N/A | N/A | Three | R410A | Australia,New Zealand | 149273 | 2027-09-30 |  | Approved | Cooling Only | N/A | No | Class 24 | No | N/A | N/A | N/A | N/A | N/A | N/A | N/A | Unavailable | N/A | N/A |  | http://www.commairaustralia.com.au | N/A |  |  | AAC6904 | No | - | - | - | - | 77730 | 22840 | - | - | - | - | - | - | No | - | - | - | - | - | - | - | - | - | - | - | - | - | - | - | - | - | - | - | - | - | - | - | - | - | - | - | - | - | - | - | - | - | - | - | - | N/A | N/A | 3.486 | 3.456 | 3.601 | 3.901 | 3.722 | 3.743 | 6239 | 9471 | 28259 | 14556 | 17974 | 38967 | 1.5 | 1.5 | 2 | - | - | - | - | - | - | - | - | - | - | - | - | - | - | - | N/A | - | - | - | - | N/A | N/A | N/A | 10 | 3.3982 | -
[SEER Non Multi-Split >65kW] GEMS (Air Conditioners above 65kW) Determination 2022 | MEPS 2020 | AS/NZS 3823.1.2:2012 | VPA090C3AC |  | N/A | CAA | 24068 | Ducted | Packaged | - | Air | - | Australia | 31470 | 72176 | 96.244 | N/A | N/A | N/A | N/A | N/A | - | - | Enthalpy Test Room | 3.1154 | - | N/A | - | N/A | N/A | N/A | N/A | N/A | N/A | N/A | N/A | N/A | N/A | N/A | N/A | N/A | N/A | N/A | N/A | N/A | Three | R410A | Australia,Fiji,New Zealand | 153682 | 2028-06-26 |  | Approved | Cooling Only | N/A | No | Class 24 | No | N/A | N/A | N/A | N/A | N/A | N/A | N/A | Available | N/A | N/A |  | http://www.commairaustralia.com.au | N/A |  |  | AAC7594 | No | - | - | - | - | 96244 | 31470 | - | - | - | - | - | - | No | - | - | - | - | - | - | - | - | - | - | - | - | - | - | - | - | - | - | - | - | - | - | - | - | - | - | - | - | - | - | - | - | - | - | - | - | N/A | N/A | 3.14 | 3.112 | 3.238 | 3.509 | 3.347 | 3.365 | 8584 | 13035 | 38923 | 20044 | 24753 | 53678 | 1.5 | 1.5 | 1.5 | - | - | - | - | - | - | - | - | - | - | - | - | - | - | - | N/A | - | - | - | - | N/A | N/A | N/A | 10 | 3.055 | -
[SEER Non Multi-Split <=65kW] GEMS (Air Conditioners up to 65kW) Determination 2019 | MEPS 2019 | AS/NZS 3823.1.1:2012 | ASW-H12C5B4/HDR3DI-D1 |  | N/A | CAELI | N/A | Non Ducted | Single Split System | Wall Hung | Air | Air | China | 0.87 | N/A | 3.5 | N/A | N/A | N/A | N/A | N/A | 1.05 | 4 | Calorimeter Room | 4.1005 | 3.9827 | N/A | - | N/A | N/A | N/A | N/A | N/A | N/A | N/A | N/A | N/A | N/A | N/A | N/A | N/A | N/A | N/A | N/A | N/A | Single | R32 | Australia,New Zealand | 129830 | 2025-08-10 |  | Approved | Reverse Cycle | N/A | Yes | Class 8 | Yes | N/A | N/A | N/A | N/A | N/A | N/A | N/A | Available | N/A | N/A |  |  | N/A |  |  | AAC5110 | Yes | Variable output compressor | Inverter | No | - | 3500 | 0.87 | - | 420 | 1750 | No | - | - | - | 795.18 | 3769.5 | Yes | 230 | 1750 | No | - | - | 4000 | 1.05 | 380 | 2000 | No | - | - | No | - | - | - | 1050 | 3250 | No | - | - | - | - | - | - | - | - | No | - | - | No | - | - | 49.7 | 54.1 | 7.135 | 6.637 | 7.316 | 36.122 | 13.499 | 11.031 | 137 | 221 | 626 | 70 | 222 | 595 | 5.5 | 5 | 5.5 | 3.624 | 4.193 | 4.813 | 3.955 | 4.454 | 4.827 | 1442 | 519 | 71 | 447 | 226 | 45 | 2 | 2.5 | 3 | No | - | - | - | - | N/A | N/A | N/A | 0.5153 | 4.015 | 3.8032
[SEER Non Multi-Split <=65kW] GEMS (Air Conditioners up to 65kW) Determination 2019 | MEPS 2019 | AS/NZS 3823.1.1:2012 | 38QAG020N8/42QAG020N8 |  | N/A | Carrier | N/A | Non Ducted | Single Split System | Wall Hung | Air | Air | China | 0.45 | N/A | 2 | N/A | N/A | N/A | N/A | N/A | 0.46 | 2.2 | Calorimeter Room | 4.6975 | 4.8242 | N/A | - | N/A | N/A | N/A | N/A | N/A | N/A | N/A | N/A | N/A | N/A | N/A | N/A | N/A | N/A | N/A | N/A | N/A | Single | R32 | Australia,Fiji,New Zealand | 156049 | 2028-08-12 |  | Approved | Reverse Cycle | N/A | Yes | Class 8 | Yes | N/A | N/A | N/A | N/A | N/A | N/A | N/A | Available | N/A | N/A | http://www.midea.com.cn/ |  | N/A |  |  | AAC7704 | Yes | Variable output compressor | Inverter | No | - | 2000 | 0.45 | - | 200 | 1000 | Yes | 165 | 720 | - | 411.3 | 2154 | Yes | 145 | 1150 | - | 110 | 950 | 2200 | 0.46 | 200 | 1100 | Yes | 155 | 800 | Yes | 1100 | 2800 | No | - | - | No | - | - | - | - | - | No | - | - | No | - | - | No | - | - | 53 | 54.2 | 6.962 | 6.657 | 7.213 | 13.235 | 10.274 | 8.742 | 79 | 125 | 361 | 109 | 166 | 428 | 5 | 5 | 5.5 | 4.398 | 4.762 | 5.048 | 4.521 | 4.802 | 4.988 | 655 | 253 | 39 | 216 | 116 | 25 | 2.5 | 3 | 3.5 | No | - | - | - | - | N/A | N/A | N/A | 0.85 | 4.4162 | 4.7529
[SEER Non Multi-Split <=65kW] GEMS (Air Conditioners up to 65kW) Determination 2019 | MEPS 2019 | AS/NZS 3823.1.1:2012 | 38QAG026N8/42QAG026N8 |  | N/A | Carrier | N/A | Non Ducted | Single Split System | Wall Hung | Air | Air | China | 0.53 | N/A | 2.65 | N/A | N/A | N/A | N/A | N/A | 0.53 | 2.75 | Calorimeter Room | 5.0357 | 5.155 | N/A | - | N/A | N/A | N/A | N/A | N/A | N/A | N/A | N/A | N/A | N/A | N/A | N/A | N/A | N/A | N/A | N/A | N/A | Single | R32 | Australia,Fiji,New Zealand | 156075 | 2028-08-12 |  | Approved | Reverse Cycle | N/A | Yes | Class 8 | Yes | N/A | N/A | N/A | N/A | N/A | N/A | N/A | Available | N/A | N/A | http://www.midea.com.cn/ |  | N/A |  |  | AAC7705 | Yes | Variable output compressor | Inverter | No | - | 2650 | 0.53 | - | 230 | 1320 | Yes | 180 | 980 | - | 484.42 | 2854.05 | Yes | 150 | 1400 | - | 115 | 1020 | 2750 | 0.53 | 230 | 1370 | Yes | 160 | 1000 | Yes | 1100 | 3400 | No | - | - | No | - | - | - | - | - | No | - | - | No | - | - | No | - | - | 55.28 | 57.79 | 8.031 | 7.581 | 8.264 | 16.745 | 11.876 | 10.353 | 91 | 146 | 418 | 114 | 191 | 479 | 6.5 | 6 | 6.5 | 4.927 | 5.353 | 5.912 | 5.209 | 5.598 | 5.92 | 731 | 281 | 41 | 234 | 125 | 26 | 3 | 3.5 | 4 | No | - | - | - | - | N/A | N/A | N/A | 0.773 | 4.9755 | 5.1632
[SEER Non Multi-Split <=65kW] GEMS (Air Conditioners up to 65kW) Determination 2019 | MEPS 2019 | AS/NZS 3823.1.1:2012 | 38QAG035N8/42QAG035N8 |  | N/A | Carrier | N/A | Non Ducted | Single Split System | Wall Hung | Air | Air | China | 0.79 | N/A | 3.5 | N/A | N/A | N/A | N/A | N/A | 0.83 | 3.75 | Calorimeter Room | 4.3932 | 4.4562 | N/A | - | N/A | N/A | N/A | N/A | N/A | N/A | N/A | N/A | N/A | N/A | N/A | N/A | N/A | N/A | N/A | N/A | N/A | Single | R32 | Australia,Fiji,New Zealand | 156084 | 2028-08-12 |  | Approved | Reverse Cycle | N/A | Yes | Class 8 | Yes | N/A | N/A | N/A | N/A | N/A | N/A | N/A | Available | N/A | N/A | http://www.midea.com.cn/ |  | N/A |  |  | AAC7706 | Yes | Variable output compressor | Inverter | No | - | 3500 | 0.79 | - | 330 | 1750 | Yes | 185 | 980 | - | 722.06 | 3769.5 | Yes | 255 | 1900 | - | 115 | 1020 | 3750 | 0.83 | 330 | 1850 | Yes | 165 | 1050 | Yes | 1100 | 3500 | No | - | - | No | - | - | - | - | - | No | - | - | No | - | - | No | - | - | 56.41 | 58.53 | 6.981 | 6.689 | 6.976 | 15.021 | 10.626 | 8.36 | 139 | 219 | 656 | 169 | 282 | 784 | 5 | 5 | 5 | 4.319 | 4.976 | 5.889 | 4.831 | 5.487 | 5.996 | 1136 | 411 | 55 | 344 | 173 | 34 | 2.5 | 3 | 4 | No | - | - | - | - | N/A | N/A | N/A | 0.768 | 4.4159 | 4.504
[SEER Non Multi-Split <=65kW] GEMS (Air Conditioners up to 65kW) Determination 2019 | MEPS 2019 | AS/NZS 3823.1.1:2012 | 38QAG050N8/42QAG050N8 |  | N/A | Carrier | N/A | Non Ducted | Single Split System | Wall Hung | Air | Air | China | 1.36 | N/A | 5 | N/A | N/A | N/A | N/A | N/A | 1.46 | 5.35 | Calorimeter Room | 3.9432 | 4.1211 | N/A | - | N/A | N/A | N/A | N/A | N/A | N/A | N/A | N/A | N/A | N/A | N/A | N/A | N/A | N/A | N/A | N/A | N/A | Single | R32 | Australia,Fiji,New Zealand | 156095 | 2028-08-13 |  | Approved | Reverse Cycle | N/A | Yes | Class 9 | Yes | N/A | N/A | N/A | N/A | N/A | N/A | N/A | Available | N/A | N/A | http://www.midea.com.cn/ |  | N/A |  |  | AAC7707 | Yes | Variable output compressor | Inverter | No | - | 5000 | 1.36 | - | 510 | 2500 | Yes | 480 | 2320 | - | 1243.04 | 5385 | Yes | 390 | 2640 | - | 320 | 2300 | 5350 | 1.46 | 540 | 2650 | Yes | 460 | 2400 | Yes | 1700 | 4800 | No | - | - | No | - | - | - | - | - | No | - | - | No | - | - | No | - | - | 57.83 | 65.82 | 5.999 | 5.64 | 5.904 | 10.419 | 8.129 | 6.899 | 233 | 373 | 1109 | 350 | 529 | 1360 | 4 | 4 | 4 | 3.639 | 4.141 | 4.79 | 3.976 | 4.434 | 4.818 | 1921 | 703 | 95 | 594 | 303 | 59 | 2 | 2.5 | 3 | No | - | - | - | - | N/A | N/A | N/A | 0.521 | 3.6717 | 3.66
[SEER Non Multi-Split <=65kW] GEMS (Air Conditioners up to 65kW) Determination 2019 | MEPS 2019 | AS/NZS 3823.1.1:2012 | 38QAG060N8/42QAG060N8 |  | N/A | Carrier | N/A | Non Ducted | Single Split System | Wall Hung | Air | Air | China | 1.77 | N/A | 6 | N/A | N/A | N/A | N/A | N/A | 1.82 | 6.2 | Calorimeter Room | 3.3615 | 3.6939 | N/A | - | N/A | N/A | N/A | N/A | N/A | N/A | N/A | N/A | N/A | N/A | N/A | N/A | N/A | N/A | N/A | N/A | N/A | Single | R32 | Australia,Fiji,New Zealand | 156140 | 2028-08-28 |  | Approved | Reverse Cycle | N/A | Yes | Class 9 | Yes | N/A | N/A | N/A | N/A | N/A | N/A | N/A | Available | N/A | N/A | http://www.midea.com.cn/ |  | N/A |  |  | AAC7750 | Yes | Variable output compressor | Inverter | No | - | 6000 | 1.77 | - | 650 | 3000 | Yes | 580 | 2760 | - | 1617.78 | 6462 | Yes | 490 | 3290 | - | 330 | 2300 | 6200 | 1.82 | 615 | 3050 | Yes | 460 | 2400 | Yes | 1700 | 4800 | No | - | - | No | - | - | - | - | - | No | - | - | No | - | - | No | - | - | 59.81 | 65.24 | 5.998 | 5.584 | 5.854 | -233.508 | 10.382 | 7.75 | 280 | 452 | 1342 | -20 | 497 | 1452 | 4 | 4 | 4 | 3.392 | 3.994 | 4.848 | 3.685 | 4.382 | 4.887 | 2388 | 844 | 109 | 743 | 355 | 68 | 1.5 | 2 | 3 | No | - | - | - | - | N/A | N/A | N/A | 0.521 | 3.3865 | 3.4033
[SEER Non Multi-Split <=65kW] GEMS (Air Conditioners up to 65kW) Determination 2019 | MEPS 2019 | AS/NZS 3823.1.1:2012 | 38QAG070N8/42QAG070N8 |  | N/A | Carrier | N/A | Non Ducted | Single Split System | Wall Hung | Air | Air | China | 2 | N/A | 7 | N/A | N/A | N/A | N/A | N/A | 2.07 | 7.6 | Calorimeter Room | 3.5353 | 3.7408 | N/A | - | N/A | N/A | N/A | N/A | N/A | N/A | N/A | N/A | N/A | N/A | N/A | N/A | N/A | N/A | N/A | N/A | N/A | Single | R32 | Australia,Fiji,New Zealand | 156180 | 2028-08-28 |  | Approved | Reverse Cycle | N/A | Yes | Class 9 | Yes | N/A | N/A | N/A | N/A | N/A | N/A | N/A | Available | N/A | N/A | http://www.midea.com.cn/ |  | N/A |  |  | AAC7749 | Yes | Variable output compressor | Inverter | No | - | 7000 | 2 | - | 707 | 3458 | Yes | 631 | 2998 | - | 1828 | 7539 | Yes | 618 | 3862 | - | 488 | 3260 | 7600 | 2.07 | 754 | 3793 | Yes | 469 | 2389 | Yes | 2979 | 7782 | No | - | - | No | - | - | - | - | - | No | - | - | No | - | - | No | - | - | 62.2 | 65 | 5.471 | 5.162 | 5.389 | 7.789 | 6.732 | 6.023 | 357 | 570 | 1700 | 655 | 894 | 2180 | 3.5 | 3.5 | 3.5 | 3.754 | 4.221 | 4.899 | 4.096 | 4.519 | 4.907 | 2646 | 980 | 133 | 820 | 423 | 83 | 2 | 2.5 | 3 | No | - | - | - | - | N/A | N/A | N/A | 1 | 3.4941 | 3.6655
[SEER Non Multi-Split <=65kW] GEMS (Air Conditioners up to 65kW) Determination 2019 | MEPS 2019 | AS/NZS 3823.1.1:2012 | 38QAG080N8/42QAG080N8 |  | N/A | Carrier | N/A | Non Ducted | Single Split System | Wall Hung | Air | Air | China | 2.35 | N/A | 8 | N/A | N/A | N/A | N/A | N/A | 2.3 | 8.2 | Calorimeter Room | 3.3973 | 3.6166 | N/A | - | N/A | N/A | N/A | N/A | N/A | N/A | N/A | N/A | N/A | N/A | N/A | N/A | N/A | N/A | N/A | N/A | N/A | Single | R32 | Australia,Fiji,New Zealand | 156185 | 2028-09-18 |  | Approved | Reverse Cycle | N/A | Yes | Class 9 | Yes | N/A | N/A | N/A | N/A | N/A | N/A | N/A | Available | N/A | N/A | http://www.midea.com.cn/ |  | N/A |  |  | AAC7786 | Yes | Variable output compressor | Inverter | No | - | 8000 | 2.35 | - | 770 | 3790 | Yes | 664 | 3170 | - | 2147.9 | 8616 | Yes | 700 | 4160 | - | 490 | 3250 | 8200 | 2.3 | 808.4 | 4026.8 | Yes | 468.9 | 2388.9 | Yes | 2979 | 7782 | No | - | - | No | - | - | - | - | - | No | - | - | No | - | - | No | - | - | 64.6 | 66.5 | 5.27 | 4.998 | 5.154 | 7.676 | 6.599 | 5.705 | 424 | 673 | 2032 | 760 | 1043 | 2631 | 3.5 | 3 | 3.5 | 3.636 | 4.149 | 4.89 | 4.021 | 4.494 | 4.918 | 2947 | 1076 | 143 | 901 | 459 | 90 | 2 | 2.5 | 3 | No | - | - | - | - | N/A | N/A | N/A | 1 | 3.3994 | 3.56
[SEER Non Multi-Split <=65kW] GEMS (Air Conditioners up to 65kW) Determination 2019 | MEPS 2019 | AS/NZS 3823.1.1:2012 | 38QHB020N8-1/42QHB020N8-1 |  | N/A | Carrier | N/A | Non Ducted | Single Split System | Wall Hung | Air | Air | China | 0.4 | N/A | 2.1 | N/A | N/A | N/A | N/A | N/A | 0.57 | 2.86 | Calorimeter Room | 5.2864 | 5.0035 | N/A | - | N/A | N/A | N/A | N/A | N/A | N/A | N/A | N/A | N/A | N/A | N/A | N/A | N/A | N/A | N/A | N/A | N/A | Single | R32 | Australia,Fiji,New Zealand | 129411 | 2025-06-16 |  | Approved | Reverse Cycle | N/A | Yes | Class 8 | Yes | N/A | N/A | Yes | Yes | Yes | N/A | N/A | Available | N/A | N/A | http://www.midea.com.cn/ |  | N/A |  |  | AAC4908 | Yes | Variable output compressor | Inverter | No | - | 2100 | 0.4 | - | 220 | 1130 | Yes | 200 | 1100 | - | 365.6 | 2261.7 | Yes | 160 | 1200 | - | 160 | 1170 | 2860 | 0.57 | 250 | 1430 | Yes | 220 | 1220 | Yes | 930 | 2480 | No | - | - | No | - | - | - | - | - | No | - | - | No | - | - | No | - | - | 36.5 | 55.8 | 6.444 | 6.287 | 6.867 | 8.801 | 7.784 | 7.69 | 89 | 138 | 398 | 172 | 230 | 511 | 4.5 | 4.5 | 5 | 4.002 | 4.781 | 5.266 | 4.304 | 4.918 | 5.227 | 936 | 327 | 48 | 295 | 148 | 31 | 2.5 | 3 | 3.5 | No | - | - | - | - | N/A | N/A | N/A | 1 | 5.206 | 4.988
[SEER Non Multi-Split <=65kW] GEMS (Air Conditioners up to 65kW) Determination 2019 | MEPS 2019 | AS/NZS 3823.1.1:2012 | 38QHB026N8-1/42QHB026N8-1 |  | N/A | Carrier | N/A | Non Ducted | Single Split System | Wall Hung | Air | Air | China | 0.52 | N/A | 2.56 | N/A | N/A | N/A | N/A | N/A | 0.7 | 3.3 | Calorimeter Room | 4.9709 | 4.7565 | N/A | - | N/A | N/A | N/A | N/A | N/A | N/A | N/A | N/A | N/A | N/A | N/A | N/A | N/A | N/A | N/A | N/A | N/A | Single | R32 | Australia,Fiji,New Zealand | 129412 | 2025-06-18 |  | Approved | Reverse Cycle | N/A | Yes | Class 8 | Yes | N/A | N/A | Yes | Yes | Yes | N/A | N/A | Available | N/A | N/A | http://www.midea.com.cn/ |  | N/A |  |  | AAC4915 | Yes | Variable output compressor | Inverter | No | - | 2560 | 0.52 | - | 250 | 1270 | Yes | 210 | 1120 | - | 475.28 | 2757.12 | Yes | 170 | 1300 | - | 160 | 1230 | 3300 | 0.7 | 280 | 1620 | Yes | 220 | 1260 | Yes | 1020 | 2910 | No | - | - | No | - | - | - | - | - | No | - | - | No | - | - | No | - | - | 37.5 | 56.8 | 6.726 | 6.486 | 7.05 | 10.379 | 8.635 | 8.28 | 105 | 164 | 473 | 178 | 253 | 578 | 5 | 4.5 | 5.5 | 4.1 | 4.844 | 5.466 | 4.454 | 5.069 | 5.446 | 1053 | 373 | 53 | 329 | 165 | 34 | 2.5 | 3 | 3.5 | No | - | - | - | - | N/A | N/A | N/A | 1 | 4.8913 | 4.6916
[SEER Non Multi-Split <=65kW] GEMS (Air Conditioners up to 65kW) Determination 2019 | MEPS 2019 | AS/NZS 3823.1.1:2012 | 38QHB035N8-1/42QHB035N8-1 |  | N/A | Carrier | N/A | Non Ducted | Single Split System | Wall Hung | Air | Air | China | 0.82 | N/A | 3.55 | N/A | N/A | N/A | N/A | N/A | 0.94 | 3.98 | Calorimeter Room | 4.3558 | 4.2564 | N/A | - | N/A | N/A | N/A | N/A | N/A | N/A | N/A | N/A | N/A | N/A | N/A | N/A | N/A | N/A | N/A | N/A | N/A | Single | R32 | Australia,Fiji,New Zealand | 129388 | 2025-06-09 |  | Approved | Reverse Cycle | N/A | Yes | Class 8 | Yes | N/A | N/A | Yes | Yes | Yes | N/A | N/A | Available | N/A | N/A | http://www.midea.com.cn/ |  | N/A |  |  | AAC4891 | Yes | Variable output compressor | Inverter | No | - | 3550 | 0.82 | - | 350 | 1860 | Yes | 200 | 960 | - | 749.48 | 3823.35 | Yes | 240 | 1750 | - | 140 | 1080 | 3980 | 0.94 | 360 | 2000 | Yes | 230 | 1230 | Yes | 1130 | 3560 | No | - | - | No | - | - | - | - | - | No | - | - | No | - | - | No | - | - | 38 | 56.3 | 6.525 | 6.233 | 6.604 | 11.33 | 8.941 | 7.866 | 151 | 238 | 702 | 227 | 340 | 845 | 5 | 4.5 | 5 | 4.041 | 4.636 | 5.256 | 4.366 | 4.861 | 5.225 | 1288 | 469 | 66 | 404 | 207 | 42 | 2.5 | 3 | 3.5 | No | - | - | - | - | N/A | N/A | N/A | 1 | 4.3115 | 4.2189
[SEER Non Multi-Split <=65kW] (Air Conditioners up to 65kW) EE Regulations 2020 Schedule 2A | MEPS 2019 | AS/NZS 3823.1.1:2012 | 38QHB050N8-1/42QHB050N8-1 |  | N/A | Carrier | N/A | Non Ducted | Single Split System | Wall Hung | Air | Air | China | 1.2 | N/A | 5.05 | N/A | N/A | N/A | N/A | N/A | 1.19 | 5.35 | Calorimeter Room | 4.2529 | 4.5013 | N/A | - | N/A | N/A | N/A | N/A | N/A | N/A | N/A | N/A | N/A | N/A | N/A | N/A | N/A | N/A | N/A | N/A | N/A | Single | R32 | Fiji,New Zealand | 129303 | 2120-06-11 |  | Approved | Reverse Cycle | N/A | Yes | Class 9 | Yes | N/A | N/A | Yes | Yes | Yes | N/A | N/A | Unavailable | N/A | N/A | http://www.ahi-carrier.co.nz/ | http://www.ahi-carrier.co.nz/ | N/A |  |  | ZAC0676 | Yes | Variable output compressor | Inverter | No | - | 5050 | 1.2 | - | 490 | 2560 | Yes | 460 | 2300 | - | - | - | Yes | 390 | 2790 | - | 350 | 2540 | 5350 | 1.19 | 470 | 2660 | Yes | 270 | 1440 | Yes | 1390 | 4510 | No | - | - | No | - | - | - | - | - | No | - | - | No | - | - | No | - | - | - | - | 6.245 | 5.936 | 6.283 | 9.127 | 7.784 | 7.119 | 225 | 357 | 1051 | 403 | 557 | 1330 | 4.5 | 4 | 4.5 | 4.047 | 4.726 | 5.351 | 4.391 | 4.943 | 5.312 | 1728 | 617 | 86 | 539 | 273 | 55 | 2.5 | 3 | 3.5 | No | - | - | - | - | N/A | N/A | N/A | 1 | 4.1965 | 4.4831
[SEER Non Multi-Split <=65kW] GEMS (Air Conditioners up to 65kW) Determination 2019 | MEPS 2019 | AS/NZS 3823.1.1:2012 | 38QHB050N8-1/42QHB050N8-1 |  | N/A | Carrier | N/A | Non Ducted | Single Split System | Wall Hung | Air | Air | China | 1.2 | N/A | 5.05 | N/A | N/A | N/A | N/A | N/A | 1.19 | 5.35 | Calorimeter Room | 4.2529 | 4.5013 | N/A | - | N/A | N/A | N/A | N/A | N/A | N/A | N/A | N/A | N/A | N/A | N/A | N/A | N/A | N/A | N/A | N/A | N/A | Single | R32 | Australia,Fiji,New Zealand | 129392 | 2025-06-09 |  | Approved | Reverse Cycle | N/A | Yes | Class 9 | Yes | N/A | N/A | Yes | Yes | Yes | N/A | N/A | Available | N/A | N/A | http://www.midea.com.cn/ |  | N/A |  |  | AAC4890 | Yes | Variable output compressor | Inverter | No | - | 5050 | 1.2 | - | 490 | 2560 | Yes | 460 | 2300 | - | 1096.8 | 5438.85 | Yes | 390 | 2790 | - | 350 | 2540 | 5350 | 1.19 | 470 | 2660 | Yes | 270 | 1440 | Yes | 1390 | 4510 | No | - | - | No | - | - | - | - | - | No | - | - | No | - | - | No | - | - | 48 | 60.5 | 6.245 | 5.936 | 6.283 | 9.127 | 7.784 | 7.119 | 225 | 357 | 1051 | 403 | 557 | 1330 | 4.5 | 4 | 4.5 | 4.047 | 4.726 | 5.351 | 4.391 | 4.943 | 5.312 | 1728 | 617 | 86 | 539 | 273 | 55 | 2.5 | 3 | 3.5 | No | - | - | - | - | N/A | N/A | N/A | 1 | 4.1965 | 4.4831
[SEER Non Multi-Split <=65kW] GEMS (Air Conditioners up to 65kW) Determination 2019 | MEPS 2019 | AS/NZS 3823.1.1:2012 | 38QHB070N8-1/42QHB070N8-1 |  | N/A | Carrier | N/A | Non Ducted | Single Split System | Wall Hung | Air | Air | China | 1.95 | N/A | 7 | N/A | N/A | N/A | N/A | N/A | 2.13 | 8.25 | Calorimeter Room | 3.6182 | 3.8793 | N/A | - | N/A | N/A | N/A | N/A | N/A | N/A | N/A | N/A | N/A | N/A | N/A | N/A | N/A | N/A | N/A | N/A | N/A | Single | R32 | Australia,Fiji,New Zealand | 129395 | 2025-06-16 |  | Approved | Reverse Cycle | N/A | Yes | Class 9 | Yes | N/A | N/A | Yes | Yes | Yes | N/A | N/A | Available | N/A | N/A | http://www.midea.com.cn/ |  | N/A |  |  | AAC4907 | Yes | Variable output compressor | Inverter | No | - | 7000 | 1.95 | - | 780 | 3720 | Yes | 700 | 3280 | - | 1782.3 | 7539 | Yes | 620 | 3810 | - | 500 | 3220 | 8250 | 2.13 | 770 | 4150 | Yes | 440 | 2470 | Yes | 2400 | 5860 | No | - | - | No | - | - | - | - | - | No | - | - | No | - | - | No | - | - | 48.5 | 62.6 | 5.453 | 5.175 | 5.404 | 8.263 | 6.905 | 6.104 | 358 | 569 | 1695 | 618 | 871 | 2151 | 3.5 | 3.5 | 3.5 | 3.04 | 3.749 | 5.354 | 3.765 | 4.46 | 5.388 | 3546 | 1198 | 132 | 968 | 465 | 82 | 1.5 | 2 | 3.5 | No | - | - | - | - | N/A | N/A | N/A | 1 | 3.5835 | 3.8671
[SEER Non Multi-Split <=65kW] GEMS (Air Conditioners up to 65kW) Determination 2019 | MEPS 2019 | AS/NZS 3823.1.1:2012 | 38QHB080N8-1/42QHB080N8-1 |  | N/A | Carrier | N/A | Non Ducted | Single Split System | Wall Hung | Air | Air | China | 2.04 | N/A | 8 | N/A | N/A | N/A | N/A | N/A | 2.9 | 10.1 | Calorimeter Room | 3.9382 | 3.5069 | N/A | - | N/A | N/A | N/A | N/A | N/A | N/A | N/A | N/A | N/A | N/A | N/A | N/A | N/A | N/A | N/A | N/A | N/A | Single | R32 | Australia,Fiji,New Zealand | 129397 | 2025-06-16 |  | Approved | Reverse Cycle | N/A | Yes | Class 9 | Yes | N/A | N/A | Yes | Yes | Yes | N/A | N/A | Available | N/A | N/A |  |  | N/A |  |  | AAC4911 | Yes | Variable output compressor | Inverter | No | - | 8000 | 2.04 | - | 850 | 4060 | Yes | 650 | 3130 | - | 1864.56 | 8616 | Yes | 660 | 4350 | - | 470 | 3300 | 10100 | 2.9 | 1020 | 5090 | Yes | 570 | 2910 | Yes | 2910 | 7320 | No | - | - | No | - | - | - | - | - | No | - | - | No | - | - | No | - | - | 50 | 64.4 | 5.957 | 5.665 | 5.935 | 9.236 | 7.671 | 6.782 | 375 | 594 | 1764 | 632 | 897 | 2213 | 4 | 4 | 4 | 3.214 | 3.903 | 4.905 | 3.581 | 4.356 | 4.933 | 4106 | 1408 | 175 | 1245 | 582 | 109 | 1.5 | 2 | 3 | No | - | - | - | - | N/A | N/A | N/A | 1 | 3.9151 | 3.4787
[SEER Non Multi-Split <=65kW] GEMS (Air Conditioners up to 65kW) Determination 2019 | MEPS 2019 | AS/NZS 3823.1.1:2012 | 38QHB090N8-1/42QHB090N8-1 |  | N/A | Carrier | N/A | Non Ducted | Single Split System | Wall Hung | Air | Air | China | 2.59 | N/A | 9.1 | N/A | N/A | N/A | N/A | N/A | 2.9 | 10.1 | Calorimeter Room | 3.5321 | 3.5069 | N/A | - | N/A | N/A | N/A | N/A | N/A | N/A | N/A | N/A | N/A | N/A | N/A | N/A | N/A | N/A | N/A | N/A | N/A | Single | R32 | Australia,Fiji,New Zealand | 129399 | 2025-06-16 |  | Approved | Reverse Cycle | N/A | Yes | Class 9 | Yes | N/A | N/A | Yes | Yes | Yes | N/A | N/A | Available | N/A | N/A | http://www.midea.com.cn/ |  | N/A |  |  | AAC4910 | Yes | Variable output compressor | Inverter | No | - | 9100 | 2.59 | - | 970 | 4540 | Yes | 650 | 3130 | - | 2367.26 | 9800.7 | Yes | 770 | 4900 | - | 470 | 3300 | 10100 | 2.9 | 1020 | 5090 | Yes | 570 | 2910 | Yes | 2910 | 7320 | No | - | - | No | - | - | - | - | - | No | - | - | No | - | - | No | - | - | 51 | 64.4 | 5.669 | 5.339 | 5.565 | 8.871 | 7.339 | 6.364 | 448 | 717 | 2141 | 748 | 1066 | 2683 | 4 | 3.5 | 4 | 3.214 | 3.903 | 4.905 | 3.581 | 4.356 | 4.933 | 4106 | 1408 | 175 | 1245 | 582 | 109 | 1.5 | 2 | 3 | No | - | - | - | - | N/A | N/A | N/A | 1 | 3.5089 | 3.4787
[SEER Non Multi-Split <=65kW] GEMS (Air Conditioners up to 65kW) Determination 2019 | MEPS 2019 | AS/NZS 3823.1.1:2012 | 38QHG020N8/42QHG020N8 |  | N/A | Carrier | N/A | Non Ducted | Single Split System | Wall Hung | Air | Air | China | 0.45 | N/A | 2 | N/A | N/A | N/A | N/A | N/A | 0.46 | 2.2 | Calorimeter Room | 4.6975 | 4.8242 | N/A | - | N/A | N/A | N/A | N/A | N/A | N/A | N/A | N/A | N/A | N/A | N/A | N/A | N/A | N/A | N/A | N/A | N/A | Single | R32 | Australia,Fiji | 132247 | 2025-09-08 |  | Approved | Reverse Cycle | N/A | Yes | Class 8 | Yes | N/A | N/A | N/A | N/A | N/A | N/A | N/A | Available | N/A | N/A | http://www.midea.com.cn/ |  | N/A |  |  | AAC5266 | Yes | Variable output compressor | Inverter | No | - | 2000 | 0.45 | - | 200 | 1000 | Yes | 165 | 720 | - | 411.3 | 2154 | Yes | 145 | 1150 | - | 110 | 950 | 2200 | 0.46 | 200 | 1100 | Yes | 155 | 800 | Yes | 1100 | 2800 | No | - | - | No | - | - | - | - | - | No | - | - | No | - | - | No | - | - | 53 | 54.2 | 6.962 | 6.657 | 7.213 | 13.235 | 10.274 | 8.742 | 79 | 125 | 361 | 109 | 166 | 428 | 5 | 5 | 5.5 | 4.398 | 4.762 | 5.048 | 4.521 | 4.802 | 4.988 | 655 | 253 | 39 | 216 | 116 | 25 | 2.5 | 3 | 3.5 | No | - | - | - | - | N/A | N/A | N/A | 0.85 | 4.4162 | 4.7529
[SEER Non Multi-Split <=65kW] GEMS (Air Conditioners up to 65kW) Determination 2019 | MEPS 2019 | AS/NZS 3823.1.1:2012 | 38QHG020N8/42QHG020N8-1 |  | N/A | Carrier | N/A | Non Ducted | Single Split System | Wall Hung | Air | Air | China | 0.45 | N/A | 2 | N/A | N/A | N/A | N/A | N/A | 0.46 | 2.2 | Calorimeter Room | 4.6975 | 4.8242 | N/A | - | N/A | N/A | N/A | N/A | N/A | N/A | N/A | N/A | N/A | N/A | N/A | N/A | N/A | N/A | N/A | N/A | N/A | Single | R32 | Australia,Fiji,New Zealand | 149669 | 2027-09-11 |  | Approved | Reverse Cycle | N/A | Yes | Class 8 | Yes | N/A | N/A | N/A | N/A | N/A | N/A | N/A | Available | N/A | N/A | http://www.midea.com.cn/ |  | N/A |  |  | AAC6981 | Yes | Variable output compressor | Inverter | No | - | 2000 | 0.45 | - | 200 | 1000 | Yes | 165 | 720 | - | 411.3 | 2154 | Yes | 145 | 1150 | - | 110 | 950 | 2200 | 0.46 | 200 | 1100 | Yes | 155 | 800 | Yes | 1100 | 2800 | No | - | - | No | - | - | - | - | - | No | - | - | No | - | - | No | - | - | 53 | 54.2 | 6.962 | 6.657 | 7.213 | 13.235 | 10.274 | 8.742 | 79 | 125 | 361 | 109 | 166 | 428 | 5 | 5 | 5.5 | 4.398 | 4.762 | 5.048 | 4.521 | 4.802 | 4.988 | 655 | 253 | 39 | 216 | 116 | 25 | 2.5 | 3 | 3.5 | No | - | - | - | - | N/A | N/A | N/A | 0.85 | 4.4162 | 4.7529
[SEER Non Multi-Split <=65kW] GEMS (Air Conditioners up to 65kW) Determination 2019 | MEPS 2019 | AS/NZS 3823.1.1:2012 | 38QHG026N8/42QHG026N8 |  | N/A | Carrier | N/A | Non Ducted | Single Split System | Wall Hung | Air | Air | China | 0.53 | N/A | 2.65 | N/A | N/A | N/A | N/A | N/A | 0.53 | 2.75 | Calorimeter Room | 5.0357 | 5.155 | N/A | - | N/A | N/A | N/A | N/A | N/A | N/A | N/A | N/A | N/A | N/A | N/A | N/A | N/A | N/A | N/A | N/A | N/A | Single | R32 | Australia,Fiji,New Zealand | 132273 | 2025-09-07 |  | Approved | Reverse Cycle | N/A | Yes | Class 8 | Yes | N/A | N/A | N/A | N/A | N/A | N/A | N/A | Available | N/A | N/A | http://www.midea.com.cn/ |  | N/A |  |  | AAC5260 | Yes | Variable output compressor | Inverter | No | - | 2650 | 0.53 | - | 230 | 1320 | Yes | 180 | 980 | - | 484.42 | 2854.05 | Yes | 150 | 1400 | - | 115 | 1020 | 2750 | 0.53 | 230 | 1370 | Yes | 160 | 1000 | Yes | 1100 | 3400 | No | - | - | No | - | - | - | - | - | No | - | - | No | - | - | No | - | - | 55.28 | 57.79 | 8.031 | 7.581 | 8.264 | 16.745 | 11.876 | 10.353 | 91 | 146 | 418 | 114 | 191 | 479 | 6.5 | 6 | 6.5 | 4.927 | 5.353 | 5.912 | 5.209 | 5.598 | 5.92 | 731 | 281 | 41 | 234 | 125 | 26 | 3 | 3.5 | 4 | No | - | - | - | - | N/A | N/A | N/A | 0.773 | 4.9755 | 5.1632
[SEER Non Multi-Split <=65kW] GEMS (Air Conditioners up to 65kW) Determination 2019 | MEPS 2019 | AS/NZS 3823.1.1:2012 | 38QHG026N8/42QHG026N8-1 |  | N/A | Carrier | N/A | Non Ducted | Single Split System | Wall Hung | Air | Air | China | 0.53 | N/A | 2.65 | N/A | N/A | N/A | N/A | N/A | 0.53 | 2.75 | Calorimeter Room | 5.0357 | 5.155 | N/A | - | N/A | N/A | N/A | N/A | N/A | N/A | N/A | N/A | N/A | N/A | N/A | N/A | N/A | N/A | N/A | N/A | N/A | Single | R32 | Australia,Fiji,New Zealand | 149691 | 2027-09-11 |  | Approved | Reverse Cycle | N/A | Yes | Class 8 | Yes | N/A | N/A | N/A | N/A | N/A | N/A | N/A | Available | N/A | N/A | http://www.midea.com.cn/ |  | N/A |  |  | AAC6982 | Yes | Variable output compressor | Inverter | No | - | 2650 | 0.53 | - | 230 | 1320 | Yes | 180 | 980 | - | 484.42 | 2854.05 | Yes | 150 | 1400 | - | 115 | 1020 | 2750 | 0.53 | 230 | 1370 | Yes | 160 | 1000 | Yes | 1100 | 3400 | No | - | - | No | - | - | - | - | - | No | - | - | No | - | - | No | - | - | 55.28 | 57.79 | 8.031 | 7.581 | 8.264 | 16.745 | 11.876 | 10.353 | 91 | 146 | 418 | 114 | 191 | 479 | 6.5 | 6 | 6.5 | 4.927 | 5.353 | 5.912 | 5.209 | 5.598 | 5.92 | 731 | 281 | 41 | 234 | 125 | 26 | 3 | 3.5 | 4 | No | - | - | - | - | N/A | N/A | N/A | 0.773 | 4.9755 | 5.1632
[SEER Non Multi-Split <=65kW] GEMS (Air Conditioners up to 65kW) Determination 2019 | MEPS 2019 | AS/NZS 3823.1.1:2012 | 38QHG035N8/42QHG035N8 |  | N/A | Carrier | N/A | Non Ducted | Single Split System | Wall Hung | Air | Air | China | 0.79 | N/A | 3.5 | N/A | N/A | N/A | N/A | N/A | 0.83 | 3.75 | Calorimeter Room | 4.3932 | 4.4562 | N/A | - | N/A | N/A | N/A | N/A | N/A | N/A | N/A | N/A | N/A | N/A | N/A | N/A | N/A | N/A | N/A | N/A | N/A | Single | R32 | Australia,Fiji,New Zealand | 132272 | 2025-09-07 |  | Approved | Reverse Cycle | N/A | Yes | Class 8 | Yes | N/A | N/A | N/A | N/A | N/A | N/A | N/A | Available | N/A | N/A | http://www.midea.com.cn/ |  | N/A |  |  | AAC5263 | Yes | Variable output compressor | Inverter | No | - | 3500 | 0.79 | - | 330 | 1750 | Yes | 185 | 980 | - | 722.06 | 3769.5 | Yes | 255 | 1900 | - | 115 | 1020 | 3750 | 0.83 | 330 | 1850 | Yes | 165 | 1050 | Yes | 1100 | 3500 | No | - | - | No | - | - | - | - | - | No | - | - | No | - | - | No | - | - | 56.41 | 58.53 | 6.981 | 6.689 | 6.976 | 15.021 | 10.626 | 8.36 | 139 | 219 | 656 | 169 | 282 | 784 | 5 | 5 | 5 | 4.319 | 4.976 | 5.889 | 4.831 | 5.487 | 5.996 | 1136 | 411 | 55 | 344 | 173 | 34 | 2.5 | 3 | 4 | No | - | - | - | - | N/A | N/A | N/A | 0.768 | 4.4159 | 4.504
[SEER Non Multi-Split <=65kW] GEMS (Air Conditioners up to 65kW) Determination 2019 | MEPS 2019 | AS/NZS 3823.1.1:2012 | 38QHG035N8/42QHG035N8-1 |  | N/A | Carrier | N/A | Non Ducted | Single Split System | Wall Hung | Air | Air | China | 0.79 | N/A | 3.5 | N/A | N/A | N/A | N/A | N/A | 0.83 | 3.75 | Calorimeter Room | 4.3932 | 4.4562 | N/A | - | N/A | N/A | N/A | N/A | N/A | N/A | N/A | N/A | N/A | N/A | N/A | N/A | N/A | N/A | N/A | N/A | N/A | Single | R32 | Australia,Fiji,New Zealand | 149745 | 2027-09-12 |  | Approved | Reverse Cycle | N/A | Yes | Class 8 | Yes | N/A | N/A | N/A | N/A | N/A | N/A | N/A | Available | N/A | N/A | http://www.midea.com.cn/ |  | N/A |  |  | AAC6990 | Yes | Variable output compressor | Inverter | No | - | 3500 | 0.79 | - | 330 | 1750 | Yes | 185 | 980 | - | 722.06 | 3769.5 | Yes | 255 | 1900 | - | 115 | 1020 | 3750 | 0.83 | 330 | 1850 | Yes | 165 | 1050 | Yes | 1100 | 3500 | No | - | - | No | - | - | - | - | - | No | - | - | No | - | - | No | - | - | 56.41 | 58.53 | 6.981 | 6.689 | 6.976 | 15.021 | 10.626 | 8.36 | 139 | 219 | 656 | 169 | 282 | 784 | 5 | 5 | 5 | 4.319 | 4.976 | 5.889 | 4.831 | 5.487 | 5.996 | 1136 | 411 | 55 | 344 | 173 | 34 | 2.5 | 3 | 4 | No | - | - | - | - | N/A | N/A | N/A | 0.768 | 4.4159 | 4.504
[SEER Non Multi-Split <=65kW] GEMS (Air Conditioners up to 65kW) Determination 2019 | MEPS 2019 | AS/NZS 3823.1.1:2012 | 38QHG050N8/42QHG050N8 |  | N/A | Carrier | N/A | Non Ducted | Single Split System | Wall Hung | Air | Air | China | 1.36 | N/A | 5 | N/A | N/A | N/A | N/A | N/A | 1.46 | 5.35 | Calorimeter Room | 3.9432 | 4.1211 | N/A | - | N/A | N/A | N/A | N/A | N/A | N/A | N/A | N/A | N/A | N/A | N/A | N/A | N/A | N/A | N/A | N/A | N/A | Single | R32 | Australia,Fiji,New Zealand | 132276 | 2025-09-08 |  | Approved | Reverse Cycle | N/A | Yes | Class 9 | Yes | N/A | N/A | N/A | N/A | N/A | N/A | N/A | Available | N/A | N/A | http://www.midea.com.cn/ |  | N/A |  |  | AAC5268 | Yes | Variable output compressor | Inverter | No | - | 5000 | 1.36 | - | 510 | 2500 | Yes | 480 | 2320 | - | 1243.04 | 5385 | Yes | 390 | 2640 | - | 320 | 2300 | 5350 | 1.46 | 540 | 2650 | Yes | 460 | 2400 | Yes | 1700 | 4800 | No | - | - | No | - | - | - | - | - | No | - | - | - | - | - | No | - | - | 57.83 | 65.82 | 5.999 | 5.64 | 5.904 | 10.419 | 8.129 | 6.899 | 233 | 373 | 1109 | 350 | 529 | 1360 | 4 | 4 | 4 | 3.639 | 4.141 | 4.79 | 3.976 | 4.434 | 4.818 | 1921 | 703 | 95 | 594 | 303 | 59 | 2 | 2.5 | 3 | No | - | - | - | - | N/A | N/A | N/A | 0.521 | 3.6717 | 3.66
[SEER Non Multi-Split <=65kW] GEMS (Air Conditioners up to 65kW) Determination 2019 | MEPS 2019 | AS/NZS 3823.1.1:2012 | 38QHG050N8/42QHG050N8-1 |  | N/A | Carrier | N/A | Non Ducted | Single Split System | Wall Hung | Air | Air | China | 1.36 | N/A | 5 | N/A | N/A | N/A | N/A | N/A | 1.46 | 5.35 | Calorimeter Room | 3.9432 | 4.1211 | N/A | - | N/A | N/A | N/A | N/A | N/A | N/A | N/A | N/A | N/A | N/A | N/A | N/A | N/A | N/A | N/A | N/A | N/A | Single | R32 | Australia,Fiji,New Zealand | 149795 | 2027-09-12 |  | Approved | Reverse Cycle | N/A | Yes | Class 9 | Yes | N/A | N/A | N/A | N/A | N/A | N/A | N/A | Available | N/A | N/A | http://www.midea.com.cn/ |  | N/A |  |  | AAC6991 | Yes | Variable output compressor | Inverter | No | - | 5000 | 1.36 | - | 510 | 2500 | Yes | 480 | 2320 | - | 1243.04 | 5385 | Yes | 390 | 2640 | - | 320 | 2300 | 5350 | 1.46 | 540 | 2650 | Yes | 460 | 2400 | Yes | 1700 | 4800 | No | - | - | No | - | - | - | - | - | No | - | - | No | - | - | No | - | - | 57.83 | 65.82 | 5.999 | 5.64 | 5.904 | 10.419 | 8.129 | 6.899 | 233 | 373 | 1109 | 350 | 529 | 1360 | 4 | 4 | 4 | 3.639 | 4.141 | 4.79 | 3.976 | 4.434 | 4.818 | 1921 | 703 | 95 | 594 | 303 | 59 | 2 | 2.5 | 3 | No | - | - | - | - | N/A | N/A | N/A | 0.521 | 3.6717 | 3.66
[SEER Non Multi-Split <=65kW] GEMS (Air Conditioners up to 65kW) Determination 2019 | MEPS 2019 | AS/NZS 3823.1.1:2012 | 38QHG060N8/42QHG060N8 |  | N/A | Carrier | N/A | Non Ducted | Single Split System | Wall Hung | Air | Air | China | 1.77 | N/A | 6 | N/A | N/A | N/A | N/A | N/A | 1.82 | 6.2 | Calorimeter Room | 3.3615 | 3.6939 | N/A | - | N/A | N/A | N/A | N/A | N/A | N/A | N/A | N/A | N/A | N/A | N/A | N/A | N/A | N/A | N/A | N/A | N/A | Single | R32 | Australia,Fiji,New Zealand | 132291 | 2025-09-07 |  | Approved | Reverse Cycle | N/A | Yes | Class 9 | Yes | N/A | N/A | N/A | N/A | N/A | N/A | N/A | Available | N/A | N/A | http://www.midea.com.cn/ |  | N/A |  |  | AAC5261 | Yes | Variable output compressor | Inverter | No | - | 6000 | 1.77 | - | 650 | 3000 | Yes | 580 | 2760 | - | 1617.78 | 6462 | Yes | 490 | 3290 | - | 330 | 2300 | 6200 | 1.82 | 615 | 3050 | Yes | 460 | 2400 | Yes | 1700 | 4800 | No | - | - | No | - | - | - | - | - | No | - | - | No | - | - | No | - | - | 59.81 | 65.24 | 5.998 | 5.584 | 5.854 | -233.508 | 10.382 | 7.75 | 280 | 452 | 1342 | -20 | 497 | 1452 | 4 | 4 | 4 | 3.392 | 3.994 | 4.848 | 3.685 | 4.382 | 4.887 | 2388 | 844 | 109 | 743 | 355 | 68 | 1.5 | 2 | 3 | No | - | - | - | - | N/A | N/A | N/A | 0.521 | 3.3865 | 3.4033
[SEER Non Multi-Split <=65kW] GEMS (Air Conditioners up to 65kW) Determination 2019 | MEPS 2019 | AS/NZS 3823.1.1:2012 | 38QHG060N8/42QHG060N8-1 |  | N/A | Carrier | N/A | Non Ducted | Single Split System | Wall Hung | Air | Air | China | 1.77 | N/A | 6 | N/A | N/A | N/A | N/A | N/A | 1.82 | 6.2 | Calorimeter Room | 3.3615 | 3.6939 | N/A | - | N/A | N/A | N/A | N/A | N/A | N/A | N/A | N/A | N/A | N/A | N/A | N/A | N/A | N/A | N/A | N/A | N/A | Single | R32 | Australia,Fiji,New Zealand | 149798 | 2027-09-08 |  | Approved | Reverse Cycle | N/A | Yes | Class 9 | Yes | N/A | N/A | N/A | N/A | N/A | N/A | N/A | Available | N/A | N/A | http://www.midea.com.cn/ |  | N/A |  |  | AAC6967 | Yes | Variable output compressor | Inverter | No | - | 6000 | 1.77 | - | 650 | 3000 | Yes | 580 | 2760 | - | 1617.78 | 6462 | Yes | 490 | 3290 | - | 330 | 2300 | 6200 | 1.82 | 615 | 3050 | Yes | 460 | 2400 | Yes | 1700 | 4800 | No | - | - | No | - | - | - | - | - | No | - | - | No | - | - | No | - | - | 59.81 | 65.24 | 5.998 | 5.584 | 5.854 | -233.508 | 10.382 | 7.75 | 280 | 452 | 1342 | -20 | 497 | 1452 | 4 | 4 | 4 | 3.392 | 3.994 | 4.848 | 3.685 | 4.382 | 4.887 | 2388 | 844 | 109 | 743 | 355 | 68 | 1.5 | 2 | 3 | No | - | - | - | - | N/A | N/A | N/A | 0.521 | 3.3865 | 3.4033
[SEER Non Multi-Split <=65kW] GEMS (Air Conditioners up to 65kW) Determination 2019 | MEPS 2019 | AS/NZS 3823.1.1:2012 | 38QHG070N8/42QHG070N8 |  | N/A | Carrier | N/A | Non Ducted | Single Split System | Wall Hung | Air | Air | China | 2.01 | N/A | 7 | N/A | N/A | N/A | N/A | N/A | 2.04 | 7.6 | Calorimeter Room | 3.5625 | 3.7917 | N/A | - | N/A | N/A | N/A | N/A | N/A | N/A | N/A | N/A | N/A | N/A | N/A | N/A | N/A | N/A | N/A | N/A | N/A | Single | R32 | Australia,Fiji,New Zealand | 132295 | 2025-09-08 |  | Approved | Reverse Cycle | N/A | Yes | Class 9 | Yes | N/A | N/A | N/A | N/A | N/A | N/A | N/A | Available | N/A | N/A | http://www.midea.com.cn/ |  | N/A |  |  | AAC5267 | Yes | Variable output compressor | Inverter | No | - | 7000 | 2.01 | - | 760 | 3500 | Yes | 700 | 3270 | - | 1837.14 | 7539 | Yes | 620 | 3780 | - | 500 | 3210 | 7600 | 2.04 | 770 | 3700 | Yes | 420 | 2080 | Yes | 2800 | 6300 | No | - | - | No | - | - | - | - | - | No | - | - | No | - | - | No | - | - | 64.77 | 67.49 | 5.414 | 5.115 | 5.334 | 8.235 | 6.85 | 6.042 | 362 | 576 | 1718 | 621 | 879 | 2174 | 3.5 | 3.5 | 3.5 | 3.331 | 3.989 | 4.767 | 3.753 | 4.343 | 4.798 | 2981 | 1036 | 135 | 894 | 439 | 84 | 1.5 | 2 | 3 | No | - | - | - | - | N/A | N/A | N/A | 0.603 | 3.4791 | 3.7218
[SEER Non Multi-Split <=65kW] GEMS (Air Conditioners up to 65kW) Determination 2019 | MEPS 2019 | AS/NZS 3823.1.1:2012 | 38QHG070N8-1/42QHG070N8-1 |  | N/A | Carrier | N/A | Non Ducted | Single Split System | Wall Hung | Air | Air | China | 2 | N/A | 7 | N/A | N/A | N/A | N/A | N/A | 2.07 | 7.6 | Calorimeter Room | 3.5353 | 3.7408 | N/A | - | N/A | N/A | N/A | N/A | N/A | N/A | N/A | N/A | N/A | N/A | N/A | N/A | N/A | N/A | N/A | N/A | N/A | Single | R32 | Australia,Fiji,New Zealand | 149800 | 2027-09-12 |  | Approved | Reverse Cycle | N/A | Yes | Class 9 | Yes | N/A | N/A | N/A | N/A | N/A | N/A | N/A | Available | N/A | N/A | http://www.midea.com.cn/ |  | N/A |  |  | AAC6988 | Yes | Variable output compressor | Inverter | No | - | 7000 | 2 | - | 707 | 3458 | Yes | 631 | 2998 | - | 1828 | 7539 | Yes | 618 | 3862 | - | 488 | 3260 | 7600 | 2.07 | 754 | 3793 | Yes | 469 | 2389 | Yes | 2979 | 7782 | No | - | - | No | - | - | - | - | - | No | - | - | No | - | - | No | - | - | 62.2 | 65 | 5.471 | 5.162 | 5.389 | 7.789 | 6.732 | 6.023 | 357 | 570 | 1700 | 655 | 894 | 2180 | 3.5 | 3.5 | 3.5 | 3.754 | 4.221 | 4.899 | 4.096 | 4.519 | 4.907 | 2646 | 980 | 133 | 820 | 423 | 83 | 2 | 2.5 | 3 | No | - | - | - | - | N/A | N/A | N/A | 1 | 3.4969 | 3.6655
[SEER Non Multi-Split <=65kW] GEMS (Air Conditioners up to 65kW) Determination 2019 | MEPS 2019 | AS/NZS 3823.1.1:2012 | 38QHG080N8/42QHG080N8 |  | N/A | Carrier | N/A | Non Ducted | Single Split System | Wall Hung | Air | Air | China | 2.35 | N/A | 8 | N/A | N/A | N/A | N/A | N/A | 2.44 | 8.3 | Calorimeter Room | 3.2862 | 3.5999 | N/A | - | N/A | N/A | N/A | N/A | N/A | N/A | N/A | N/A | N/A | N/A | N/A | N/A | N/A | N/A | N/A | N/A | N/A | Single | R32 | Australia,Fiji,New Zealand | 132300 | 2025-09-08 |  | Approved | Reverse Cycle | N/A | Yes | Class 9 | Yes | N/A | N/A | N/A | N/A | N/A | N/A | N/A | Available | N/A | N/A | http://www.midea.com.cn/ |  | N/A |  |  | AAC5269 | Yes | Variable output compressor | Inverter | No | - | 8000 | 2.35 | - | 910 | 4000 | Yes | 790 | 3600 | - | 2147.9 | 8616 | Yes | 695 | 4000 | - | 505 | 3200 | 8300 | 2.44 | 820 | 4100 | Yes | 420 | 2100 | Yes | 2800 | 6300 | No | - | - | No | - | - | - | - | - | No | - | - | No | - | - | No | - | - | 64.77 | 67.49 | 5.26 | 4.999 | 5.163 | 9.607 | 7.218 | 5.98 | 426 | 674 | 2029 | 608 | 954 | 2510 | 3.5 | 3 | 3.5 | 3.148 | 3.842 | 4.873 | 3.525 | 4.311 | 4.905 | 3445 | 1175 | 144 | 1039 | 483 | 90 | 1.5 | 2 | 3 | No | - | - | - | - | N/A | N/A | N/A | 0.603 | 3.4013 | 3.3988
[SEER Non Multi-Split <=65kW] GEMS (Air Conditioners up to 65kW) Determination 2019 | MEPS 2019 | AS/NZS 3823.1.1:2012 | 38QHG080N8-1/42QHG080N8-1 |  | N/A | Carrier | N/A | Non Ducted | Single Split System | Wall Hung | Air | Air | China | 2.35 | N/A | 8 | N/A | N/A | N/A | N/A | N/A | 2.3 | 8.2 | Calorimeter Room | 3.3973 | 3.6166 | N/A | - | N/A | N/A | N/A | N/A | N/A | N/A | N/A | N/A | N/A | N/A | N/A | N/A | N/A | N/A | N/A | N/A | N/A | Single | R32 | Australia,Fiji,New Zealand | 150045 | 2027-09-20 |  | Approved | Reverse Cycle | N/A | Yes | Class 9 | Yes | N/A | N/A | N/A | N/A | N/A | N/A | N/A | Available | N/A | N/A | http://www.midea.com.cn/ |  | N/A |  |  | AAC7018 | Yes | Variable output compressor | Inverter | No | - | 8000 | 2.35 | - | 770 | 3790 | Yes | 664 | 3170 | - | 2147.9 | 8616 | Yes | 700 | 4160 | - | 490 | 3250 | 8200 | 2.3 | 808.4 | 4026.8 | Yes | 468.9 | 2388.9 | Yes | 2979 | 7782 | No | - | - | No | - | - | - | - | - | No | - | - | No | - | - | No | - | - | 64.6 | 66.5 | 5.27 | 4.998 | 5.154 | 7.676 | 6.599 | 5.705 | 424 | 673 | 2032 | 760 | 1043 | 2631 | 3.5 | 3 | 3.5 | 3.636 | 4.149 | 4.89 | 4.021 | 4.494 | 4.918 | 2947 | 1076 | 143 | 901 | 459 | 90 | 2 | 2.5 | 3 | No | - | - | - | - | N/A | N/A | N/A | 1 | 3.3994 | 3.56
[SEER Non Multi-Split <=65kW] GEMS (Air Conditioners up to 65kW) Determination 2019 | MEPS 2019 | AS/NZS 3823.1.1:2012 | 38QRG020N8/42QRG020N8 |  | N/A | Carrier | N/A | Non Ducted | Single Split System | Wall Hung | Air | Air | China | 0.45 | N/A | 2 | N/A | N/A | N/A | N/A | N/A | 0.46 | 2.2 | Calorimeter Room | 4.6975 | 4.8242 | N/A | - | N/A | N/A | N/A | N/A | N/A | N/A | N/A | N/A | N/A | N/A | N/A | N/A | N/A | N/A | N/A | N/A | N/A | Single | R32 | Australia,Fiji,New Zealand | 159335 | 2029-01-23 |  | Approved | Reverse Cycle | N/A | Yes | Class 8 | Yes | N/A | N/A | N/A | N/A | N/A | N/A | N/A | Available | N/A | N/A | http://www.midea.com.cn/ |  | N/A |  |  | AAC8014 | Yes | Variable output compressor | Inverter | No | - | 2000 | 0.45 | - | 200 | 1000 | Yes | 165 | 720 | - | 411.3 | 2154 | Yes | 145 | 1150 | - | 110 | 950 | 2200 | 0.46 | 200 | 1100 | Yes | 155 | 800 | Yes | 1100 | 2800 | No | - | - | No | - | - | - | - | - | No | - | - | No | - | - | No | - | - | 53 | 54.2 | 6.962 | 6.657 | 7.213 | 13.235 | 10.274 | 8.742 | 79 | 125 | 361 | 109 | 166 | 428 | 5 | 5 | 5.5 | 4.398 | 4.762 | 5.048 | 4.521 | 4.802 | 4.988 | 655 | 253 | 39 | 216 | 116 | 25 | 2.5 | 3 | 3.5 | - | - | - | - | - | N/A | N/A | N/A | 0.85 | 4.4162 | 4.7529
[SEER Non Multi-Split <=65kW] GEMS (Air Conditioners up to 65kW) Determination 2019 | MEPS 2019 | AS/NZS 3823.1.1:2012 | 38QRG026N8/42QRG026N8 |  | N/A | Carrier | N/A | Non Ducted | Single Split System | Wall Hung | Air | Air | China | 0.53 | N/A | 2.65 | N/A | N/A | N/A | N/A | N/A | 0.53 | 2.75 | Calorimeter Room | 5.0357 | 5.155 | N/A | - | N/A | N/A | N/A | N/A | N/A | N/A | N/A | N/A | N/A | N/A | N/A | N/A | N/A | N/A | N/A | N/A | N/A | Single | R32 | Australia,Fiji,New Zealand | 159342 | 2029-01-27 |  | Approved | Reverse Cycle | N/A | Yes | Class 8 | Yes | N/A | N/A | N/A | N/A | N/A | N/A | N/A | Available | N/A | N/A | http://www.midea.com.cn/ |  | N/A |  |  | AAC8021 | Yes | Variable output compressor | Inverter | No | - | 2650 | 0.53 | - | 230 | 1320 | Yes | 180 | 980 | - | 484.42 | 2854.05 | Yes | 150 | 1400 | - | 115 | 1020 | 2750 | 0.53 | 230 | 1370 | Yes | 160 | 1000 | Yes | 1100 | 3400 | No | - | - | No | - | - | - | - | - | No | - | - | No | - | - | No | - | - | 55.28 | 57.79 | 8.031 | 7.581 | 8.264 | 16.745 | 11.876 | 10.353 | 91 | 146 | 418 | 114 | 191 | 479 | 6.5 | 6 | 6.5 | 4.927 | 5.353 | 5.912 | 5.209 | 5.598 | 5.92 | 731 | 281 | 41 | 234 | 125 | 26 | 3 | 3.5 | 4 | No | - | - | - | - | N/A | N/A | N/A | 0.773 | 4.9755 | 5.1632
[SEER Non Multi-Split <=65kW] GEMS (Air Conditioners up to 65kW) Determination 2019 | MEPS 2019 | AS/NZS 3823.1.1:2012 | 38QRG035N8/42QRG035N8 |  | N/A | Carrier | N/A | Non Ducted | Single Split System | Wall Hung | Air | Air | China | 0.79 | N/A | 3.5 | N/A | N/A | N/A | N/A | N/A | 0.83 | 3.75 | Calorimeter Room | 4.3932 | 4.4562 | N/A | - | N/A | N/A | N/A | N/A | N/A | N/A | N/A | N/A | N/A | N/A | N/A | N/A | N/A | N/A | N/A | N/A | N/A | Single | R32 | Australia,Fiji,New Zealand | 159346 | 2029-01-27 |  | Approved | Reverse Cycle | N/A | Yes | Class 8 | Yes | N/A | N/A | N/A | N/A | N/A | N/A | N/A | Available | N/A | N/A | http://www.midea.com.cn/ |  | N/A |  |  | AAC8020 | Yes | Variable output compressor | Inverter | No | - | 3500 | 0.79 | - | 330 | 1750 | Yes | 185 | 980 | - | 722.06 | 3769.5 | Yes | 255 | 1900 | - | 115 | 1020 | 3750 | 0.83 | 330 | 1850 | Yes | 165 | 1050 | Yes | 1100 | 3500 | No | - | - | No | - | - | - | - | - | No | - | - | No | - | - | No | - | - | 56.41 | 58.53 | 6.981 | 6.689 | 6.976 | 15.021 | 10.626 | 8.36 | 139 | 219 | 656 | 169 | 282 | 784 | 5 | 5 | 5 | 4.319 | 4.976 | 5.889 | 4.831 | 5.487 | 5.996 | 1136 | 411 | 55 | 344 | 173 | 34 | 2.5 | 3 | 4 | No | - | - | - | - | N/A | N/A | N/A | 0.768 | 4.4159 | 4.504
[SEER Non Multi-Split <=65kW] GEMS (Air Conditioners up to 65kW) Determination 2019 | MEPS 2019 | AS/NZS 3823.1.1:2012 | 38QRG050N8/42QRG050N8 |  | N/A | Carrier | N/A | Non Ducted | Single Split System | Wall Hung | Air | Air | China | 1.36 | N/A | 5 | N/A | N/A | N/A | N/A | N/A | 1.46 | 5.35 | Calorimeter Room | 3.9432 | 4.1211 | N/A | - | N/A | N/A | N/A | N/A | N/A | N/A | N/A | N/A | N/A | N/A | N/A | N/A | N/A | N/A | N/A | N/A | N/A | Single | R32 | Australia,Fiji,New Zealand | 159364 | 2029-01-27 |  | Approved | Reverse Cycle | N/A | Yes | Class 9 | Yes | N/A | N/A | N/A | N/A | N/A | N/A | N/A | Available | N/A | N/A | http://www.midea.com.cn/ |  | N/A |  |  | AAC8019 | Yes | Variable output compressor | Inverter | No | - | 5000 | 1.36 | - | 510 | 2500 | Yes | 480 | 2320 | - | 1243.04 | 5385 | Yes | 390 | 2640 | - | 320 | 2300 | 5350 | 1.46 | 540 | 2650 | Yes | 460 | 2400 | Yes | 1700 | 4800 | No | - | - | No | - | - | - | - | - | No | - | - | No | - | - | No | - | - | 57.83 | 65.82 | 5.999 | 5.64 | 5.904 | 10.419 | 8.129 | 6.899 | 233 | 373 | 1109 | 350 | 529 | 1360 | 4 | 4 | 4 | 3.639 | 4.141 | 4.79 | 3.976 | 4.434 | 4.818 | 1921 | 703 | 95 | 594 | 303 | 59 | 2 | 2.5 | 3 | No | - | - | - | - | N/A | N/A | N/A | 0.521 | 3.6717 | 3.66
[SEER Non Multi-Split <=65kW] GEMS (Air Conditioners up to 65kW) Determination 2019 | MEPS 2019 | AS/NZS 3823.1.1:2012 | 38QRG060N8/42QRG060N8 |  | N/A | Carrier | N/A | Non Ducted | Single Split System | Wall Hung | Air | Air | China | 1.77 | N/A | 6 | N/A | N/A | N/A | N/A | N/A | 1.82 | 6.2 | Calorimeter Room | 3.3615 | 3.6939 | N/A | - | N/A | N/A | N/A | N/A | N/A | N/A | N/A | N/A | N/A | N/A | N/A | N/A | N/A | N/A | N/A | N/A | N/A | Single | R32 | Australia,Fiji,New Zealand | 159365 | 2029-01-23 |  | Approved | Reverse Cycle | N/A | Yes | Class 9 | Yes | N/A | N/A | N/A | N/A | N/A | N/A | N/A | Available | N/A | N/A | http://www.midea.com.cn/ |  | N/A |  |  | AAC8015 | Yes | Variable output compressor | Inverter | No | - | 6000 | 1.77 | - | 650 | 3000 | Yes | 580 | 2760 | - | 1617.78 | 6462 | Yes | 490 | 3290 | - | 330 | 2300 | 6200 | 1.82 | 615 | 3050 | Yes | 460 | 2400 | Yes | 1700 | 4800 | No | - | - | No | - | - | - | - | - | No | - | - | No | - | - | No | - | - | 59.81 | 65.24 | 5.998 | 5.584 | 5.854 | -233.508 | 10.382 | 7.75 | 280 | 452 | 1342 | -20 | 497 | 1452 | 4 | 4 | 4 | 3.392 | 3.994 | 4.848 | 3.685 | 4.382 | 4.887 | 2388 | 844 | 109 | 743 | 355 | 68 | 1.5 | 2 | 3 | No | - | - | - | - | N/A | N/A | N/A | 0.521 | 3.3865 | 3.4033
[SEER Non Multi-Split <=65kW] GEMS (Air Conditioners up to 65kW) Determination 2019 | MEPS 2019 | AS/NZS 3823.1.1:2012 | 38QRG070N8/42QRG070N8 |  | N/A | Carrier | N/A | Non Ducted | Single Split System | Wall Hung | Air | Air | China | 2 | N/A | 7 | N/A | N/A | N/A | N/A | N/A | 2.07 | 7.6 | Calorimeter Room | 3.5353 | 3.7408 | N/A | - | N/A | N/A | N/A | N/A | N/A | N/A | N/A | N/A | N/A | N/A | N/A | N/A | N/A | N/A | N/A | N/A | N/A | Single | R32 | Australia,Fiji,New Zealand | 159366 | 2029-01-27 |  | Approved | Reverse Cycle | N/A | Yes | Class 9 | Yes | N/A | N/A | N/A | N/A | N/A | N/A | N/A | Available | N/A | N/A | http://www.midea.com.cn/ |  | N/A |  |  | AAC8018 | Yes | Variable output compressor | Inverter | No | - | 7000 | 2 | - | 707 | 3458 | Yes | 631 | 2998 | - | 1828 | 7539 | Yes | 618 | 3862 | - | 488 | 3260 | 7600 | 2.07 | 754 | 3793 | Yes | 469 | 2389 | Yes | 2979 | 7782 | No | - | - | No | - | - | - | - | - | No | - | - | No | - | - | No | - | - | 62.2 | 65 | 5.471 | 5.162 | 5.389 | 7.789 | 6.732 | 6.023 | 357 | 570 | 1700 | 655 | 894 | 2180 | 3.5 | 3.5 | 3.5 | 3.754 | 4.221 | 4.899 | 4.096 | 4.519 | 4.907 | 2646 | 980 | 133 | 820 | 423 | 83 | 2 | 2.5 | 3 | No | - | - | - | - | N/A | N/A | N/A | 1 | 3.4941 | 3.6655
[SEER Non Multi-Split <=65kW] GEMS (Air Conditioners up to 65kW) Determination 2019 | MEPS 2019 | AS/NZS 3823.1.1:2012 | 38QRG080N8/42QRG080N8 |  | N/A | Carrier | N/A | Non Ducted | Single Split System | Wall Hung | Air | Air | China | 2.35 | N/A | 8 | N/A | N/A | N/A | N/A | N/A | 2.3 | 8.2 | Calorimeter Room | 3.3973 | 3.6166 | N/A | - | N/A | N/A | N/A | N/A | N/A | N/A | N/A | N/A | N/A | N/A | N/A | N/A | N/A | N/A | N/A | N/A | N/A | Single | R32 | Australia,Fiji,New Zealand | 159367 | 2029-01-23 |  | Approved | Reverse Cycle | N/A | Yes | Class 9 | Yes | N/A | N/A | N/A | N/A | N/A | N/A | N/A | Available | N/A | N/A | http://www.midea.com.cn/ |  | N/A |  |  | AAC8016 | Yes | Variable output compressor | Inverter | No | - | 8000 | 2.35 | - | 770 | 3790 | Yes | 664 | 3170 | - | 2147.9 | 8616 | Yes | 700 | 4160 | - | 490 | 3250 | 8200 | 2.3 | 808.4 | 4026.8 | Yes | 468.9 | 2388.9 | Yes | 2979 | 7782 | No | - | - | No | - | - | - | - | - | No | - | - | No | - | - | No | - | - | 64.6 | 66.5 | 5.27 | 4.998 | 5.154 | 7.676 | 6.599 | 5.705 | 424 | 673 | 2032 | 760 | 1043 | 2631 | 3.5 | 3 | 3.5 | 3.636 | 4.149 | 4.89 | 4.021 | 4.494 | 4.918 | 2947 | 1076 | 143 | 901 | 459 | 90 | 2 | 2.5 | 3 | No | - | - | - | - | N/A | N/A | N/A | 1 | 3.3994 | 3.56
[SEER Non Multi-Split <=65kW] GEMS (Air Conditioners up to 65kW) Determination 2019 | MEPS 2019 | AS/NZS 3823.1.2:2012 | 38QSH090D8S/42QSH090D8S |  | N/A | Carrier | N/A | Ducted | Single Split System | - | Air | Air | China | 2.55 | N/A | 8.6 | N/A | N/A | N/A | N/A | N/A | 2.32 | 9.14 | Enthalpy Test Room | 3.5852 | 4.3862 | N/A | - | N/A | N/A | N/A | N/A | N/A | N/A | N/A | N/A | N/A | N/A | N/A | N/A | N/A | N/A | N/A | N/A | N/A | Single | R32 | Australia,Fiji,New Zealand | 140200 | 2026-08-02 |  | Approved | Reverse Cycle | N/A | Yes | Class 10 | Yes | N/A | N/A | N/A | N/A | N/A | N/A | N/A | Available | N/A | N/A | http://www.midea.com.cn/ |  | N/A |  |  | AAC6191 | Yes | Variable output compressor | Inverter | No | - | 8600 | 2.55 | - | 1280 | 4000 | Yes | 650 | 2400 | - | 2330.7 | 9262.2 | Yes | 690 | 4200 | - | 380 | 2400 | 9140 | 2.32 | 1000 | 4680 | Yes | 450 | 2090 | Yes | 3700 | 8900 | No | - | - | No | - | - | - | - | - | No | - | - | No | - | - | No | - | - | - | 66.48 | 5.218 | 5.016 | 5.889 | 18.943 | 10.017 | 9.003 | 438 | 695 | 1886 | 309 | 717 | 1771 | 3.5 | 3.5 | 4 | 3.599 | 4.095 | 4.604 | 3.895 | 4.329 | 4.619 | 3341 | 1241 | 194 | 1058 | 552 | 126 | 2 | 2.5 | 3 | No | - | - | - | - | N/A | N/A | N/A | 11.1 | 3.3236 | 3.877
[SEER Non Multi-Split <=65kW] GEMS (Air Conditioners up to 65kW) Determination 2019 | MEPS 2019 | AS/NZS 3823.1.2:2012 | 38QSH105D8S/42QSH105D8S |  | N/A | Carrier | N/A | Ducted | Single Split System | - | Air | Air | China | 3.2 | N/A | 10.05 | N/A | N/A | N/A | N/A | N/A | 2.84 | 10.4 | Enthalpy Test Room | 3.2936 | 4.044 | N/A | - | N/A | N/A | N/A | N/A | N/A | N/A | N/A | N/A | N/A | N/A | N/A | N/A | N/A | N/A | N/A | N/A | N/A | Single | R32 | Australia,Fiji,New Zealand | 140201 | 2026-08-03 |  | Approved | Reverse Cycle | N/A | Yes | Class 11 | Yes | N/A | N/A | N/A | N/A | N/A | N/A | N/A | Available | N/A | N/A | http://www.midea.com.cn/ |  | N/A |  |  | AAC6195 | Yes | Variable output compressor | Inverter | No | - | 10050 | 3.2 | - | 1740 | 4650 | Yes | 650 | 2400 | - | 2924.8 | 10823.85 | Yes | 760 | 4900 | - | 380 | 2400 | 10400 | 2.84 | 1200 | 5300 | Yes | 450 | 2090 | Yes | 3700 | 8900 | No | - | - | No | - | - | - | - | - | No | - | - | No | - | - | No | - | - | - | 68.08 | 5.67 | 5.268 | 6.612 | 103.658 | 13.143 | 15.9 | 473 | 776 | 1964 | 48 | 636 | 1164 | 4 | 3.5 | 5 | 3.309 | 3.848 | 4.486 | 3.683 | 4.197 | 4.562 | 4128 | 1497 | 222 | 1268 | 643 | 142 | 1.5 | 2 | 2.5 | No | - | - | - | - | N/A | N/A | N/A | 11.1 | 3.1042 | 3.6142
[SEER Non Multi-Split <=65kW] GEMS (Air Conditioners up to 65kW) Determination 2019 | MEPS 2019 | AS/NZS 3823.1.2:2012 | 38QSH125D8S/42QSH125D8S |  | N/A | Carrier | N/A | Ducted | Single Split System | - | Air | Air | China | 3.72 | N/A | 12 | N/A | N/A | N/A | N/A | N/A | 3.12 | 12.25 | Enthalpy Test Room | 3.5194 | 4.3408 | N/A | - | N/A | N/A | N/A | N/A | N/A | N/A | N/A | N/A | N/A | N/A | N/A | N/A | N/A | N/A | N/A | N/A | N/A | Single | R32 | Australia,Fiji,New Zealand | 140202 | 2026-07-28 |  | Approved | Reverse Cycle | N/A | Yes | Class 11 | Yes | N/A | N/A | N/A | N/A | N/A | N/A | N/A | Available | N/A | N/A | http://www.midea.com.cn/ |  | N/A |  |  | AAC6187 | Yes | Variable output compressor | Inverter | No | - | 12000 | 3.72 | - | 1580 | 6000 | Yes | 960 | 4080 | - | 3400.08 | 12924 | Yes | 1000 | 6120 | - | 480 | 3160 | 12250 | 3.12 | 1380 | 6260 | Yes | 690 | 3330 | Yes | 5300 | 13400 | No | - | - | No | - | - | - | - | - | No | - | - | No | - | - | No | - | - | - | 69.72 | 5.592 | 5.363 | 5.992 | 5.664 | 12.203 | 6.634 | 579 | 917 | 2598 | 1528 | 825 | 3374 | 4 | 3.5 | 4 | 3.727 | 4.104 | 4.62 | 4.014 | 4.371 | 4.652 | 4316 | 1649 | 249 | 1368 | 724 | 160 | 2 | 2.5 | 3 | No | - | - | - | - | N/A | N/A | N/A | 10.7 | 3.1947 | 3.8813
[SEER Non Multi-Split <=65kW] GEMS (Air Conditioners up to 65kW) Determination 2019 | MEPS 2019 | AS/NZS 3823.1.2:2012 | 38QSH125D8S-1/42QSH125D8S-1 |  | N/A | Carrier | N/A | Ducted | Single Split System | - | Air | Air | China | 3.67 | N/A | 12.4 | N/A | N/A | N/A | N/A | N/A | 3.25 | 12.8 | Enthalpy Test Room | 3.4167 | 4.1618 | N/A | - | N/A | N/A | N/A | N/A | N/A | N/A | N/A | N/A | N/A | N/A | N/A | N/A | N/A | N/A | N/A | N/A | N/A | Single | R32 | Australia,Fiji,New Zealand | 147389 | 2027-06-02 |  | Approved | Reverse Cycle | N/A | Yes | Class 11 | Yes | N/A | N/A | N/A | N/A | N/A | N/A | N/A | Available | N/A | N/A | http://www.midea.com.cn/ |  | N/A |  |  | AAC6762 | Yes | Variable output compressor | Inverter | No | - | 12400 | 3.67 | - | 1550 | 6444 | Yes | 1314 | 5139 | - | 3354.38 | 13354.8 | Yes | 1000 | 6050 | - | 541 | 3698 | 12800 | 3.25 | 1336 | 6500 | Yes | 541 | 2809 | Yes | 5542 | 14718 | No | - | - | No | - | - | - | - | - | No | - | - | No | - | - | No | - | - | - | - | 5.659 | 5.391 | 6.404 | 5.823 | 2.519 | 6.444 | 597 | 950 | 2517 | 1541 | 4224 | 3596 | 4 | 3.5 | 4.5 | 3.927 | 4.32 | 4.965 | 4.288 | 4.696 | 5.053 | 4275 | 1631 | 237 | 1333 | 699 | 150 | 2 | 2.5 | 3 | No | - | - | - | - | N/A | N/A | N/A | 8.2 | 3.3534 | 3.9052
[SEER Non Multi-Split <=65kW] GEMS (Air Conditioners up to 65kW) Determination 2019 | MEPS 2019 | AS/NZS 3823.1.2:2012 | 38QSH140D8S/42QSH140D8S |  | N/A | Carrier | N/A | Ducted | Single Split System | - | Air | Air | China | 4.33 | N/A | 13.6 | N/A | N/A | N/A | N/A | N/A | 3.74 | 14 | Enthalpy Test Room | 3.3813 | 4.1383 | N/A | - | N/A | N/A | N/A | N/A | N/A | N/A | N/A | N/A | N/A | N/A | N/A | N/A | N/A | N/A | N/A | N/A | N/A | Single | R32 | Australia,Fiji,New Zealand | 140203 | 2026-08-03 |  | Approved | Reverse Cycle | N/A | Yes | Class 11 | Yes | N/A | N/A | N/A | N/A | N/A | N/A | N/A | Available | N/A | N/A | http://www.midea.com.cn/ |  | N/A |  |  | AAC6194 | Yes | Variable output compressor | Inverter | No | - | 13600 | 4.33 | - | 1950 | 6830 | Yes | 960 | 4080 | - | 3957.62 | 14647.2 | Yes | 1160 | 6760 | - | 480 | 3160 | 14000 | 3.74 | 1490 | 6780 | Yes | 550 | 2730 | Yes | 5300 | 12900 | No | - | - | No | - | - | - | - | - | No | - | - | No | - | - | No | - | - | - | 70.05 | 5.591 | 5.343 | 5.901 | 2.602 | 4.357 | 5.338 | 659 | 1047 | 2993 | 3802 | 2668 | 4761 | 4 | 3.5 | 4 | 3.482 | 4.01 | 4.686 | 3.885 | 4.423 | 4.804 | 5274 | 1924 | 277 | 1611 | 814 | 175 | 1.5 | 2.5 | 3 | No | - | - | - | - | N/A | N/A | N/A | 10.7 | 3.1149 | 3.7075
[SEER Non Multi-Split <=65kW] GEMS (Air Conditioners up to 65kW) Determination 2019 | MEPS 2019 | AS/NZS 3823.1.2:2012 | 38QSH140D8S-1/42QSH140D8S-1 |  | N/A | Carrier | N/A | Ducted | Single Split System | - | Air | Air | China | 4.15 | N/A | 13.6 | N/A | N/A | N/A | N/A | N/A | 3.71 | 14.3 | Enthalpy Test Room | 3.324 | 3.8683 | N/A | - | N/A | N/A | N/A | N/A | N/A | N/A | N/A | N/A | N/A | N/A | N/A | N/A | N/A | N/A | N/A | N/A | N/A | Single | R32 | Australia,Fiji,New Zealand | 147390 | 2027-05-31 |  | Approved | Reverse Cycle | N/A | Yes | Class 11 | Yes | N/A | N/A | N/A | N/A | N/A | N/A | N/A | Available | N/A | N/A | http://www.midea.com.cn/ |  | N/A |  |  | AAC6761 | Yes | Variable output compressor | Inverter | No | - | 13600 | 4.15 | - | 1733 | 6551 | Yes | 893 | 3211 | - | 3793.1 | 14647.2 | Yes | 1100 | 7320 | - | 531 | 3769 | 14300 | 3.71 | 1299 | 6490 | Yes | 562 | 2800 | Yes | 5061 | 14136 | No | - | - | No | - | - | - | - | - | No | - | - | No | - | - | No | - | - | - | - | 5.729 | 5.387 | 5.925 | 15.492 | 9.648 | 7.789 | 648 | 1044 | 2988 | 625 | 1197 | 3261 | 4 | 3.5 | 4 | 3.804 | 4.263 | 4.912 | 4.163 | 4.607 | 4.974 | 4927 | 1844 | 265 | 1532 | 794 | 168 | 2 | 2.5 | 3 | No | - | - | - | - | N/A | N/A | N/A | 8.2 | 3.2554 | 3.8259
[SEER Non Multi-Split <=65kW] GEMS (Air Conditioners up to 65kW) Determination 2019 | MEPS 2019 | AS/NZS 3823.1.2:2012 | 38QSH170D8S / 42QSH170D8S |  | N/A | Carrier | N/A | Ducted | Single Split System | - | Air | Air | China | 5.02 | N/A | 17 | N/A | N/A | N/A | N/A | N/A | 4.45 | 17 | Enthalpy Test Room | 3.4238 | 3.9192 | N/A | - | N/A | N/A | N/A | N/A | N/A | N/A | N/A | N/A | N/A | N/A | N/A | N/A | N/A | N/A | N/A | N/A | N/A | Single | R32 | Australia,Fiji,New Zealand | 160767 | 2029-04-15 |  | Approved | Reverse Cycle | N/A | Yes | Class 11 | Yes | N/A | N/A | N/A | N/A | N/A | N/A | N/A | Available | N/A | N/A | http://www.midea.com.cn/ |  | N/A |  |  | AAC8180 | Yes | Variable output compressor | Inverter | No | - | 17000 | 5.02 | - | 2200 | 8032 | Yes | 999 | 4492 | - | 4588.28 | 18309 | Yes | 1355 | 8123 | - | 645 | 4050 | 17000 | 4.45 | 1723 | 8673 | Yes | 777 | 4130 | Yes | 4950 | 14516 | No | - | - | No | - | - | - | - | - | No | - | - | No | - | - | No | - | - | - | - | 5.174 | 4.944 | 5.519 | 20.301 | 8.185 | 7.328 | 891 | 1414 | 4001 | 583 | 1760 | 4326 | 3.5 | 3 | 4 | 3.71 | 4.303 | 5.09 | 4.14 | 4.708 | 5.156 | 6016 | 2183 | 316 | 1840 | 933 | 202 | 2 | 2.5 | 3.5 | No | - | - | - | - | N/A | N/A | N/A | 14.3 | 3.3542 | 3.7792
[SEER Non Multi-Split <=65kW] GEMS (Air Conditioners up to 65kW) Determination 2019 | MEPS 2019 | AS/NZS 3823.1.2:2012 | 38QSH170D8S/42QSH170D8S |  | N/A | Carrier | N/A | Ducted | Single Split System | - | Air | Air | China | 5 | N/A | 16.2 | N/A | N/A | N/A | N/A | N/A | 4.45 | 17 | Enthalpy Test Room | 3.2966 | 3.9192 | N/A | - | N/A | N/A | N/A | N/A | N/A | N/A | N/A | N/A | N/A | N/A | N/A | N/A | N/A | N/A | N/A | N/A | N/A | Single | R32 | Australia,Fiji,New Zealand | 147658 | 2027-06-20 |  | Approved | Reverse Cycle | N/A | Yes | Class 11 | Yes | N/A | N/A | N/A | N/A | N/A | N/A | N/A | Unavailable | N/A | N/A | http://www.midea.com.cn/ |  | N/A |  |  | AAC6782 | Yes | Variable output compressor | Inverter | No | - | 16200 | 5 | - | 2717 | 8032 | Yes | 1111 | 4492 | - | 4570 | 17447.4 | Yes | 1355 | 8123 | - | 645 | 4050 | 17000 | 4.45 | 1723 | 8673 | Yes | 777 | 4130 | Yes | 4950 | 14516 | No | - | - | No | - | - | - | - | - | No | - | - | No | - | - | No | - | - | - | - | 5.371 | 5.085 | 5.955 | 3.596 | 12.313 | 10.992 | 815 | 1308 | 3529 | 3266 | 1104 | 2738 | 3.5 | 3.5 | 4 | 3.71 | 4.303 | 5.09 | 4.14 | 4.708 | 5.156 | 6016 | 2183 | 316 | 1840 | 933 | 202 | 2 | 2.5 | 3.5 | No | - | - | - | - | N/A | N/A | N/A | 14.3 | 3.209 | 3.7792
[SEER Non Multi-Split <=65kW] GEMS (Air Conditioners up to 65kW) Determination 2019 | MEPS 2019 | AS/NZS 3823.1.2:2012 | 38QSM053D8S/42QSM053D8S |  | N/A | Carrier | N/A | Ducted | Single Split System | - | Air | Air | China | 1.55 | N/A | 5.28 | N/A | N/A | N/A | N/A | N/A | 1.49 | 5.65 | Enthalpy Test Room | 3.5045 | 3.9843 | N/A | - | N/A | N/A | N/A | N/A | N/A | N/A | N/A | N/A | N/A | N/A | N/A | N/A | N/A | N/A | N/A | N/A | N/A | Single | R32 | Australia,Fiji,New Zealand | 143410 | 2026-12-05 |  | Approved | Reverse Cycle | N/A | No | Class 10 | No | N/A | N/A | N/A | N/A | N/A | N/A | N/A | Available | N/A | N/A | http://www.midea.com.cn/ |  | N/A |  |  | AAC6382 | Yes | Variable output compressor | Inverter | No | - | 5280 | 1.55 | - | 790 | 2800 | Yes | 530 | 1890 | - | 1416.7 | 5686.56 | Yes | 430 | 2660 | - | 240 | 1650 | 5650 | 1.49 | 590 | 2750 | Yes | 300 | 1280 | Yes | 1620 | 5050 | No | - | - | No | - | - | - | - | - | No | - | - | No | - | - | No | - | - | - | 60.71 | 5.119 | 5.073 | 6.152 | -6.798 | 7.742 | 9.003 | 264 | 409 | 1096 | -592 | 564 | 1078 | 3.5 | 3.5 | 4.5 | 3.601 | 3.991 | 4.393 | 3.811 | 4.123 | 4.359 | 2074 | 799 | 136 | 677 | 367 | 91 | 2 | 2 | 2.5 | No | - | - | - | - | N/A | N/A | N/A | 11.39 | 3.3239 | 3.6964
[SEER Non Multi-Split <=65kW] GEMS (Air Conditioners up to 65kW) Determination 2019 | MEPS 2019 | AS/NZS 3823.1.2:2012 | 38QSM060D8S/42QSM060D8S |  | N/A | Carrier | N/A | Ducted | Single Split System | - | Air | Air | China | 1.74 | N/A | 5.83 | N/A | N/A | N/A | N/A | N/A | 1.61 | 6.47 | Enthalpy Test Room | 3.7975 | 4.5559 | N/A | - | N/A | N/A | N/A | N/A | N/A | N/A | N/A | N/A | N/A | N/A | N/A | N/A | N/A | N/A | N/A | N/A | N/A | Single | R32 | Australia,Fiji,New Zealand | 140184 | 2026-07-28 |  | Approved | Reverse Cycle | N/A | Yes | Class 10 | Yes | N/A | N/A | N/A | N/A | N/A | N/A | N/A | Available | N/A | N/A | http://www.midea.com.cn/ |  | N/A |  |  | AAC6186 | Yes | Variable output compressor | Inverter | No | - | 5830 | 1.74 | - | 780 | 3200 | Yes | 580 | 2650 | - | 1590.36 | 6278.91 | Yes | 520 | 3000 | - | 290 | 2080 | 6470 | 1.61 | 680 | 3190 | Yes | 380 | 1760 | Yes | 2830 | 7470 | No | - | - | No | - | - | - | - | - | No | - | - | No | - | - | No | - | - | - | 65.97 | 5.251 | 5.099 | 5.472 | 7.746 | 31.809 | 3.653 | 301 | 470 | 1384 | 540 | 148 | 2986 | 3.5 | 3.5 | 3.5 | 3.83 | 4.153 | 4.567 | 4.041 | 4.322 | 4.555 | 2217 | 859 | 131 | 716 | 385 | 85 | 2 | 2.5 | 3 | No | - | - | - | - | N/A | N/A | N/A | 5 | 3.3183 | 3.9769
[SEER Non Multi-Split <=65kW] GEMS (Air Conditioners up to 65kW) Determination 2019 | MEPS 2019 | AS/NZS 3823.1.2:2012 | 38QSM070D8S/42QSM070D8S |  | N/A | Carrier | N/A | Ducted | Single Split System | - | Air | Air | China | 2.2 | N/A | 7.08 | N/A | N/A | N/A | N/A | N/A | 1.83 | 7.08 | Enthalpy Test Room | 3.4868 | 4.398 | N/A | - | N/A | N/A | N/A | N/A | N/A | N/A | N/A | N/A | N/A | N/A | N/A | N/A | N/A | N/A | N/A | N/A | N/A | Single | R32 | Australia,Fiji,New Zealand | 140185 | 2026-08-03 |  | Approved | Reverse Cycle | N/A | Yes | Class 10 | Yes | N/A | N/A | N/A | N/A | N/A | N/A | N/A | Available | N/A | N/A | http://www.midea.com.cn/ |  | N/A |  |  | AAC6197 | Yes | Variable output compressor | Inverter | No | - | 7080 | 2.2 | - | 1170 | 3650 | Yes | 580 | 2650 | - | 2010.8 | 7625.16 | Yes | 630 | 3460 | - | 290 | 2080 | 7080 | 1.83 | 730 | 3520 | Yes | 380 | 1760 | Yes | 2830 | 7470 | No | - | - | No | - | - | - | - | - | No | - | - | No | - | - | No | - | - | - | 66.33 | 5.425 | 5.191 | 5.813 | 11.102 | 8.791 | 8.914 | 355 | 563 | 1584 | 456 | 684 | 1481 | 3.5 | 3.5 | 4 | 3.754 | 4.149 | 4.635 | 4.005 | 4.343 | 4.62 | 2474 | 940 | 141 | 790 | 418 | 91 | 2 | 2.5 | 3 | No | - | - | - | - | N/A | N/A | N/A | 5 | 3.1936 | 3.8335
[SEER Non Multi-Split <=65kW] GEMS (Air Conditioners up to 65kW) Determination 2019 | MEPS 2019 | AS/NZS 3823.1.2:2012 | 38QSM080D8S/42QSM080D8S |  | N/A | Carrier | N/A | Ducted | Single Split System | - | Air | Air | China | 2.5 | N/A | 7.85 | N/A | N/A | N/A | N/A | N/A | 2.3 | 8.25 | Enthalpy Test Room | 3.3128 | 4.0775 | N/A | - | N/A | N/A | N/A | N/A | N/A | N/A | N/A | N/A | N/A | N/A | N/A | N/A | N/A | N/A | N/A | N/A | N/A | Single | R32 | Australia,Fiji,New Zealand | 140186 | 2026-07-28 |  | Approved | Reverse Cycle | N/A | Yes | Class 10 | Yes | N/A | N/A | N/A | N/A | N/A | N/A | N/A | Available | N/A | N/A | http://www.midea.com.cn/ |  | N/A |  |  | AAC6188 | Yes | Variable output compressor | Inverter | No | - | 7850 | 2.5 | - | 1320 | 4020 | Yes | 580 | 2650 | - | 2285 | 8454.45 | Yes | 750 | 4000 | - | 290 | 2080 | 8250 | 2.3 | 880 | 4200 | Yes | 380 | 1760 | Yes | 2830 | 7480 | No | - | - | No | - | - | - | - | - | No | - | - | No | - | - | No | - | - | - | 66.94 | 5.367 | 5.168 | 5.703 | 2.382 | 3.891 | 5.991 | 400 | 628 | 1791 | 2401 | 1728 | 2450 | 3.5 | 3.5 | 4 | 3.521 | 4.016 | 4.631 | 3.856 | 4.301 | 4.656 | 3071 | 1129 | 162 | 954 | 490 | 103 | 2 | 2.5 | 3 | No | - | - | - | - | N/A | N/A | N/A | 5 | 3.1189 | 3.5608
[SEER Non Multi-Split <=65kW] GEMS (Air Conditioners up to 65kW) Determination 2019 | MEPS 2019 | AS/NZS 3823.1.2:2012 | 38QSM090D8S/42QSM090D8S |  | N/A | Carrier | N/A | Ducted | Single Split System | - | Air | Air | China | 2.65 | N/A | 8.7 | N/A | N/A | N/A | N/A | N/A | 2.32 | 9.28 | Enthalpy Test Room | 3.5861 | 4.4542 | N/A | - | N/A | N/A | N/A | N/A | N/A | N/A | N/A | N/A | N/A | N/A | N/A | N/A | N/A | N/A | N/A | N/A | N/A | Single | R32 | Australia,Fiji,New Zealand | 140187 | 2026-08-06 |  | Approved | Reverse Cycle | N/A | Yes | Class 10 | Yes | N/A | N/A | N/A | N/A | N/A | N/A | N/A | Available | N/A | N/A | http://www.midea.com.cn/ |  | N/A |  |  | AAC6199 | Yes | Variable output compressor | Inverter | No | - | 8700 | 2.65 | - | 1260 | 4400 | Yes | 770 | 2950 | - | 2422.1 | 9369.9 | Yes | 780 | 4600 | - | 390 | 2520 | 9280 | 2.32 | 970 | 4660 | Yes | 500 | 2430 | Yes | 3660 | 9700 | No | - | - | No | - | - | - | - | - | No | - | - | No | - | - | No | - | - | - | 66.47 | 5.151 | 5.025 | 5.703 | 0.896 | 4.053 | 7.247 | 449 | 701 | 1971 | 7079 | 1826 | 2231 | 3.5 | 3.5 | 4 | 3.812 | 4.23 | 4.749 | 4.094 | 4.47 | 4.759 | 3204 | 1222 | 193 | 1023 | 544 | 126 | 2 | 2.5 | 3 | No | - | - | - | - | N/A | N/A | N/A | 11.5 | 3.2356 | 3.9341
[SEER Non Multi-Split <=65kW] GEMS (Air Conditioners up to 65kW) Determination 2019 | MEPS 2019 | AS/NZS 3823.1.2:2012 | 38QSM105D8S/42QSM105D8S |  | N/A | Carrier | N/A | Ducted | Single Split System | - | Air | Air | China | 3.23 | N/A | 10.15 | N/A | N/A | N/A | N/A | N/A | 2.87 | 10.87 | Enthalpy Test Room | 3.3136 | 4.1842 | N/A | - | N/A | N/A | N/A | N/A | N/A | N/A | N/A | N/A | N/A | N/A | N/A | N/A | N/A | N/A | N/A | N/A | N/A | Single | R32 | Australia,Fiji,New Zealand | 140189 | 2026-08-03 |  | Approved | Reverse Cycle | N/A | Yes | Class 11 | Yes | N/A | N/A | N/A | N/A | N/A | N/A | N/A | Available | N/A | N/A | http://www.midea.com.cn/ |  | N/A |  |  | AAC6196 | Yes | Variable output compressor | Inverter | No | - | 10150 | 3.23 | - | 1940 | 5280 | Yes | 770 | 2950 | - | 2952.22 | 10931.55 | Yes | 860 | 5100 | - | 390 | 2520 | 10870 | 2.87 | 1180 | 5530 | Yes | 500 | 2430 | Yes | 3660 | 9700 | No | - | - | No | - | - | - | - | - | No | - | - | No | - | - | No | - | - | - | 67.13 | 5.556 | 5.264 | 6.48 | -300.34 | 9.87 | 12.223 | 487 | 784 | 2024 | -49 | 862 | 1536 | 4 | 3.5 | 4.5 | 3.554 | 4.078 | 4.711 | 3.918 | 4.409 | 4.769 | 4020 | 1478 | 222 | 1247 | 641 | 143 | 2 | 2.5 | 3 | No | - | - | - | - | N/A | N/A | N/A | 11.5 | 3.105 | 3.7368
[SEER Non Multi-Split <=65kW] GEMS (Air Conditioners up to 65kW) Determination 2019 | MEPS 2019 | AS/NZS 3823.1.2:2012 | 38QSM125D8S/42QSM125D8S |  | N/A | Carrier | N/A | Ducted | Single Split System | - | Air | Air | China | 3.62 | N/A | 12.3 | N/A | N/A | N/A | N/A | N/A | 3.22 | 13 | Enthalpy Test Room | 3.4564 | 4.0454 | N/A | - | N/A | N/A | N/A | N/A | N/A | N/A | N/A | N/A | N/A | N/A | N/A | N/A | N/A | N/A | N/A | N/A | N/A | Single | R32 | Australia,Fiji,New Zealand | 147741 | 2027-06-20 |  | Approved | Reverse Cycle | N/A | Yes | Class 11 | Yes | N/A | N/A | N/A | N/A | N/A | N/A | N/A | Available | N/A | N/A | http://www.midea.com.cn/ |  | N/A |  |  | AAC6779 | Yes | Variable output compressor | Inverter | No | - | 12300 | 3.62 | - | 1238 | 6114 | Yes | 895 | 3730 | - | 3308.68 | 13247.1 | Yes | 1056 | 6728 | - | 505 | 3663 | 13000 | 3.22 | 1267 | 6404 | Yes | 586 | 3066 | Yes | 5319 | 15558 | No | - | - | No | - | - | - | - | - | No | - | - | No | - | - | No | - | - | - | - | 5.341 | 5.165 | 5.598 | 41.222 | 9.819 | 7.263 | 617 | 970 | 2846 | 191 | 1052 | 3152 | 3.5 | 3.5 | 4 | 4.089 | 4.439 | 5.061 | 4.42 | 4.772 | 5.114 | 4181 | 1626 | 249 | 1324 | 709 | 160 | 2.5 | 2.5 | 3.5 | No | - | - | - | - | N/A | N/A | N/A | 13.3 | 3.3561 | 3.9817
[SEER Non Multi-Split <=65kW] GEMS (Air Conditioners up to 65kW) Determination 2019 | MEPS 2019 | AS/NZS 3823.1.2:2012 | 38QSM140D8S/42QSM140D8S |  | N/A | Carrier | N/A | Ducted | Single Split System | - | Air | Air | China | 4.22 | N/A | 13.6 | N/A | N/A | N/A | N/A | N/A | 3.81 | 14.5 | Enthalpy Test Room | 3.2964 | 3.8109 | N/A | - | N/A | N/A | N/A | N/A | N/A | N/A | N/A | N/A | N/A | N/A | N/A | N/A | N/A | N/A | N/A | N/A | N/A | Single | R32 | Australia,Fiji,New Zealand | 147742 | 2027-06-20 |  | Approved | Reverse Cycle | N/A | Yes | Class 11 | Yes | N/A | N/A | N/A | N/A | N/A | N/A | N/A | Available | N/A | N/A | http://www.midea.com.cn/ |  | N/A |  |  | AAC6783 | Yes | Variable output compressor | Inverter | No | - | 13600 | 4.22 | - | 1489 | 7000 | Yes | 895 | 3730 | - | 3857.08 | 14647.2 | Yes | 1270 | 7609 | - | 510 | 3660 | 14500 | 3.81 | 1398 | 6945 | Yes | 586 | 3066 | Yes | 5319 | 15558 | No | - | - | No | - | - | - | - | - | No | - | - | No | - | - | No | - | - | - | - | 5.179 | 4.995 | 5.35 | -26.864 | 9.905 | 7.273 | 708 | 1115 | 3298 | -398 | 1155 | 3484 | 3.5 | 3 | 3.5 | 3.914 | 4.305 | 5.007 | 4.298 | 4.714 | 5.108 | 4867 | 1864 | 276 | 1515 | 797 | 176 | 2 | 2.5 | 3.5 | No | - | - | - | - | N/A | N/A | N/A | 13.3 | 3.1888 | 3.7614
[SEER Multi-Split <=65kW] GEMS (Air Conditioners up to 65kW) Determination 2019 | MEPS 2019 | AS/NZS 3823.1.4:2012 | 38QUM071D8S3 |  | N/A | Carrier | N/A | Non Ducted | fixed | N/A | Air | Air | China | 2.01 | N/A | 7.2 | N/A | N/A | N/A | N/A | N/A | 1.65 | 7.4 | Enthalpy Test Room | 3.8033 | 4.6602 | N/A | - | N/A | N/A | N/A | N/A | N/A | N/A | N/A | N/A | N/A | N/A | N/A | N/A | N/A | N/A | N/A | N/A | N/A | Single | R32 | Australia,Fiji,New Zealand | 150082 | 2027-09-20 |  | Approved | Reverse Cycle | N/A | Yes | Class 19 | Yes | N/A | N/A | N/A | N/A | N/A | N/A | N/A | Available | N/A | N/A | http://www.midea.com.cn/ |  | N/A |  |  | AAC7024 | Yes | Variable output compressor | Inverter | No | - | 7200 | 2.01 | - | 772 | 3639 | Yes | 669 | 3150 | - | 1837.14 | 7754.4 | Yes | 509 | 3606 | - | 384 | 2854 | 7400 | 1.65 | 670 | 3385 | Yes | 416 | 2090 | Yes | 2638 | 8212 | No | - | - | No | - | - | - | - | - | No | - | - | No | - | - | No | - | - | N/A | 65.84 | 5.178 | 5.059 | 5.918 | 15.668 | 9.273 | 7.719 | 360 | 565 | 1560 | 308 | 641 | 1723 | 3.5 | 3.5 | 4 | 4.198 | 4.524 | 4.931 | 4.402 | 4.687 | 4.915 | 2332 | 925 | 160 | 769 | 424 | 107 | 2.5 | 3 | 3 | N/A | N/A | N/A | N/A | N/A | N/A | N/A | N/A | 13.7 | 3.5014 | 4.3624
[SEER Multi-Split <=65kW] GEMS (Air Conditioners up to 65kW) Determination 2019 | MEPS 2019 | AS/NZS 3823.1.4:2012 | 38QUM080D8S4 |  | N/A | Carrier | N/A | Non Ducted | fixed | N/A | Air | Air | China | 2.1 | N/A | 8.1 | N/A | N/A | N/A | N/A | N/A | 1.9 | 8.3 | Enthalpy Test Room | 4.0015 | 4.3987 | N/A | - | N/A | N/A | N/A | N/A | N/A | N/A | N/A | N/A | N/A | N/A | N/A | N/A | N/A | N/A | N/A | N/A | N/A | Single | R32 | Australia,Fiji,New Zealand | 150083 | 2027-09-28 |  | Approved | Reverse Cycle | N/A | Yes | Class 19 | Yes | N/A | N/A | N/A | N/A | N/A | N/A | N/A | Available | N/A | N/A | http://www.midea.com.cn/ |  | N/A |  |  | AAC7054 | Yes | Variable output compressor | Inverter | No | - | 8100 | 2.1 | - | 950 | 4240 | Yes | 600 | 2871 | - | 1919.4 | 8723.7 | Yes | 526 | 4046 | - | 348 | 2760 | 8300 | 1.9 | 815 | 4320 | Yes | 475 | 2483 | Yes | 2550 | 7830 | No | - | - | No | - | - | - | - | - | No | - | - | No | - | - | No | - | - | N/A | 66.32 | 5.594 | 5.466 | 6.711 | 22.485 | 10.881 | 10.114 | 371 | 583 | 1541 | 230 | 608 | 1471 | 4 | 3.5 | 5 | 4.069 | 4.593 | 5.122 | 4.355 | 4.794 | 5.099 | 2699 | 1024 | 176 | 874 | 467 | 118 | 2.5 | 3 | 3.5 | N/A | N/A | N/A | N/A | N/A | N/A | N/A | N/A | 16.2 | 3.7591 | 4.2461
[SEER Multi-Split <=65kW] GEMS (Air Conditioners up to 65kW) Determination 2019 | MEPS 2019 | AS/NZS 3823.1.4:2012 | 38QUM105D8S5 |  | N/A | Carrier | N/A | Non Ducted | fixed | N/A | Air | Air | China | 3.22 | N/A | 10.7 | N/A | N/A | N/A | N/A | N/A | 2.85 | 11 | Enthalpy Test Room | 3.3391 | 4.0498 | N/A | - | N/A | N/A | N/A | N/A | N/A | N/A | N/A | N/A | N/A | N/A | N/A | N/A | N/A | N/A | N/A | N/A | N/A | Single | R32 | Australia,Fiji,New Zealand | 150085 | 2027-09-26 |  | Approved | Reverse Cycle | N/A | Yes | Class 20 | Yes | N/A | N/A | N/A | N/A | N/A | N/A | N/A | Available | N/A | N/A | http://www.midea.com.cn/ |  | N/A |  |  | AAC7035 | Yes | Variable output compressor | Inverter | No | - | 10700 | 3.22 | - | 1325 | 5710 | Yes | 559 | 2341 | - | 2943.08 | 11523.9 | Yes | 839 | 5463 | - | 448 | 3088 | 11000 | 2.85 | 1200 | 5603 | Yes | 585 | 2654 | Yes | 3380 | 9860 | No | - | - | No | - | - | - | - | - | No | - | - | No | - | - | No | - | - | N/A | 67.88 | 4.793 | 4.643 | 5.403 | 8.606 | 6.963 | 6.744 | 585 | 923 | 2548 | 870 | 1285 | 2940 | 3 | 3 | 3.5 | 3.608 | 4.054 | 4.529 | 3.87 | 4.251 | 4.522 | 4023 | 1524 | 251 | 1292 | 687 | 166 | 2 | 2.5 | 3 | N/A | N/A | N/A | N/A | N/A | N/A | N/A | N/A | 19 | 3.258 | 3.7746
[SEER Non Multi-Split <=65kW] GEMS (Air Conditioners up to 65kW) Determination 2019 | MEPS 2019 | AS/NZS 3823.1.1:2012 | 38QZY035N8/42QZY035N8 |  | N/A | Carrier | N/A | Non Ducted | Single Split System | Floor/Ceiling | Air | Air | China | 0.9 | N/A | 3.5 | N/A | N/A | N/A | N/A | N/A | 1.1 | 4.2 | Calorimeter Room | 3.984 | 4.1839 | N/A | - | N/A | N/A | N/A | N/A | N/A | N/A | N/A | N/A | N/A | N/A | N/A | N/A | N/A | N/A | N/A | N/A | N/A | Single | R32 | Australia,Fiji,New Zealand | 154147 | 2028-05-08 |  | Approved | Reverse Cycle | N/A | No | Class 8 | No | N/A | N/A | N/A | N/A | N/A | N/A | N/A | Available | N/A | N/A | http://www.midea.com.cn/ |  | N/A |  |  | AAC7474 | Yes | Variable output compressor | Inverter | No | - | 3500 | 0.9 | - | 390 | 1775 | Yes | 260 | 1400 | - | 822.6 | 3769.5 | Yes | 270 | 2020 | - | 172 | 1470 | 4200 | 1.1 | 365 | 2000 | Yes | 240 | 1380 | Yes | 1070 | 3380 | No | - | - | No | - | - | - | - | - | No | - | - | No | - | - | No | - | - | 50.6 | 59.2 | 5.941 | 5.724 | 6.469 | 11.672 | 9.046 | 7.934 | 157 | 248 | 700 | 211 | 325 | 820 | 4 | 4 | 4.5 | 3.79 | 4.469 | 5.407 | 4.271 | 4.907 | 5.455 | 1456 | 520 | 75 | 441 | 222 | 48 | 2 | 2.5 | 3.5 | No | - | - | - | - | N/A | N/A | N/A | 3.8 | 3.8342 | 3.7741
[SEER Non Multi-Split <=65kW] GEMS (Air Conditioners up to 65kW) Determination 2019 | MEPS 2019 | AS/NZS 3823.1.1:2012 | 38QZY050N8/42QZY050N8 |  | N/A | Carrier | N/A | Non Ducted | Single Split System | Floor/Ceiling | Air | Air | China | 1.45 | N/A | 4.9 | N/A | N/A | N/A | N/A | N/A | 1.52 | 5.3 | Calorimeter Room | 3.4651 | 3.5314 | N/A | - | N/A | N/A | N/A | N/A | N/A | N/A | N/A | N/A | N/A | N/A | N/A | N/A | N/A | N/A | N/A | N/A | N/A | Single | R32 | Australia,Fiji,New Zealand | 154149 | 2028-05-10 |  | Approved | Reverse Cycle | N/A | No | Class 9 | No | N/A | N/A | N/A | N/A | N/A | N/A | N/A | Available | N/A | N/A | http://www.midea.com.cn/ |  | N/A |  |  | AAC7484 | Yes | Variable output compressor | Inverter | No | - | 4900 | 1.45 | - | 610 | 2538 | Yes | 484 | 1806 | - | 1325.3 | 5277.3 | Yes | 417 | 2600 | - | 262 | 1883 | 5300 | 1.52 | 455 | 2500 | Yes | 287 | 1500 | Yes | 1757 | 5290 | No | - | - | No | - | - | - | - | - | No | - | - | No | - | - | No | - | - | 54.1 | 59.3 | 5.462 | 5.252 | 5.717 | 17.335 | 9.954 | 7.374 | 243 | 383 | 1113 | 198 | 416 | 1239 | 3.5 | 3.5 | 4 | 3.887 | 4.343 | 5.143 | 4.269 | 4.682 | 5.145 | 1790 | 674 | 97 | 556 | 292 | 62 | 2 | 2.5 | 3.5 | No | - | - | - | - | N/A | N/A | N/A | 4.1 | 3.3473 | 3.4553
[SEER Non Multi-Split <=65kW] GEMS (Air Conditioners up to 65kW) Determination 2019 | MEPS 2019 | AS/NZS 3823.1.2:2012 | 38SHDS070/42SHDS070 |  | N/A | Carrier | N/A | Ducted | Single Split System | - | Air | Air | China | 2.1 | N/A | 6.8 | N/A | N/A | N/A | N/A | N/A | 2.12 | 6.9 | Enthalpy Test Room | 3.3135 | 3.593 | N/A | - | N/A | N/A | N/A | N/A | N/A | N/A | N/A | N/A | N/A | N/A | N/A | N/A | N/A | N/A | N/A | N/A | N/A | Single | R410A | Australia,Fiji,New Zealand | 136400 | 2026-03-04 |  | Approved | Reverse Cycle | N/A | Yes | Class 10 | Yes | N/A | N/A | N/A | N/A | N/A | N/A | N/A | Available | N/A | N/A | http://www.midea.com.cn/ |  | N/A |  |  | AAC5818 | Yes | Variable output compressor | Inverter | No | - | 6800 | 2.1 | - | 910 | 3410 | Yes | 500 | 1650 | - | 1919.4 | 7323.6 | Yes | 700 | 3420 | - | 400 | 1720 | 6900 | 2.12 | 700 | 3220 | Yes | 440 | 1890 | Yes | 3200 | 6400 | No | - | - | No | - | - | - | - | - | No | - | - | No | - | - | No | - | - | - | 69 | 3.933 | 3.87 | 4.306 | 5.557 | 4.947 | 4.836 | 463 | 716 | 2045 | 875 | 1164 | 2620 | 2 | 2 | 2.5 | 3.147 | 3.68 | 4.295 | 3.466 | 3.913 | 4.273 | 2886 | 1045 | 160 | 898 | 462 | 105 | 1.5 | 2 | 2.5 | No | - | - | - | - | N/A | N/A | N/A | 10 | 3.1868 | 3.2036
[SEER Non Multi-Split <=65kW] GEMS (Air Conditioners up to 65kW) Determination 2019 | MEPS 2019 | AS/NZS 3823.1.2:2012 | 38SHDS100/42SHDS100 |  | N/A | Carrier | N/A | Ducted | Single Split System | - | Air | Air | China | 2.9 | N/A | 9.45 | N/A | N/A | N/A | N/A | N/A | 2.83 | 9.87 | Enthalpy Test Room | 3.3545 | 3.8628 | N/A | - | N/A | N/A | N/A | N/A | N/A | N/A | N/A | N/A | N/A | N/A | N/A | N/A | N/A | N/A | N/A | N/A | N/A | Single | R410A | Australia,Fiji,New Zealand | 136404 | 2026-03-03 |  | Approved | Reverse Cycle | N/A | Yes | Class 10 | Yes | N/A | N/A | N/A | N/A | N/A | N/A | N/A | Available | N/A | N/A | http://www.midea.com.cn/ |  | N/A |  |  | AAC5817 | Yes | Variable output compressor | Inverter | No | - | 9450 | 2.9 | - | 1250 | 4820 | Yes | 670 | 1890 | - | 2650.6 | 10177.65 | Yes | 1260 | 5200 | - | 540 | 2030 | 9870 | 2.83 | 1030 | 4860 | Yes | 490 | 1470 | Yes | 4130 | 9380 | No | - | - | No | - | - | - | - | - | No | - | - | - | - | - | No | - | - | - | 70 | 3.655 | 3.629 | 3.862 | 4.713 | 4.353 | 4.1 | 704 | 1073 | 3181 | 1446 | 1850 | 4307 | 2 | 2 | 2 | 3.269 | 3.672 | 3.899 | 3.322 | 3.5 | 3.669 | 3964 | 1486 | 237 | 1331 | 727 | 162 | 1.5 | 2 | 2 | No | - | - | - | - | N/A | N/A | N/A | 10 | 3.2211 | 3.4465
[SEER Multi-Split <=65kW] GEMS (Air Conditioners up to 65kW) Determination 2019 | MEPS 2019 | AS/NZS 3823.1.4:2012 | 38VS00318SHCSS |  | N/A | CARRIER | N/A | Non Ducted | vrf | N/A | Air | Air | China,Thailand | 2.113 | N/A | 8 | N/A | N/A | N/A | N/A | N/A | 2.163 | 9 | Enthalpy Test Room | 4.3921 | 4.6968 | N/A | - | N/A | N/A | N/A | N/A | N/A | N/A | N/A | N/A | N/A | N/A | N/A | N/A | N/A | N/A | N/A | N/A | N/A | Single | R410A | Australia,Fiji,New Zealand | 156969 | 2028-10-02 |  | Approved | Reverse Cycle | N/A | No | Class 19 | No | N/A | N/A | N/A | N/A | N/A | N/A | N/A | Available | N/A | N/A |  | https://www.carrier.com/commercial/en/au/ | N/A |  |  | AAC7797 | Yes | Variable output compressor | Inverter | No | - | 8000 | 2.113 | - | 703 | 4000 | No | - | - | - | 1931.282 | 8616 | No | 642.542 | 4308 | No | - | - | 9000 | 2.163 | 803 | 4500 | No | - | - | No | - | - | - | 3266 | 9800 | No | - | - | - | - | - | - | - | - | No | - | - | No | - | - | N/A | 68.2 | 4.679 | 4.598 | 5.261 | 6.114 | 5.752 | 5.737 | 447 | 695 | 1956 | 926 | 1167 | 2587 | 3 | 3 | 3.5 | 4.137 | 4.647 | 5.143 | 4.402 | 4.842 | 5.146 | 2874 | 1092 | 184 | 932 | 496 | 122 | 2.5 | 3 | 3.5 | N/A | N/A | N/A | N/A | N/A | N/A | N/A | N/A | 15 | 3.6974 | 4.0656
[SEER Multi-Split <=65kW] GEMS (Air Conditioners up to 65kW) Determination 2019 | MEPS 2019 | AS/NZS 3823.1.4:2012 | 38VS004181HCSG |  | N/A | CARRIER | N/A | Non Ducted | vrf | N/A | Air | Air | China,Thailand | 2.914 | N/A | 12.1 | N/A | N/A | N/A | N/A | N/A | 2.674 | 12.5 | Enthalpy Test Room | 4.1354 | 4.771 | N/A | - | N/A | N/A | N/A | N/A | N/A | N/A | N/A | N/A | N/A | N/A | N/A | N/A | N/A | N/A | N/A | N/A | N/A | Single | R410A | Australia,Fiji,New Zealand | 156348 | 2028-08-26 |  | Approved | Reverse Cycle | N/A | Yes | Class 20 | Yes | N/A | N/A | N/A | N/A | N/A | N/A | N/A | Available | N/A | N/A |  | https://www.carrier.com/commercial/en/au/ | N/A |  |  | AAC7730 | Yes | Variable output compressor | Inverter | No | - | 12100 | 2.914 | - | 964 | 6050 | No | - | - | - | 2663.396 | 13031.7 | No | 881.096 | 6515.85 | No | - | - | 12500 | 2.674 | 1034 | 6250 | No | - | - | No | - | - | - | 3484 | 11830 | No | - | - | - | - | - | - | - | - | No | - | - | No | - | - | N/A | 64.3 | 5.092 | 5.014 | 5.771 | 6.701 | 6.308 | 6.304 | 618 | 961 | 2693 | 1275 | 1607 | 3559 | 3.5 | 3.5 | 4 | 4.32 | 4.955 | 5.543 | 4.644 | 5.192 | 5.549 | 3827 | 1428 | 244 | 1232 | 648 | 163 | 2.5 | 3 | 4 | N/A | N/A | N/A | N/A | N/A | N/A | N/A | N/A | 22 | 4.049 | 4.5482
[SEER Multi-Split <=65kW] GEMS (Air Conditioners up to 65kW) Determination 2019 | MEPS 2019 | AS/NZS 3823.1.4:2012 | 38VS00418SHCSS |  | N/A | CARRIER | N/A | Non Ducted | vrf | N/A | Air | Air | China,Thailand | 3.474 | N/A | 11.2 | N/A | N/A | N/A | N/A | N/A | 3.174 | 12.5 | Enthalpy Test Room | 3.4896 | 4.2463 | N/A | - | N/A | N/A | N/A | N/A | N/A | N/A | N/A | N/A | N/A | N/A | N/A | N/A | N/A | N/A | N/A | N/A | N/A | Single | R410A | Australia,Fiji,New Zealand | 157814 | 2028-11-08 |  | Approved | Reverse Cycle | N/A | Yes | Class 20 | Yes | N/A | N/A | N/A | N/A | N/A | N/A | N/A | Available | N/A | N/A |  | https://www.carrier.com/commercial/en/au/ | N/A |  |  | AAC7865 | Yes | Variable output compressor | Inverter | No | - | 11200 | 3.474 | - | 1014 | 5600 | No | - | - | - | 3175.236 | 12062.4 | No | 926.796 | 6031.2 | No | - | - | 12500 | 3.174 | 1144 | 6250 | No | - | - | No | - | - | - | 3638 | 10600 | No | - | - | - | - | - | - | - | - | No | - | - | No | - | - | N/A | 70.3 | 4.491 | 4.323 | 4.88 | 5.876 | 5.459 | 5.349 | 658 | 1044 | 2961 | 1355 | 1728 | 3892 | 2.5 | 2.5 | 3 | 3.704 | 4.302 | 4.989 | 4.065 | 4.595 | 5.008 | 4449 | 1628 | 258 | 1395 | 720 | 170 | 2 | 2.5 | 3 | N/A | N/A | N/A | N/A | N/A | N/A | N/A | N/A | 19 | 3.1654 | 3.8601
[SEER Multi-Split <=65kW] GEMS (Air Conditioners up to 65kW) Determination 2019 | MEPS 2019 | AS/NZS 3823.1.4:2012 | 38VS005181HCSG |  | N/A | CARRIER | N/A | Non Ducted | vrf | N/A | Air | Air | China,Thailand | 3.605 | N/A | 14 | N/A | N/A | N/A | N/A | N/A | 3.855 | 16 | Enthalpy Test Room | 3.8933 | 4.4927 | N/A | - | N/A | N/A | N/A | N/A | N/A | N/A | N/A | N/A | N/A | N/A | N/A | N/A | N/A | N/A | N/A | N/A | N/A | Single | R410A | Australia,Fiji,New Zealand | 156433 | 2028-09-02 |  | Approved | Reverse Cycle | N/A | Yes | Class 20 | Yes | N/A | N/A | N/A | N/A | N/A | N/A | N/A | Available | N/A | N/A |  | https://www.carrier.com/commercial/en/au/ | N/A |  |  | AAC7756 | Yes | Variable output compressor | Inverter | No | - | 14000 | 3.605 | - | 1125 | 7000 | No | - | - | - | 3294.97 | 15078 | No | 1028.25 | 7539 | No | - | - | 16000 | 3.855 | 1395 | 8000 | No | - | - | No | - | - | - | 4405 | 13000 | No | - | - | - | - | - | - | - | - | No | - | - | No | - | - | N/A | 65 | 4.967 | 4.86 | 5.591 | 6.579 | 6.166 | 6.128 | 734 | 1148 | 3217 | 1503 | 1902 | 4237 | 3 | 3 | 4 | 3.749 | 4.405 | 5.224 | 4.166 | 4.759 | 5.253 | 5631 | 2042 | 322 | 1747 | 896 | 213 | 2 | 2.5 | 3.5 | N/A | N/A | N/A | N/A | N/A | N/A | N/A | N/A | 26 | 3.7911 | 4.0579
[SEER Multi-Split <=65kW] GEMS (Air Conditioners up to 65kW) Determination 2019 | MEPS 2019 | AS/NZS 3823.1.4:2012 | 38VS00518SHCSS |  | N/A | CARRIER | N/A | Non Ducted | vrf | N/A | Air | Air | China,Thailand | 4.045 | N/A | 14 | N/A | N/A | N/A | N/A | N/A | 3.965 | 16 | Enthalpy Test Room | 3.6822 | 4.2663 | N/A | - | N/A | N/A | N/A | N/A | N/A | N/A | N/A | N/A | N/A | N/A | N/A | N/A | N/A | N/A | N/A | N/A | N/A | Single | R410A | Australia,Fiji,New Zealand | 157822 | 2028-11-12 |  | Approved | Reverse Cycle | N/A | Yes | Class 20 | Yes | N/A | N/A | N/A | N/A | N/A | N/A | N/A | Available | N/A | N/A |  | https://www.carrier.com/commercial/en/au/ | N/A |  |  | AAC7871 | Yes | Variable output compressor | Inverter | No | - | 14000 | 4.045 | - | 1395 | 7000 | No | - | - | - | 3697.13 | 15078 | No | 1275.03 | 7539 | No | - | - | 16000 | 3.965 | 1515 | 8000 | No | - | - | No | - | - | - | 5093 | 12600 | No | - | - | - | - | - | - | - | - | No | - | - | No | - | - | N/A | 71.4 | 4.362 | 4.259 | 4.763 | 5.54 | 5.203 | 5.16 | 852 | 1330 | 3797 | 1803 | 2273 | 5049 | 2.5 | 2.5 | 3 | 3.347 | 3.917 | 4.79 | 3.772 | 4.303 | 4.831 | 6291 | 2277 | 335 | 1916 | 976 | 219 | 1.5 | 2 | 3 | N/A | N/A | N/A | N/A | N/A | N/A | N/A | N/A | 22 | 3.3986 | 3.961
[SEER Multi-Split <=65kW] GEMS (Air Conditioners up to 65kW) Determination 2019 | MEPS 2019 | AS/NZS 3823.1.4:2012 | 38VS006181HCSG |  | N/A | CARRIER | N/A | Non Ducted | vrf | N/A | Air | Air | China,Thailand | 4.395 | N/A | 15.5 | N/A | N/A | N/A | N/A | N/A | 4.415 | 18 | Enthalpy Test Room | 3.6656 | 4.1589 | N/A | - | N/A | N/A | N/A | N/A | N/A | N/A | N/A | N/A | N/A | N/A | N/A | N/A | N/A | N/A | N/A | N/A | N/A | Single | R410A | Australia,Fiji,New Zealand | 156514 | 2028-09-03 |  | Approved | Reverse Cycle | N/A | Yes | Class 20 | Yes | N/A | N/A | N/A | N/A | N/A | N/A | N/A | Available | N/A | N/A |  | https://www.carrier.com/commercial/en/au/ | N/A |  |  | AAC7760 | Yes | Variable output compressor | Inverter | No | - | 15500 | 4.395 | - | 1255 | 7750 | No | - | - | - | 4017.03 | 16693.5 | No | 1147.07 | 8346.75 | No | - | - | 18000 | 4.415 | 1565 | 9000 | No | - | - | No | - | - | - | 4705 | 14000 | No | - | - | - | - | - | - | - | - | No | - | - | No | - | - | N/A | 66.4 | 4.916 | 4.736 | 5.387 | 6.501 | 6.037 | 5.922 | 827 | 1313 | 3706 | 1690 | 2158 | 4861 | 3 | 3 | 3.5 | 3.673 | 4.339 | 5.229 | 4.117 | 4.725 | 5.264 | 6457 | 2322 | 354 | 1981 | 1008 | 232 | 2 | 2.5 | 3.5 | N/A | N/A | N/A | N/A | N/A | N/A | N/A | N/A | 26 | 3.4576 | 3.9974
[SEER Multi-Split <=65kW] GEMS (Air Conditioners up to 65kW) Determination 2019 | MEPS 2019 | AS/NZS 3823.1.4:2012 | 38VS00618SHCSS |  | N/A | CARRIER | N/A | Non Ducted | vrf | N/A | Air | Air | China,Thailand | 4.595 | N/A | 15.5 | N/A | N/A | N/A | N/A | N/A | 4.255 | 17 | Enthalpy Test Room | 3.5137 | 4.1689 | N/A | - | N/A | N/A | N/A | N/A | N/A | N/A | N/A | N/A | N/A | N/A | N/A | N/A | N/A | N/A | N/A | N/A | N/A | Single | R410A | Australia,Fiji,New Zealand | 157870 | 2028-11-12 |  | Approved | Reverse Cycle | N/A | Yes | Class 20 | Yes | N/A | N/A | N/A | N/A | N/A | N/A | N/A | Available | N/A | N/A |  | https://www.carrier.com/commercial/en/au/ | N/A |  |  | AAC7873 | Yes | Variable output compressor | Inverter | No | - | 15500 | 4.595 | - | 1565 | 7750 | No | - | - | - | 4199.83 | 16693.5 | No | 1430.41 | 8346.75 | No | - | - | 17000 | 4.255 | 1595 | 8500 | No | - | - | No | - | - | - | 5196 | 12700 | No | - | - | - | - | - | - | - | - | No | - | - | No | - | - | N/A | 71.6 | 4.355 | 4.232 | 4.696 | 5.493 | 5.148 | 5.083 | 950 | 1488 | 4271 | 2019 | 2549 | 5680 | 2.5 | 2.5 | 3 | 3.243 | 3.815 | 4.813 | 3.709 | 4.257 | 4.868 | 6894 | 2478 | 351 | 2066 | 1045 | 228 | 1.5 | 2 | 3 | N/A | N/A | N/A | N/A | N/A | N/A | N/A | N/A | 22 | 3.3195 | 3.9267
[SEER Multi-Split <=65kW] GEMS (Air Conditioners up to 65kW) Determination 2019 | MEPS 2019 | AS/NZS 3823.1.4:2012 | 38VS008188HCEE |  | N/A | CARRIER | N/A | Non Ducted | vrf | N/A | Air | Air | China,Thailand | 6.838 | N/A | 22.4 | N/A | N/A | N/A | N/A | N/A | 5.368 | 22.4 | Enthalpy Test Room | 3.5534 | 4.4225 | N/A | - | N/A | N/A | N/A | N/A | N/A | N/A | N/A | N/A | N/A | N/A | N/A | N/A | N/A | N/A | N/A | N/A | N/A | Three | R410A | Australia,Fiji,New Zealand | 153288 | 2028-08-06 |  | Approved | Reverse Cycle | N/A | No | Class 20 | No | N/A | N/A | N/A | N/A | N/A | N/A | N/A | Available | N/A | N/A |  | https://www.carrier.com/commercial/en/au/ | N/A |  |  | AAC7683 | Yes | Variable output compressor | Inverter | No | - | 22400 | 6.838 | - | 2138 | 11200 | No | - | - | - | 6249.932 | 24124.8 | No | 1954.132 | 12062.4 | No | - | - | 22400 | 5.368 | 2018 | 11200 | No | - | - | No | - | - | - | 9108 | 23500 | No | - | - | - | - | - | - | - | - | No | - | - | No | - | - | N/A | 72.4 | 4.289 | 4.173 | 4.742 | 5.605 | 5.242 | 5.184 | 1371 | 2153 | 6084 | 2835 | 3593 | 8026 | 2.5 | 2.5 | 3 | 3.925 | 4.477 | 5.079 | 4.244 | 4.728 | 5.092 | 7548 | 2830 | 477 | 2415 | 1275 | 318 | 2 | 2.5 | 3.5 | N/A | N/A | N/A | N/A | N/A | N/A | N/A | N/A | 42.8 | 3.2076 | 4.0634
[SEER Multi-Split <=65kW] GEMS (Air Conditioners up to 65kW) Determination 2019 | MEPS 2019 | AS/NZS 3823.1.4:2012 | 38VT008188HTSG |  | N/A | CARRIER | N/A | Non Ducted | vrf | N/A | Air | Air | China,Thailand | 4.9 | N/A | 22.4 | N/A | N/A | N/A | N/A | N/A | 5.21 | 25 | Enthalpy Test Room | 4.4061 | 4.5384 | N/A | - | N/A | N/A | N/A | N/A | N/A | N/A | N/A | N/A | N/A | N/A | N/A | N/A | N/A | N/A | N/A | N/A | N/A | Three | R410A | Australia,Fiji,New Zealand | 156404 | 2028-08-28 |  | Approved | Reverse Cycle | N/A | Yes | Class 20 | Yes | N/A | N/A | N/A | N/A | N/A | N/A | N/A | Available | N/A | N/A |  | https://www.carrier.com/commercial/en/au/ | N/A |  |  | AAC7752 | Yes | Variable output compressor | Inverter | No | - | 22400 | 4.9 | - | 1790 | 11200 | No | - | - | - | 4478.6 | 24124.8 | Yes | 1450 | 11900 | No | - | - | 25000 | 5.21 | 1950 | 12500 | No | - | - | No | - | - | - | 6180 | 20000 | No | - | - | - | - | - | - | - | - | No | - | - | No | - | - | N/A | 75 | 4.891 | 4.978 | 6.26 | 7.743 | 7.101 | 7.21 | 1128 | 1712 | 4512 | 1969 | 2570 | 5689 | 3 | 3 | 4.5 | 4.076 | 4.857 | 5.833 | 4.567 | 5.279 | 5.87 | 8167 | 2984 | 537 | 2561 | 1333 | 368 | 2.5 | 3 | 4 | N/A | N/A | N/A | N/A | N/A | N/A | N/A | N/A | 71 | 4.358 | 4.5872
[SEER Multi-Split <=65kW] GEMS (Air Conditioners up to 65kW) Determination 2019 | MEPS 2019 | AS/NZS 3823.1.4:2012 | 38VT008188RTSG |  | N/A | CARRIER | N/A | Non Ducted | vrf | N/A | Air | Air | China,Thailand | 6.131 | N/A | 22.4 | N/A | N/A | N/A | N/A | N/A | 6.011 | 22.4 | Enthalpy Test Room | 3.3935 | 3.476 | N/A | - | N/A | N/A | N/A | N/A | N/A | N/A | N/A | N/A | N/A | N/A | N/A | N/A | N/A | N/A | N/A | N/A | N/A | Three | R410A | Australia,Fiji,New Zealand | 157328 | 2028-11-08 |  | Approved | Reverse Cycle | N/A | Yes | Class 20 | Yes | N/A | N/A | N/A | N/A | N/A | N/A | N/A | Available | N/A | N/A |  | https://www.carrier.com/commercial/en/au/ | N/A |  |  | AAC7864 | Yes | Variable output compressor | Inverter | No | - | 22400 | 6.131 | - | 1921 | 11200 | No | - | - | - | 5603.734 | 24124.8 | No | 1755.794 | 12062.4 | No | - | - | 22400 | 6.011 | 2374 | 11200 | No | - | - | Yes | 7356 | 16800 | No | - | - | No | - | - | - | - | - | No | - | - | No | - | - | No | - | - | N/A | 80 | 2.869 | 3.072 | 4.488 | 4.76 | 4.678 | 5.201 | 1757 | 2560 | 6051 | 3036 | 3718 | 7687 | 1 | 1.5 | 2.5 | 3.066 | 3.679 | 4.336 | 3.322 | 3.955 | 4.335 | 9974 | 3826 | 922 | 3379 | 1825 | 670 | 1.5 | 2 | 2.5 | N/A | N/A | N/A | N/A | N/A | N/A | N/A | N/A | 196 | 3.2973 | 3.3566
[SEER Multi-Split <=65kW] GEMS (Air Conditioners up to 65kW) Determination 2019 | MEPS 2019 | AS/NZS 3823.1.4:2012 | 38VT010188HTSG |  | N/A | CARRIER | N/A | Non Ducted | vrf | N/A | Air | Air | China,Thailand | 7.016 | N/A | 28 | N/A | N/A | N/A | N/A | N/A | 6.976 | 31.5 | Enthalpy Test Room | 3.7616 | 4.259 | N/A | - | N/A | N/A | N/A | N/A | N/A | N/A | N/A | N/A | N/A | N/A | N/A | N/A | N/A | N/A | N/A | N/A | N/A | Three | R410A | Australia,Fiji,New Zealand | 157125 | 2028-10-08 |  | Approved | Reverse Cycle | N/A | No | Class 20 | No | N/A | N/A | N/A | N/A | N/A | N/A | N/A | Available | N/A | N/A |  | https://www.carrier.com/commercial/en/au/ | N/A |  |  | AAC7815 | Yes | Variable output compressor | Inverter | No | - | 28000 | 7.016 | - | 2196 | 14000 | No | - | - | - | 6412.624 | 30156 | Yes | 1806 | 14400 | No | - | - | 31500 | 6.976 | 2636 | 15750 | No | - | - | No | - | - | - | 7306 | 23500 | No | - | - | - | - | - | - | - | - | No | - | - | No | - | - | N/A | 77 | 4.874 | 4.848 | 5.869 | 7.366 | 6.727 | 6.672 | 1446 | 2240 | 6065 | 2625 | 3430 | 7726 | 3 | 3 | 4 | 3.766 | 4.468 | 5.429 | 4.241 | 4.886 | 5.469 | 11090 | 4028 | 674 | 3430 | 1770 | 455 | 2 | 2.5 | 3.5 | N/A | N/A | N/A | N/A | N/A | N/A | N/A | N/A | 75 | 3.8517 | 4.3571
[SEER Multi-Split <=65kW] GEMS (Air Conditioners up to 65kW) Determination 2019 | MEPS 2019 | AS/NZS 3823.1.4:2012 | 38VT010188RTSG |  | N/A | CARRIER | N/A | Non Ducted | vrf | N/A | Air | Air | China,Thailand | 7.207 | N/A | 28 | N/A | N/A | N/A | N/A | N/A | 7.165 | 28 | Enthalpy Test Room | 3.6023 | 3.6355 | N/A | - | N/A | N/A | N/A | N/A | N/A | N/A | N/A | N/A | N/A | N/A | N/A | N/A | N/A | N/A | N/A | N/A | N/A | Three | R410A | Australia,Fiji,New Zealand | 157320 | 2028-11-08 |  | Approved | Reverse Cycle | N/A | Yes | Class 20 | Yes | N/A | N/A | N/A | N/A | N/A | N/A | N/A | Available | N/A | N/A |  | https://www.carrier.com/commercial/en/au/ | N/A |  |  | AAC7863 | Yes | Variable output compressor | Inverter | No | - | 28000 | 7.207 | - | 2262 | 14000 | No | - | - | - | 6587.198 | 30156 | No | 2067.468 | 15078 | No | - | - | 28000 | 7.165 | 2838 | 14000 | No | - | - | Yes | 8750 | 20900 | No | - | - | No | - | - | - | - | - | No | - | - | No | - | - | No | - | - | N/A | 80 | 3.293 | 3.484 | 4.906 | 5.289 | 5.16 | 5.629 | 1952 | 2874 | 6991 | 3466 | 4268 | 8941 | 1.5 | 1.5 | 3 | 3.18 | 3.837 | 4.535 | 3.453 | 4.129 | 4.533 | 11934 | 4483 | 1007 | 3981 | 2105 | 723 | 1.5 | 2 | 3 | N/A | N/A | N/A | N/A | N/A | N/A | N/A | N/A | 196 | 3.558 | 3.5771
[SEER Multi-Split <=65kW] GEMS (Air Conditioners up to 65kW) Determination 2019 | MEPS 2019 | AS/NZS 3823.1.4:2012 | 38VT012188HTSG |  | N/A | CARRIER | N/A | Non Ducted | vrf | N/A | Air | Air | China,Thailand | 8.876 | N/A | 33.5 | N/A | N/A | N/A | N/A | N/A | 8.696 | 37.5 | Enthalpy Test Room | 3.5588 | 4.0729 | N/A | - | N/A | N/A | N/A | N/A | N/A | N/A | N/A | N/A | N/A | N/A | N/A | N/A | N/A | N/A | N/A | N/A | N/A | Three | R410A | Australia,Fiji,New Zealand | 157223 | 2028-10-29 |  | Approved | Reverse Cycle | N/A | No | Class 20 | No | N/A | N/A | N/A | N/A | N/A | N/A | N/A | Available | N/A | N/A |  | https://www.carrier.com/commercial/en/au/ | N/A |  |  | AAC7852 | Yes | Variable output compressor | Inverter | No | Yes | 33500 | 8.876 | - | 2836 | 16750 | No | - | - | - | 8112.664 | 36079.5 | Yes | 2376 | 17900 | No | - | - | 37500 | 8.696 | - | - | - | - | - | - | - | - | - | - | - | - | - | - | - | - | - | - | - | - | - | - | - | - | - | - | N/A | - | 4.788 | 4.721 | 5.63 | 7.093 | 6.461 | 6.386 | 1782 | 2779 | 7594 | 3285 | 4297 | 9683 | 3 | 3 | 4 | - | - | - | - | - | - | - | - | - | - | - | - | 0 | 0 | 0 | N/A | N/A | N/A | N/A | N/A | N/A | N/A | N/A | 82 | 3.6599 | 4.1791
[SEER Multi-Split <=65kW] GEMS (Air Conditioners up to 65kW) Determination 2019 | MEPS 2019 | AS/NZS 3823.1.4:2012 | 38VT012188RTSG |  | N/A | CARRIER | N/A | Non Ducted | vrf | N/A | Air | Air | China,Thailand | 9.45 | N/A | 33.5 | N/A | N/A | N/A | N/A | N/A | 8.865 | 33.5 | Enthalpy Test Room | 3.3433 | 3.5254 | N/A | - | N/A | N/A | N/A | N/A | N/A | N/A | N/A | N/A | N/A | N/A | N/A | N/A | N/A | N/A | N/A | N/A | N/A | Three | R410A | Australia,Fiji,New Zealand | 157317 | 2028-10-29 |  | Approved | Reverse Cycle | N/A | Yes | Class 20 | Yes | N/A | N/A | N/A | N/A | N/A | N/A | N/A | Available | N/A | N/A |  | https://www.carrier.com/commercial/en/au/ | N/A |  |  | AAC7853 | Yes | Variable output compressor | Inverter | No | Yes | 33500 | 9.45 | - | 2718 | 16750 | No | - | - | - | 8637.3 | 36079.5 | No | 2484.252 | 18039.75 | No | - | - | 33500 | 8.865 | 3195 | 16750 | - | - | - | - | - | - | - | - | - | - | - | - | - | - | - | - | - | - | - | - | - | - | - | - | N/A | - | 3.2 | 3.361 | 4.723 | 5.18 | 5.026 | 5.443 | 2404 | 3570 | 8694 | 4231 | 5242 | 11065 | 1.5 | 1.5 | 3 | - | - | - | - | - | - | - | - | - | - | - | - | 0 | 0 | 0 | N/A | N/A | N/A | N/A | N/A | N/A | N/A | N/A | 241 | 3.2637 | 3.4609
[SEER Multi-Split <=65kW] GEMS (Air Conditioners up to 65kW) Determination 2019 | MEPS 2019 | AS/NZS 3823.1.4:2012 | 38VT014188HTSG |  | N/A | CARRIER | N/A | Non Ducted | vrf | N/A | Air | Air | China,Thailand | 11.644 | N/A | 40 | N/A | N/A | N/A | N/A | N/A | 8.874 | 40 | Enthalpy Test Room | 3.2371 | 4.2628 | N/A | - | N/A | N/A | N/A | N/A | N/A | N/A | N/A | N/A | N/A | N/A | N/A | N/A | N/A | N/A | N/A | N/A | N/A | Three | R410A | Australia,Fiji,New Zealand | 157296 | 2028-11-12 |  | Approved | Reverse Cycle | N/A | No | Class 21 | No | N/A | N/A | N/A | N/A | N/A | N/A | N/A | Available | N/A | N/A |  | https://www.carrier.com/commercial/en/au/ | N/A |  |  | AAC7872 | Yes | Variable output compressor | Inverter | No | Yes | 40000 | 11.644 | - | 3594 | 20000 | No | - | - | - | 10642.616 | 43080 | Yes | 3094 | 21600 | No | - | - | 40000 | 8.874 | - | - | - | - | - | - | - | - | - | - | - | - | - | - | - | - | - | - | - | - | - | - | - | - | - | - | N/A | - | 4.574 | 4.461 | 5.213 | 6.522 | 5.959 | 5.858 | 2257 | 3551 | 9833 | 4302 | 5599 | 12639 | 3 | 2.5 | 3.5 | - | - | - | - | - | - | - | - | - | - | - | - | 0 | 0 | 0 | N/A | N/A | N/A | N/A | N/A | N/A | N/A | N/A | 89 | 3.3487 | 4.3598
[SEER Multi-Split <=65kW] GEMS (Air Conditioners up to 65kW) Determination 2019 | MEPS 2019 | AS/NZS 3823.1.4:2012 | 38VT014188RTSG |  | N/A | CARRIER | N/A | Non Ducted | vrf | N/A | Air | Air | China,Thailand | 12.351 | N/A | 40 | N/A | N/A | N/A | N/A | N/A | 11.419 | 40 | Enthalpy Test Room | 3.0428 | 3.422 | N/A | - | N/A | N/A | N/A | N/A | N/A | N/A | N/A | N/A | N/A | N/A | N/A | N/A | N/A | N/A | N/A | N/A | N/A | Three | R410A | Australia,Fiji,New Zealand | 157315 | 2028-11-08 |  | Approved | Reverse Cycle | N/A | Yes | Class 21 | Yes | N/A | N/A | N/A | N/A | N/A | N/A | N/A | Available | N/A | N/A |  | https://www.carrier.com/commercial/en/au/ | N/A |  |  | AAC7869 | Yes | Variable output compressor | Inverter | No | Yes | 40000 | 12.351 | - | 5882 | 20000 | No | - | - | - | 11288.814 | 43080 | No | 5376.148 | 21540 | No | - | - | 40000 | 11.419 | - | - | - | - | - | - | - | - | - | - | - | - | - | - | - | - | - | - | - | - | - | - | - | - | - | - | N/A | - | 2.596 | 2.721 | 3.431 | 3.575 | 3.486 | 3.744 | 3790 | 5570 | 14679 | 7685 | 9386 | 19569 | 1 | 1 | 1.5 | - | - | - | - | - | - | - | - | - | - | - | - | 0 | 0 | 0 | N/A | N/A | N/A | N/A | N/A | N/A | N/A | N/A | 241 | 3.0382 | 3.2697
[SEER Multi-Split <=65kW] GEMS (Air Conditioners up to 65kW) Determination 2019 | MEPS 2019 | AS/NZS 3823.1.4:2012 | 38VT014A88HTSG |  | N/A | CARRIER | N/A | Non Ducted | vrf | N/A | Air | Air | China,Thailand | 10.124 | N/A | 40 | N/A | N/A | N/A | N/A | N/A | 10.534 | 45 | Enthalpy Test Room | 3.8481 | 4.1036 | N/A | - | N/A | N/A | N/A | N/A | N/A | N/A | N/A | N/A | N/A | N/A | N/A | N/A | N/A | N/A | N/A | N/A | N/A | Three | R410A | Australia,Fiji,New Zealand | 157867 | 2028-11-15 |  | Approved | Reverse Cycle | N/A | No | Class 21 | No | N/A | N/A | N/A | N/A | N/A | N/A | N/A | Available | N/A | N/A |  | https://www.carrier.com/commercial/en/au/ | N/A |  |  | AAC7892 | Yes | Variable output compressor | Inverter | No | Yes | 40000 | 10.124 | - | 3234 | 20000 | No | - | - | - | 9253.336 | 43080 | Yes | 2654 | 21100 | No | - | - | 45000 | 10.534 | - | - | - | - | - | - | - | - | - | - | - | - | - | - | - | - | - | - | - | - | - | - | - | - | - | - | N/A | - | 5.099 | 5.015 | 5.952 | 7.647 | 6.906 | 6.778 | 2005 | 3133 | 8586 | 3642 | 4806 | 10898 | 3.5 | 3.5 | 4 | - | - | - | - | - | - | - | - | - | - | - | - | 0 | 0 | 0 | N/A | N/A | N/A | N/A | N/A | N/A | N/A | N/A | 89 | 3.837 | 4.1533
[SEER Multi-Split <=65kW] GEMS (Air Conditioners up to 65kW) Determination 2019 | MEPS 2019 | AS/NZS 3823.1.4:2012 | 38VT016188HTSG |  | N/A | CARRIER | N/A | Non Ducted | vrf | N/A | Air | Air | China,Thailand | 12.462 | N/A | 45 | N/A | N/A | N/A | N/A | N/A | 12.032 | 50 | Enthalpy Test Room | 3.5424 | 3.9787 | N/A | - | N/A | N/A | N/A | N/A | N/A | N/A | N/A | N/A | N/A | N/A | N/A | N/A | N/A | N/A | N/A | N/A | N/A | Three | R410A | Australia,Fiji,New Zealand | 156753 | 2028-09-17 |  | Approved | Reverse Cycle | N/A | No | Class 21 | No | N/A | N/A | N/A | N/A | N/A | N/A | N/A | Available | N/A | N/A |  | https://www.carrier.com/commercial/en/au/ | N/A |  |  | AAC7785 | Yes | Variable output compressor | Inverter | No | Yes | 45000 | 12.462 | - | 3792 | 22500 | No | - | - | - | 11390.268 | 48465 | Yes | 3232 | 24200 | No | - | - | 50000 | 12.032 | - | - | - | - | - | - | - | - | - | - | - | - | - | - | - | - | - | - | - | - | - | - | - | - | - | - | N/A | - | 4.891 | 4.757 | 5.557 | 7.037 | 6.397 | 6.264 | 2377 | 3748 | 10381 | 4485 | 5868 | 13298 | 3 | 3 | 4 | - | - | - | - | - | - | - | - | - | - | - | - | 0 | 0 | 0 | N/A | N/A | N/A | N/A | N/A | N/A | N/A | N/A | 93 | 3.5221 | 4.0498
[SEER Multi-Split <=65kW] GEMS (Air Conditioners up to 65kW) Determination 2019 | MEPS 2019 | AS/NZS 3823.1.4:2012 | 38VT016188RTSG |  | N/A | CARRIER | N/A | Non Ducted | vrf | N/A | Air | Air | China,Thailand | 13.464 | N/A | 45 | N/A | N/A | N/A | N/A | N/A | 12.471 | 45 | Enthalpy Test Room | 3.1268 | 3.3811 | N/A | - | N/A | N/A | N/A | N/A | N/A | N/A | N/A | N/A | N/A | N/A | N/A | N/A | N/A | N/A | N/A | N/A | N/A | Three | R410A | Australia,Fiji,New Zealand | 156742 | 2028-09-16 |  | Approved | Reverse Cycle | N/A | Yes | Class 21 | Yes | N/A | N/A | N/A | N/A | N/A | N/A | N/A | Available | N/A | N/A |  | https://www.carrier.com/commercial/en/au/ | N/A |  |  | AAC7781 | Yes | Variable output compressor | Inverter | No | Yes | 45000 | 13.464 | - | 3904 | 22500 | No | - | - | - | 12306.096 | 48465 | No | 3568.256 | 24232.5 | No | - | - | 45000 | 12.471 | - | - | - | - | - | - | - | - | - | - | - | - | - | - | - | - | - | - | - | - | - | - | - | - | - | - | N/A | - | 3.478 | 3.561 | 4.659 | 5.273 | 5.042 | 5.273 | 3097 | 4697 | 12057 | 5744 | 7189 | 15531 | 1.5 | 2 | 3 | - | - | - | - | - | - | - | - | - | - | - | - | 0 | 0 | 0 | N/A | N/A | N/A | N/A | N/A | N/A | N/A | N/A | 241 | 3.1516 | 3.3871
[SEER Multi-Split <=65kW] GEMS (Air Conditioners up to 65kW) Determination 2019 | MEPS 2019 | AS/NZS 3823.1.4:2012 | 38VT018188HTSG |  | N/A | CARRIER | N/A | Non Ducted | vrf | N/A | Air | Air | China,Thailand | 14.81 | N/A | 50.4 | N/A | N/A | N/A | N/A | N/A | 14.26 | 56 | Enthalpy Test Room | 3.238 | 3.7107 | N/A | - | N/A | N/A | N/A | N/A | N/A | N/A | N/A | N/A | N/A | N/A | N/A | N/A | N/A | N/A | N/A | N/A | N/A | Three | R410A | Australia,Fiji,New Zealand | 156749 | 2028-09-17 |  | Approved | Reverse Cycle | N/A | No | Class 21 | No | N/A | N/A | N/A | N/A | N/A | N/A | N/A | Available | N/A | N/A |  | https://www.carrier.com/commercial/en/au/ | N/A |  |  | AAC7784 | Yes | Variable output compressor | Inverter | No | Yes | 50400 | 14.81 | - | 4530 | 25200 | No | - | - | - | 13536.34 | 54280.8 | Yes | 3830 | 26900 | No | - | - | 56000 | 14.26 | - | - | - | - | - | - | - | - | - | - | - | - | - | - | - | - | - | - | - | - | - | - | - | - | - | - | N/A | - | 4.712 | 4.561 | 5.258 | 6.725 | 6.086 | 5.918 | 2788 | 4410 | 12319 | 5282 | 6934 | 15791 | 3 | 3 | 3.5 | - | - | - | - | - | - | - | - | - | - | - | - | 0 | 0 | 0 | N/A | N/A | N/A | N/A | N/A | N/A | N/A | N/A | 97 | 3.3294 | 3.8388
[SEER Multi-Split <=65kW] GEMS (Air Conditioners up to 65kW) Determination 2019 | MEPS 2019 | AS/NZS 3823.1.4:2012 | 38VT018188RTSG |  | N/A | CARRIER | N/A | Non Ducted | vrf | N/A | Air | Air | China,Thailand | 15.787 | N/A | 50.4 | N/A | N/A | N/A | N/A | N/A | 14.058 | 50.4 | Enthalpy Test Room | 2.9746 | 3.3474 | N/A | - | N/A | N/A | N/A | N/A | N/A | N/A | N/A | N/A | N/A | N/A | N/A | N/A | N/A | N/A | N/A | N/A | N/A | Three | R410A | Australia,Fiji,New Zealand | 156708 | 2028-09-12 |  | Approved | Reverse Cycle | N/A | Yes | Class 21 | Yes | N/A | N/A | N/A | N/A | N/A | N/A | N/A | Available | N/A | N/A |  | https://www.carrier.com/commercial/en/au/ | N/A |  |  | AAC7772 | Yes | Variable output compressor | Inverter | No | Yes | 50400 | 15.787 | - | 6545 | 25200 | No | - | - | - | 14429.318 | 54280.8 | No | 5982.13 | 27140.4 | No | - | - | 50400 | 14.058 | 6971 | 25200 | - | - | - | - | - | - | - | - | - | - | - | - | - | - | - | - | - | - | - | - | - | - | - | - | N/A | - | 2.948 | 3.036 | 3.733 | 4.031 | 3.891 | 4.081 | 4265 | 6373 | 17094 | 8646 | 10659 | 22694 | 1 | 1.5 | 2 | - | - | - | - | - | - | - | - | - | - | - | - | 0 | 0 | 0 | N/A | N/A | N/A | N/A | N/A | N/A | N/A | N/A | 241 | 3.0359 | 3.3888
[SEER Multi-Split <=65kW] GEMS (Air Conditioners up to 65kW) Determination 2019 | MEPS 2019 | AS/NZS 3823.1.4:2012 | 38VT020188HTSG |  | N/A | CARRIER | N/A | Non Ducted | vrf | N/A | Air | Air | China,Thailand | 16.232 | N/A | 56 | N/A | N/A | N/A | N/A | N/A | 16.802 | 63 | Enthalpy Test Room | 3.3687 | 3.5343 | N/A | - | N/A | N/A | N/A | N/A | N/A | N/A | N/A | N/A | N/A | N/A | N/A | N/A | N/A | N/A | N/A | N/A | N/A | Three | R410A | Australia,Fiji,New Zealand | 156743 | 2028-09-17 |  | Approved | Reverse Cycle | N/A | No | Class 21 | No | N/A | N/A | N/A | N/A | N/A | N/A | N/A | Available | N/A | N/A |  | https://www.carrier.com/commercial/en/au/ | N/A |  |  | AAC7783 | Yes | Variable output compressor | Inverter | No | Yes | 56000 | 16.232 | - | 4862 | 28000 | No | - | - | - | 14836.048 | 60312 | Yes | 4642 | 33100 | No | - | - | 63000 | 16.802 | - | - | - | - | - | - | - | - | - | - | - | - | - | - | - | - | - | - | - | - | - | - | - | - | - | - | N/A | - | 4.854 | 4.66 | 5.35 | 6.453 | 5.961 | 5.92 | 3023 | 4818 | 13475 | 6148 | 7893 | 17564 | 3 | 3 | 3.5 | - | - | - | - | - | - | - | - | - | - | - | - | 0 | 0 | 0 | N/A | N/A | N/A | N/A | N/A | N/A | N/A | N/A | 97 | 3.3817 | 3.6778
[SEER Multi-Split <=65kW] GEMS (Air Conditioners up to 65kW) Determination 2019 | MEPS 2019 | AS/NZS 3823.1.4:2012 | 38VT020188RTSG |  | N/A | CARRIER | N/A | Non Ducted | vrf | N/A | Air | Air | China,Thailand | 18.183 | N/A | 56 | N/A | N/A | N/A | N/A | N/A | 16.369 | 56 | Enthalpy Test Room | 2.9153 | 3.2129 | N/A | - | N/A | N/A | N/A | N/A | N/A | N/A | N/A | N/A | N/A | N/A | N/A | N/A | N/A | N/A | N/A | N/A | N/A | Three | R410A | Australia,Fiji,New Zealand | 156697 | 2028-10-02 |  | Approved | Reverse Cycle | N/A | Yes | Class 21 | Yes | N/A | N/A | N/A | N/A | N/A | N/A | N/A | Available | N/A | N/A |  | https://www.carrier.com/commercial/en/au/ | N/A |  |  | AAC7799 | Yes | Variable output compressor | Inverter | No | Yes | 56000 | 18.183 | - | 6471 | 28000 | No | - | - | - | 16619.262 | 60312 | No | 5914.494 | 30156 | No | - | - | 56000 | 16.369 | 7405 | 28000 | - | - | - | - | - | - | - | - | - | - | - | - | - | - | - | - | - | - | - | - | - | - | - | - | N/A | - | 3.196 | 3.245 | 3.963 | 4.426 | 4.233 | 4.364 | 4383 | 6648 | 17917 | 8755 | 10899 | 23599 | 1.5 | 1.5 | 2 | - | - | - | - | - | - | - | - | - | - | - | - | 0 | 0 | 0 | N/A | N/A | N/A | N/A | N/A | N/A | N/A | N/A | 241 | 2.9477 | 3.2589
[SEER Multi-Split <=65kW] GEMS (Air Conditioners up to 65kW) Determination 2019 | MEPS 2019 | AS/NZS 3823.1.4:2012 | 38VT022188HTSG |  | N/A | CARRIER | N/A | Non Ducted | vrf | N/A | Air | Air | China,Thailand | 19.522 | N/A | 61.5 | N/A | N/A | N/A | N/A | N/A | 20.522 | 69 | Enthalpy Test Room | 3.0023 | 3.1688 | N/A | - | N/A | N/A | N/A | N/A | N/A | N/A | N/A | N/A | N/A | N/A | N/A | N/A | N/A | N/A | N/A | N/A | N/A | Three | R410A | Australia,Fiji,New Zealand | 157309 | 2028-10-18 |  | Approved | Reverse Cycle | N/A | No | Class 21 | No | N/A | N/A | N/A | N/A | N/A | N/A | N/A | Available | N/A | N/A |  | https://www.carrier.com/commercial/en/au/ | N/A |  |  | AAC7836 | Yes | Variable output compressor | Inverter | No | Yes | 61500 | 19.522 | - | 5492 | 30750 | No | - | - | - | 17843.108 | 66235.5 | Yes | 4682 | 32600 | No | - | - | 69000 | 20.522 | - | - | - | - | - | - | - | - | - | - | - | - | - | - | - | - | - | - | - | - | - | - | - | - | - | - | N/A | - | 4.53 | 4.358 | 5.038 | 6.084 | 5.751 | 1.064 | 3529 | 5624 | 15681 | 6692 | 8792 | 20092 | 3 | 2.5 | 3.5 | - | - | - | - | - | - | - | - | - | - | - | - | 0 | 0 | 0 | N/A | N/A | N/A | N/A | N/A | N/A | N/A | N/A | 127 | 3.0825 | 3.2934
[SEER Multi-Split >65kW] GEMS (Air Conditioners above 65kW) Determination 2022 | MEPS 2020 | AS/NZS 3823.1.4:2012 | 38VT024188HTSG |  | N/A | CARRIER | 5500 | Non Ducted | vrf | N/A | Air | Air | China,Thailand | 22952 | 61500 | 67 | N/A | N/A | N/A | N/A | N/A | 19242 | 69 | Enthalpy Test Room | 2.8082 | 3.3793 | N/A | - | N/A | N/A | N/A | N/A | N/A | N/A | N/A | N/A | N/A | N/A | N/A | N/A | N/A | N/A | N/A | N/A | N/A | Three-phase | R410A | Australia,Fiji,New Zealand | 157311 | 2028-10-18 |  | Approved | Reverse Cycle | N/A | No | Class 27 | No | N/A | N/A | N/A | N/A | N/A | N/A | N/A | Available | N/A | N/A |  | https://www.carrier.com/commercial/en/au/ | N/A |  |  | AAC7837 | Yes | Variable output compressor | Inverter | No | Yes | 67000 | 22952 | - | 6192 | 33500 | No | - | - | - | - | - | Yes | 4702 | 33100 | No | - | - | 69000 | 19242 | - | - | - | - | - | - | - | - | - | - | - | - | - | - | - | - | - | - | - | - | - | - | - | - | - | - | N/A | N/A | 4.577 | 4.347 | 4.997 | 7.288 | 6.21 | 5.827 | 3827 | 6173 | 17256 | 6462 | 9032 | 21329 | 3 | 2.5 | 3 | - | - | - | - | - | - | - | - | - | - | - | - | 0 | 0 | 0 | N/A | N/A | N/A | N/A | N/A | N/A | N/A | N/A | 127 | 2.8655 | 3.5077
AS/NZS 3823.2:2013 [Non Multi-Split] | NZ MEPS April 2013 | AS/NZS 3823.1.1:2012 | 42FHV067 & 38FHV067 |  | N/A | Carrier | 1.33 | Non Ducted | Single Split System | Floor/Ceiling | Air | Air | China | 2.1 | 5.32 | 6.65 | 675 | 0 | 0 | 0 | 235 | 2.09 | 7.2 | Calorimeter Room | 3.1729 | 3.5625 | Yes | 0 | N/A | 8 | 8 | 0 | 0 | N/A | N/A | N/A | 3.1325 | 3.5169 | N/A | N/A | 1.765 | 2.5339 | 1.5 | 2.5 | Calorimeter Room | Single | R410A | Fiji,New Zealand | 110063 | 2117-09-08 | 2021-06-30 | Superseded | Reverse Cycle | 1068 | No | Class 4 | No | - | No | - | - | - | - | 3.1729 | Unavailable | N/A | N/A | http://www.ahi-carrier.co.nz/ | http://www.ahi-carrier.co.nz/ | Yes |  | https://reg.energyrating.gov.au/static/common/images/star_ratings_2014/aircon_rating_1.5_2.5.png | ZAC0539 | N/A | Variable output compressor | Inverter | N/A | N/A | N/A | 2.1 | N/A | N/A | N/A | N/A | N/A | N/A | N/A | N/A | N/A | N/A | N/A | N/A | N/A | N/A | N/A | N/A | 2.09 | N/A | N/A | N/A | N/A | N/A | N/A | N/A | N/A | N/A | N/A | N/A | N/A | N/A | N/A | N/A | N/A | N/A | N/A | N/A | N/A | N/A | N/A | N/A | N/A | N/A | N/A | N/A | N/A | N/A | N/A | N/A | N/A | N/A | N/A | N/A | N/A | N/A | N/A | N/A | N/A | N/A | N/A | N/A | N/A | N/A | N/A | N/A | N/A | N/A | N/A | N/A | N/A | N/A | N/A | N/A | N/A | N/A | N/A | N/A | N/A | N/A | N/A | N/A | N/A | N/A | N/A | N/A | 3.1264 | 3.401
AS/NZS 3823.2:2013 [Non Multi-Split] | NZ MEPS April 2013 | AS/NZS 3823.1.1:2012 | 42TSC090-1 & 38TSC090-1 |  | N/A | Carrier | 1.2 | Non Ducted | Single Split System | Cassette | Air | Air | China | 2.55 | 7.7 | 8.9 | 840 | 0 | 0 | 0 | 287 | 2.75 | 9.9 | Enthalpy Test Room | 3.5032 | 3.6129 | Yes | 0 | N/A | 8.35 | 8.35 | 0 | 0 | N/A | N/A | N/A | 3.464 | 3.5759 | N/A | N/A | 0 | 0 | 0 | 0 | Enthalpy Test Room | Single | R410A | Fiji,New Zealand | 119757 | 2119-03-18 | 2022-07-04 | Superseded | Reverse Cycle | 840 | No | Class 4 | No | - | No | - | - | - | - | 3.5032 | Unavailable | N/A | N/A | http://www.ahi-carrier.co.nz/ | http://www.ahi-carrier.co.nz/ | Yes |  |  | ZAC0613 | N/A | Variable output compressor | Inverter | N/A | N/A | N/A | 2.55 | N/A | N/A | N/A | N/A | N/A | N/A | N/A | N/A | N/A | N/A | N/A | N/A | N/A | N/A | N/A | N/A | 2.75 | N/A | N/A | N/A | N/A | N/A | N/A | N/A | N/A | N/A | N/A | N/A | N/A | N/A | N/A | N/A | N/A | N/A | N/A | N/A | N/A | N/A | N/A | N/A | N/A | N/A | N/A | N/A | N/A | N/A | N/A | N/A | N/A | N/A | N/A | N/A | N/A | N/A | N/A | N/A | N/A | N/A | N/A | N/A | N/A | N/A | N/A | N/A | N/A | N/A | N/A | N/A | N/A | N/A | N/A | N/A | N/A | N/A | N/A | N/A | N/A | N/A | N/A | N/A | N/A | N/A | N/A | N/A | 3.452 | 3.5634
AS/NZS 3823.2:2013 [Non Multi-Split] | NZ MEPS April 2013 | AS/NZS 3823.1.1:2012 | 42TSC125-1 & 38TSC125-1 |  | N/A | Carrier | 1.5 | Non Ducted | Single Split System | Cassette | Air | Air | China | 3.68 | 11 | 12.5 | 840 | 0 | 0 | 0 | 287 | 4.02 | 14.1 | Enthalpy Test Room | 3.3018 | 3.516 | Yes | 0 | N/A | 10.14 | 10.14 | 0 | 0 | N/A | N/A | N/A | 3.2714 | 3.4863 | N/A | N/A | 0 | 0 | 0 | 0 | Enthalpy Test Room | Single | R410A | Fiji,New Zealand | 119759 | 2119-03-18 | 2022-07-04 | Superseded | Reverse Cycle | 840 | No | Class 5 | No | - | No | - | - | - | - | 3.3018 | Unavailable | N/A | N/A | http://www.ahi-carrier.co.nz/ | http://www.ahi-carrier.co.nz/ | Yes |  |  | ZAC0615 | N/A | Variable output compressor | Inverter | N/A | N/A | N/A | 3.68 | N/A | N/A | N/A | N/A | N/A | N/A | N/A | N/A | N/A | N/A | N/A | N/A | N/A | N/A | N/A | N/A | 4.02 | N/A | N/A | N/A | N/A | N/A | N/A | N/A | N/A | N/A | N/A | N/A | N/A | N/A | N/A | N/A | N/A | N/A | N/A | N/A | N/A | N/A | N/A | N/A | N/A | N/A | N/A | N/A | N/A | N/A | N/A | N/A | N/A | N/A | N/A | N/A | N/A | N/A | N/A | N/A | N/A | N/A | N/A | N/A | N/A | N/A | N/A | N/A | N/A | N/A | N/A | N/A | N/A | N/A | N/A | N/A | N/A | N/A | N/A | N/A | N/A | N/A | N/A | N/A | N/A | N/A | N/A | N/A | 3.3654 | 3.4778
AS/NZS 3823.2:2013 [Non Multi-Split] | NZ MEPS April 2013 | AS/NZS 3823.1.1:2012 | 42TSC135-1 & 38TSC135-1 |  | N/A | Carrier | 2.8 | Non Ducted | Single Split System | Cassette | Air | Air | China | 4.07 | 10.7 | 13.5 | 840 | 0 | 0 | 0 | 287 | 4.43 | 14.6 | Enthalpy Test Room | 3.2889 | 3.3282 | Yes | 0 | N/A | 9.6 | 9.6 | 0 | 0 | N/A | N/A | N/A | 3.2628 | 3.3041 | N/A | N/A | 0 | 0 | 0 | 0 | Enthalpy Test Room | Single | R410A | Fiji,New Zealand | 119763 | 2119-03-18 | 2022-07-04 | Superseded | Reverse Cycle | 840 | No | Class 5 | No | - | No | - | - | - | - | 3.2889 | Unavailable | N/A | N/A | http://www.ahi-carrier.co.nz/ | http://www.ahi-carrier.co.nz/ | Yes |  |  | ZAC0616 | N/A | Variable output compressor | Inverter | N/A | N/A | N/A | 4.07 | N/A | N/A | N/A | N/A | N/A | N/A | N/A | N/A | N/A | N/A | N/A | N/A | N/A | N/A | N/A | N/A | 4.43 | N/A | N/A | N/A | N/A | N/A | N/A | N/A | N/A | N/A | N/A | N/A | N/A | N/A | N/A | N/A | N/A | N/A | N/A | N/A | N/A | N/A | N/A | N/A | N/A | N/A | N/A | N/A | N/A | N/A | N/A | N/A | N/A | N/A | N/A | N/A | N/A | N/A | N/A | N/A | N/A | N/A | N/A | N/A | N/A | N/A | N/A | N/A | N/A | N/A | N/A | N/A | N/A | N/A | N/A | N/A | N/A | N/A | N/A | N/A | N/A | N/A | N/A | N/A | N/A | N/A | N/A | N/A | 3.2907 | 3.2717
[Unitary Single-Duct] (Air Conditioners up to 65kW) EE Regulations 2020 Schedule 2A | MEPS 2019 | AS/NZS 3823.1.5:2015 | 51QPD12N7S |  | N/A | Carrier | N/A | Non Ducted | Portable | N/A | N/A | N/A | China | 1.35 | N/A | 3.517 | N/A | N/A | N/A | N/A | N/A | 1.045 | 2.93 | Calorimeter Room | 2.7748 | 3.1544 | N/A | N/A | N/A | N/A | N/A | N/A | N/A | N/A | N/A | N/A | N/A | N/A | N/A | N/A | N/A | N/A | N/A | N/A | Calorimeter Room | Single | R290 | Fiji,New Zealand | 140211 | 2121-07-20 |  | Approved | Reverse Cycle | N/A | N/A | Class 4 | N/A | N/A | N/A | N/A | N/A | N/A | N/A | N/A | Available | N/A | N/A | http://www.ahi-carrier.co.nz/ | http://www.ahi-carrier.co.nz/ | N/A |  |  | ZAC0757 | No | N/A | N/A | N/A | N/A | 3517 | 1.35 | N/A | N/A | N/A | N/A | N/A | N/A | N/A | N/A | N/A | N/A | N/A | N/A | N/A | N/A | N/A | 2930 | 1.045 | N/A | N/A | N/A | N/A | N/A | N/A | N/A | N/A | N/A | N/A | N/A | N/A | N/A | N/A | N/A | N/A | N/A | N/A | N/A | N/A | N/A | N/A | N/A | N/A | N/A | N/A | 64.1 | N/A | N/A | N/A | N/A | N/A | N/A | N/A | 736 | 1134 | 3033 | N/A | N/A | N/A | 0 | 0 | 0 | N/A | N/A | N/A | N/A | N/A | N/A | 2780 | 1349 | 289 | N/A | N/A | N/A | 0 | 0 | 0 | N/A | No | - | - | - | - | - | - | N/A | 2.6052 | 2.8038
[Unitary Single-Duct] GEMS (Air Conditioners up to 65kW) Determination 2019 | MEPS 2019 | AS/NZS 3823.1.5:2015 | 51QPD12N7S |  | N/A | Carrier | N/A | Non Ducted | Portable | N/A | N/A | N/A | China | 1.35 | N/A | 3.517 | N/A | N/A | N/A | N/A | N/A | 1.045 | 2.93 | Calorimeter Room | 2.7748 | 3.1544 | N/A | N/A | N/A | N/A | N/A | N/A | N/A | N/A | N/A | N/A | N/A | N/A | N/A | N/A | N/A | N/A | N/A | N/A | Calorimeter Room | Single | R290 | Australia,Fiji,New Zealand | 143108 | 2026-11-21 |  | Approved | Reverse Cycle | N/A | N/A | Class 4 | N/A | N/A | N/A | N/A | N/A | N/A | N/A | N/A | Available | N/A | N/A | http://www.midea.com.cn/ |  | N/A |  |  | AAC6360 | No | N/A | N/A | N/A | N/A | 3517 | 1.35 | N/A | N/A | N/A | N/A | N/A | N/A | N/A | N/A | N/A | N/A | N/A | N/A | N/A | N/A | N/A | 2930 | 1.045 | N/A | N/A | N/A | N/A | N/A | N/A | N/A | N/A | N/A | N/A | N/A | N/A | N/A | N/A | N/A | N/A | N/A | N/A | N/A | N/A | N/A | N/A | N/A | N/A | N/A | N/A | 64.1 | N/A | N/A | N/A | N/A | N/A | N/A | N/A | 736 | 1134 | 3033 | N/A | N/A | N/A | 0 | 0 | 0 | N/A | N/A | N/A | N/A | N/A | N/A | 2780 | 1349 | 289 | N/A | N/A | N/A | 0 | 0 | 0 | N/A | No | - | - | - | - | - | - | N/A | 2.6052 | 2.8038
[Unitary Single-Duct] GEMS (Air Conditioners up to 65kW) Determination 2019 | MEPS 2019 | AS/NZS 3823.1.5:2015 | 51QPD12N7S-1 |  | N/A | Carrier | N/A | Non Ducted | Portable | N/A | N/A | N/A | China | 1.28 | N/A | 3.341 | N/A | N/A | N/A | N/A | N/A | 0.99 | 2.931 | Calorimeter Room | 2.6864 | 3.1175 | N/A | N/A | N/A | N/A | N/A | N/A | N/A | N/A | N/A | N/A | N/A | N/A | N/A | N/A | N/A | N/A | N/A | N/A | Calorimeter Room | Single | R290 | Australia,Fiji,New Zealand | 148794 | 2027-08-08 |  | Approved | Reverse Cycle | N/A | N/A | Class 4 | N/A | N/A | N/A | N/A | N/A | N/A | N/A | N/A | Available | N/A | N/A | http://www.midea.com.cn/ |  | N/A |  |  | AAC6855 | No | N/A | N/A | N/A | N/A | 3341 | 1.28 | N/A | N/A | N/A | N/A | N/A | N/A | N/A | N/A | N/A | N/A | N/A | N/A | N/A | N/A | N/A | 2931 | 0.99 | N/A | N/A | N/A | N/A | N/A | N/A | N/A | N/A | N/A | N/A | N/A | N/A | N/A | N/A | N/A | N/A | N/A | N/A | N/A | N/A | N/A | N/A | N/A | N/A | N/A | N/A | 63 | N/A | N/A | N/A | N/A | N/A | N/A | N/A | 698 | 1075 | 2876 | N/A | N/A | N/A | 0 | 0 | 0 | N/A | N/A | N/A | N/A | N/A | N/A | 2633 | 1278 | 274 | N/A | N/A | N/A | 0 | 0 | 0 | N/A | No | - | - | - | - | - | - | N/A | 2.6102 | 2.9606
[Unitary Single-Duct] GEMS (Air Conditioners up to 65kW) Determination 2019 | MEPS 2019 | AS/NZS 3823.1.5:2015 | Air conditioners | Air conditioners | N/A | carson | N/A | Non Ducted | Portable | N/A | N/A | N/A | China | 0.82 | N/A | 2.05 | N/A | N/A | N/A | N/A | N/A | 0 | 0 | Calorimeter Room | 2.5755 | 0 | N/A | N/A | N/A | N/A | N/A | N/A | N/A | N/A | N/A | N/A | N/A | N/A | N/A | N/A | N/A | N/A | N/A | N/A | Calorimeter Room | Single | R290 | Australia | 131784 | 2025-08-27 |  | Approved | Cooling Only | N/A | N/A | Class 4 | N/A | N/A | N/A | N/A | N/A | N/A | N/A | N/A | Available | N/A | N/A |  |  | N/A |  |  | AAC5202 | No | N/A | N/A | N/A | N/A | 2050 | 0.82 | N/A | N/A | N/A | N/A | N/A | N/A | N/A | N/A | N/A | N/A | N/A | N/A | N/A | N/A | N/A | 0 | 0 | N/A | N/A | N/A | N/A | N/A | N/A | N/A | N/A | N/A | N/A | N/A | N/A | N/A | N/A | N/A | N/A | N/A | N/A | N/A | N/A | N/A | N/A | N/A | N/A | N/A | N/A | 65 | N/A | N/A | N/A | N/A | N/A | N/A | N/A | 447 | 689 | 1843 | N/A | N/A | N/A | 0 | 0 | 0 | N/A | N/A | N/A | N/A | N/A | N/A | 0 | 0 | 0 | N/A | N/A | N/A | 0 | 0 | 0 | N/A | No | 0 | 0 | 0 | 0 | 0 | 0 | N/A | 2.5 | 0
[Unitary Single-Duct] GEMS (Air Conditioners up to 65kW) Determination 2019 | MEPS 2019 | AS/NZS 3823.1.5:2015 | Air conditioners | Air conditioners | N/A | carson | N/A | Non Ducted | Portable | N/A | N/A | N/A | China | 1.05 | N/A | 2.64 | N/A | N/A | N/A | N/A | N/A | 0 | 0 | Calorimeter Room | 2.5784 | 0 | N/A | N/A | N/A | N/A | N/A | N/A | N/A | N/A | N/A | N/A | N/A | N/A | N/A | N/A | N/A | N/A | N/A | N/A | Calorimeter Room | Single | R290 | Australia | 131943 | 2025-08-27 |  | Approved | Cooling Only | N/A | N/A | Class 4 | N/A | N/A | N/A | N/A | N/A | N/A | N/A | N/A | Available | N/A | N/A |  |  | N/A |  |  | AAC5195 | No | N/A | N/A | N/A | N/A | 2640 | 1.05 | N/A | N/A | N/A | N/A | N/A | N/A | N/A | N/A | N/A | N/A | N/A | N/A | N/A | N/A | N/A | 0 | 0 | N/A | N/A | N/A | N/A | N/A | N/A | N/A | N/A | N/A | N/A | N/A | N/A | N/A | N/A | N/A | N/A | N/A | N/A | N/A | N/A | N/A | N/A | N/A | N/A | N/A | N/A | 65 | N/A | N/A | N/A | N/A | N/A | N/A | N/A | 572 | 882 | 2359 | N/A | N/A | N/A | 0 | 0 | 0 | N/A | N/A | N/A | N/A | N/A | N/A | 0 | 0 | 0 | N/A | N/A | N/A | 0 | 0 | 0 | N/A | No | 0 | 0 | 0 | 0 | 0 | 0 | N/A | 2.5143 | 0
[Unitary Single-Duct] GEMS (Air Conditioners up to 65kW) Determination 2019 | MEPS 2019 | AS/NZS 3823.1.5:2015 | Air conditioners | Air conditioners | N/A | carson | N/A | Non Ducted | Portable | N/A | N/A | N/A | China | 1.16 | N/A | 2.93 | N/A | N/A | N/A | N/A | N/A | 1.01 | 2.93 | Calorimeter Room | 2.5181 | 2.9829 | N/A | N/A | N/A | N/A | N/A | N/A | N/A | N/A | N/A | N/A | N/A | N/A | N/A | N/A | N/A | N/A | N/A | N/A | Calorimeter Room | Single | R290 | Australia | 131948 | 2025-08-27 |  | Approved | Reverse Cycle | N/A | N/A | Class 4 | N/A | N/A | N/A | N/A | N/A | N/A | N/A | N/A | Available | N/A | N/A |  |  | N/A |  |  | AAC5203 | No | N/A | N/A | N/A | N/A | 2930 | 1.16 | N/A | N/A | N/A | N/A | N/A | N/A | N/A | N/A | N/A | N/A | N/A | N/A | N/A | N/A | N/A | 2930 | 1.01 | N/A | N/A | N/A | N/A | N/A | N/A | N/A | N/A | N/A | N/A | N/A | N/A | N/A | N/A | N/A | N/A | N/A | N/A | N/A | N/A | N/A | N/A | N/A | N/A | N/A | N/A | 65 | N/A | N/A | N/A | N/A | N/A | N/A | N/A | 632 | 974 | 2607 | N/A | N/A | N/A | 0 | 0 | 0 | N/A | N/A | N/A | N/A | N/A | N/A | 2687 | 1304 | 280 | N/A | N/A | N/A | 0 | 0 | 0 | N/A | No | 0 | 0 | 0 | 0 | 0 | 0 | N/A | 2.5259 | 2.901
[Unitary Single-Duct] GEMS (Air Conditioners up to 65kW) Determination 2019 | MEPS 2019 | AS/NZS 3823.1.5:2015 | YP06-09C/3 | Air conditioners | N/A | carson | N/A | Non Ducted | Portable | N/A | N/A | N/A | China | 1.05 | N/A | 2.64 | N/A | N/A | N/A | N/A | N/A | 0 | 0 | Calorimeter Room | 2.5784 | 0 | N/A | N/A | N/A | N/A | N/A | N/A | N/A | N/A | N/A | N/A | N/A | N/A | N/A | N/A | N/A | N/A | N/A | N/A | Calorimeter Room | Single | R290 | Australia | 131943 | 2025-08-27 |  | Approved | Cooling Only | N/A | N/A | Class 4 | N/A | N/A | N/A | N/A | N/A | N/A | N/A | N/A | Available | N/A | N/A |  |  | N/A |  |  | AAC5195 | No | N/A | N/A | N/A | N/A | 2640 | 1.05 | N/A | N/A | N/A | N/A | N/A | N/A | N/A | N/A | N/A | N/A | N/A | N/A | N/A | N/A | N/A | 0 | 0 | N/A | N/A | N/A | N/A | N/A | N/A | N/A | N/A | N/A | N/A | N/A | N/A | N/A | N/A | N/A | N/A | N/A | N/A | N/A | N/A | N/A | N/A | N/A | N/A | N/A | N/A | 65 | N/A | N/A | N/A | N/A | N/A | N/A | N/A | 572 | 882 | 2359 | N/A | N/A | N/A | 0 | 0 | 0 | N/A | N/A | N/A | N/A | N/A | N/A | 0 | 0 | 0 | N/A | N/A | N/A | 0 | 0 | 0 | N/A | No | 0 | 0 | 0 | 0 | 0 | 0 | N/A | 2.5143 | 0
[Unitary Single-Duct] GEMS (Air Conditioners up to 65kW) Determination 2019 | MEPS 2019 | AS/NZS 3823.1.5:2015 | YPF1-10C/3 | Air conditioners | N/A | carson | N/A | Non Ducted | Portable | N/A | N/A | N/A | China | 1.16 | N/A | 2.93 | N/A | N/A | N/A | N/A | N/A | 1.01 | 2.93 | Calorimeter Room | 2.5181 | 2.9829 | N/A | N/A | N/A | N/A | N/A | N/A | N/A | N/A | N/A | N/A | N/A | N/A | N/A | N/A | N/A | N/A | N/A | N/A | Calorimeter Room | Single | R290 | Australia | 131948 | 2025-08-27 |  | Approved | Reverse Cycle | N/A | N/A | Class 4 | N/A | N/A | N/A | N/A | N/A | N/A | N/A | N/A | Available | N/A | N/A |  |  | N/A |  |  | AAC5203 | No | N/A | N/A | N/A | N/A | 2930 | 1.16 | N/A | N/A | N/A | N/A | N/A | N/A | N/A | N/A | N/A | N/A | N/A | N/A | N/A | N/A | N/A | 2930 | 1.01 | N/A | N/A | N/A | N/A | N/A | N/A | N/A | N/A | N/A | N/A | N/A | N/A | N/A | N/A | N/A | N/A | N/A | N/A | N/A | N/A | N/A | N/A | N/A | N/A | N/A | N/A | 65 | N/A | N/A | N/A | N/A | N/A | N/A | N/A | 632 | 974 | 2607 | N/A | N/A | N/A | 0 | 0 | 0 | N/A | N/A | N/A | N/A | N/A | N/A | 2687 | 1304 | 280 | N/A | N/A | N/A | 0 | 0 | 0 | N/A | No | 0 | 0 | 0 | 0 | 0 | 0 | N/A | 2.5259 | 2.901
[Unitary Single-Duct] GEMS (Air Conditioners up to 65kW) Determination 2019 | MEPS 2019 | AS/NZS 3823.1.5:2015 | YPF1-10C/3-W | Air conditioners | N/A | carson | N/A | Non Ducted | Portable | N/A | N/A | N/A | China | 1.16 | N/A | 2.93 | N/A | N/A | N/A | N/A | N/A | 1.01 | 2.93 | Calorimeter Room | 2.5181 | 2.9829 | N/A | N/A | N/A | N/A | N/A | N/A | N/A | N/A | N/A | N/A | N/A | N/A | N/A | N/A | N/A | N/A | N/A | N/A | Calorimeter Room | Single | R290 | Australia | 131948 | 2025-08-27 |  | Approved | Reverse Cycle | N/A | N/A | Class 4 | N/A | N/A | N/A | N/A | N/A | N/A | N/A | N/A | Available | N/A | N/A |  |  | N/A |  |  | AAC5203 | No | N/A | N/A | N/A | N/A | 2930 | 1.16 | N/A | N/A | N/A | N/A | N/A | N/A | N/A | N/A | N/A | N/A | N/A | N/A | N/A | N/A | N/A | 2930 | 1.01 | N/A | N/A | N/A | N/A | N/A | N/A | N/A | N/A | N/A | N/A | N/A | N/A | N/A | N/A | N/A | N/A | N/A | N/A | N/A | N/A | N/A | N/A | N/A | N/A | N/A | N/A | 65 | N/A | N/A | N/A | N/A | N/A | N/A | N/A | 632 | 974 | 2607 | N/A | N/A | N/A | 0 | 0 | 0 | N/A | N/A | N/A | N/A | N/A | N/A | 2687 | 1304 | 280 | N/A | N/A | N/A | 0 | 0 | 0 | N/A | No | 0 | 0 | 0 | 0 | 0 | 0 | N/A | 2.5259 | 2.901
[Unitary Single-Duct] GEMS (Air Conditioners up to 65kW) Determination 2019 | MEPS 2019 | AS/NZS 3823.1.5:2015 | YPF1-10H/3 | Air conditioners | N/A | carson | N/A | Non Ducted | Portable | N/A | N/A | N/A | China | 1.16 | N/A | 2.93 | N/A | N/A | N/A | N/A | N/A | 1.01 | 2.93 | Calorimeter Room | 2.5181 | 2.9829 | N/A | N/A | N/A | N/A | N/A | N/A | N/A | N/A | N/A | N/A | N/A | N/A | N/A | N/A | N/A | N/A | N/A | N/A | Calorimeter Room | Single | R290 | Australia | 131948 | 2025-08-27 |  | Approved | Reverse Cycle | N/A | N/A | Class 4 | N/A | N/A | N/A | N/A | N/A | N/A | N/A | N/A | Available | N/A | N/A |  |  | N/A |  |  | AAC5203 | No | N/A | N/A | N/A | N/A | 2930 | 1.16 | N/A | N/A | N/A | N/A | N/A | N/A | N/A | N/A | N/A | N/A | N/A | N/A | N/A | N/A | N/A | 2930 | 1.01 | N/A | N/A | N/A | N/A | N/A | N/A | N/A | N/A | N/A | N/A | N/A | N/A | N/A | N/A | N/A | N/A | N/A | N/A | N/A | N/A | N/A | N/A | N/A | N/A | N/A | N/A | 65 | N/A | N/A | N/A | N/A | N/A | N/A | N/A | 632 | 974 | 2607 | N/A | N/A | N/A | 0 | 0 | 0 | N/A | N/A | N/A | N/A | N/A | N/A | 2687 | 1304 | 280 | N/A | N/A | N/A | 0 | 0 | 0 | N/A | No | 0 | 0 | 0 | 0 | 0 | 0 | N/A | 2.5259 | 2.901
[Unitary Single-Duct] GEMS (Air Conditioners up to 65kW) Determination 2019 | MEPS 2019 | AS/NZS 3823.1.5:2015 | YPF1-10H/3-W | Air conditioners | N/A | carson | N/A | Non Ducted | Portable | N/A | N/A | N/A | China | 1.16 | N/A | 2.93 | N/A | N/A | N/A | N/A | N/A | 1.01 | 2.93 | Calorimeter Room | 2.5181 | 2.9829 | N/A | N/A | N/A | N/A | N/A | N/A | N/A | N/A | N/A | N/A | N/A | N/A | N/A | N/A | N/A | N/A | N/A | N/A | Calorimeter Room | Single | R290 | Australia | 131948 | 2025-08-27 |  | Approved | Reverse Cycle | N/A | N/A | Class 4 | N/A | N/A | N/A | N/A | N/A | N/A | N/A | N/A | Available | N/A | N/A |  |  | N/A |  |  | AAC5203 | No | N/A | N/A | N/A | N/A | 2930 | 1.16 | N/A | N/A | N/A | N/A | N/A | N/A | N/A | N/A | N/A | N/A | N/A | N/A | N/A | N/A | N/A | 2930 | 1.01 | N/A | N/A | N/A | N/A | N/A | N/A | N/A | N/A | N/A | N/A | N/A | N/A | N/A | N/A | N/A | N/A | N/A | N/A | N/A | N/A | N/A | N/A | N/A | N/A | N/A | N/A | 65 | N/A | N/A | N/A | N/A | N/A | N/A | N/A | 632 | 974 | 2607 | N/A | N/A | N/A | 0 | 0 | 0 | N/A | N/A | N/A | N/A | N/A | N/A | 2687 | 1304 | 280 | N/A | N/A | N/A | 0 | 0 | 0 | N/A | No | 0 | 0 | 0 | 0 | 0 | 0 | N/A | 2.5259 | 2.901
[Unitary Single-Duct] GEMS (Air Conditioners up to 65kW) Determination 2019 | MEPS 2019 | AS/NZS 3823.1.5:2015 | YPF2-10C/3 | Air conditioners | N/A | carson | N/A | Non Ducted | Portable | N/A | N/A | N/A | China | 1.16 | N/A | 2.93 | N/A | N/A | N/A | N/A | N/A | 1.01 | 2.93 | Calorimeter Room | 2.5181 | 2.9829 | N/A | N/A | N/A | N/A | N/A | N/A | N/A | N/A | N/A | N/A | N/A | N/A | N/A | N/A | N/A | N/A | N/A | N/A | Calorimeter Room | Single | R290 | Australia | 131948 | 2025-08-27 |  | Approved | Reverse Cycle | N/A | N/A | Class 4 | N/A | N/A | N/A | N/A | N/A | N/A | N/A | N/A | Available | N/A | N/A |  |  | N/A |  |  | AAC5203 | No | N/A | N/A | N/A | N/A | 2930 | 1.16 | N/A | N/A | N/A | N/A | N/A | N/A | N/A | N/A | N/A | N/A | N/A | N/A | N/A | N/A | N/A | 2930 | 1.01 | N/A | N/A | N/A | N/A | N/A | N/A | N/A | N/A | N/A | N/A | N/A | N/A | N/A | N/A | N/A | N/A | N/A | N/A | N/A | N/A | N/A | N/A | N/A | N/A | N/A | N/A | 65 | N/A | N/A | N/A | N/A | N/A | N/A | N/A | 632 | 974 | 2607 | N/A | N/A | N/A | 0 | 0 | 0 | N/A | N/A | N/A | N/A | N/A | N/A | 2687 | 1304 | 280 | N/A | N/A | N/A | 0 | 0 | 0 | N/A | No | 0 | 0 | 0 | 0 | 0 | 0 | N/A | 2.5259 | 2.901
[Unitary Single-Duct] GEMS (Air Conditioners up to 65kW) Determination 2019 | MEPS 2019 | AS/NZS 3823.1.5:2015 | YPF2-10C/3-W | Air conditioners | N/A | carson | N/A | Non Ducted | Portable | N/A | N/A | N/A | China | 1.16 | N/A | 2.93 | N/A | N/A | N/A | N/A | N/A | 1.01 | 2.93 | Calorimeter Room | 2.5181 | 2.9829 | N/A | N/A | N/A | N/A | N/A | N/A | N/A | N/A | N/A | N/A | N/A | N/A | N/A | N/A | N/A | N/A | N/A | N/A | Calorimeter Room | Single | R290 | Australia | 131948 | 2025-08-27 |  | Approved | Reverse Cycle | N/A | N/A | Class 4 | N/A | N/A | N/A | N/A | N/A | N/A | N/A | N/A | Available | N/A | N/A |  |  | N/A |  |  | AAC5203 | No | N/A | N/A | N/A | N/A | 2930 | 1.16 | N/A | N/A | N/A | N/A | N/A | N/A | N/A | N/A | N/A | N/A | N/A | N/A | N/A | N/A | N/A | 2930 | 1.01 | N/A | N/A | N/A | N/A | N/A | N/A | N/A | N/A | N/A | N/A | N/A | N/A | N/A | N/A | N/A | N/A | N/A | N/A | N/A | N/A | N/A | N/A | N/A | N/A | N/A | N/A | 65 | N/A | N/A | N/A | N/A | N/A | N/A | N/A | 632 | 974 | 2607 | N/A | N/A | N/A | 0 | 0 | 0 | N/A | N/A | N/A | N/A | N/A | N/A | 2687 | 1304 | 280 | N/A | N/A | N/A | 0 | 0 | 0 | N/A | No | 0 | 0 | 0 | 0 | 0 | 0 | N/A | 2.5259 | 2.901
[Unitary Single-Duct] GEMS (Air Conditioners up to 65kW) Determination 2019 | MEPS 2019 | AS/NZS 3823.1.5:2015 | YPF2-10H/3 | Air conditioners | N/A | carson | N/A | Non Ducted | Portable | N/A | N/A | N/A | China | 1.16 | N/A | 2.93 | N/A | N/A | N/A | N/A | N/A | 1.01 | 2.93 | Calorimeter Room | 2.5181 | 2.9829 | N/A | N/A | N/A | N/A | N/A | N/A | N/A | N/A | N/A | N/A | N/A | N/A | N/A | N/A | N/A | N/A | N/A | N/A | Calorimeter Room | Single | R290 | Australia | 131948 | 2025-08-27 |  | Approved | Reverse Cycle | N/A | N/A | Class 4 | N/A | N/A | N/A | N/A | N/A | N/A | N/A | N/A | Available | N/A | N/A |  |  | N/A |  |  | AAC5203 | No | N/A | N/A | N/A | N/A | 2930 | 1.16 | N/A | N/A | N/A | N/A | N/A | N/A | N/A | N/A | N/A | N/A | N/A | N/A | N/A | N/A | N/A | 2930 | 1.01 | N/A | N/A | N/A | N/A | N/A | N/A | N/A | N/A | N/A | N/A | N/A | N/A | N/A | N/A | N/A | N/A | N/A | N/A | N/A | N/A | N/A | N/A | N/A | N/A | N/A | N/A | 65 | N/A | N/A | N/A | N/A | N/A | N/A | N/A | 632 | 974 | 2607 | N/A | N/A | N/A | 0 | 0 | 0 | N/A | N/A | N/A | N/A | N/A | N/A | 2687 | 1304 | 280 | N/A | N/A | N/A | 0 | 0 | 0 | N/A | No | 0 | 0 | 0 | 0 | 0 | 0 | N/A | 2.5259 | 2.901
[Unitary Single-Duct] GEMS (Air Conditioners up to 65kW) Determination 2019 | MEPS 2019 | AS/NZS 3823.1.5:2015 | YPF2-10H/3-W | Air conditioners | N/A | carson | N/A | Non Ducted | Portable | N/A | N/A | N/A | China | 1.16 | N/A | 2.93 | N/A | N/A | N/A | N/A | N/A | 1.01 | 2.93 | Calorimeter Room | 2.5181 | 2.9829 | N/A | N/A | N/A | N/A | N/A | N/A | N/A | N/A | N/A | N/A | N/A | N/A | N/A | N/A | N/A | N/A | N/A | N/A | Calorimeter Room | Single | R290 | Australia | 131948 | 2025-08-27 |  | Approved | Reverse Cycle | N/A | N/A | Class 4 | N/A | N/A | N/A | N/A | N/A | N/A | N/A | N/A | Available | N/A | N/A |  |  | N/A |  |  | AAC5203 | No | N/A | N/A | N/A | N/A | 2930 | 1.16 | N/A | N/A | N/A | N/A | N/A | N/A | N/A | N/A | N/A | N/A | N/A | N/A | N/A | N/A | N/A | 2930 | 1.01 | N/A | N/A | N/A | N/A | N/A | N/A | N/A | N/A | N/A | N/A | N/A | N/A | N/A | N/A | N/A | N/A | N/A | N/A | N/A | N/A | N/A | N/A | N/A | N/A | N/A | N/A | 65 | N/A | N/A | N/A | N/A | N/A | N/A | N/A | 632 | 974 | 2607 | N/A | N/A | N/A | 0 | 0 | 0 | N/A | N/A | N/A | N/A | N/A | N/A | 2687 | 1304 | 280 | N/A | N/A | N/A | 0 | 0 | 0 | N/A | No | 0 | 0 | 0 | 0 | 0 | 0 | N/A | 2.5259 | 2.901
[Unitary Single-Duct] GEMS (Air Conditioners up to 65kW) Determination 2019 | MEPS 2019 | AS/NZS 3823.1.5:2015 | YPF3-10H/3 | Air conditioners | N/A | carson | N/A | Non Ducted | Portable | N/A | N/A | N/A | China | 1.16 | N/A | 2.93 | N/A | N/A | N/A | N/A | N/A | 1.01 | 2.93 | Calorimeter Room | 2.5181 | 2.9829 | N/A | N/A | N/A | N/A | N/A | N/A | N/A | N/A | N/A | N/A | N/A | N/A | N/A | N/A | N/A | N/A | N/A | N/A | Calorimeter Room | Single | R290 | Australia | 131948 | 2025-08-27 |  | Approved | Reverse Cycle | N/A | N/A | Class 4 | N/A | N/A | N/A | N/A | N/A | N/A | N/A | N/A | Available | N/A | N/A |  |  | N/A |  |  | AAC5203 | No | N/A | N/A | N/A | N/A | 2930 | 1.16 | N/A | N/A | N/A | N/A | N/A | N/A | N/A | N/A | N/A | N/A | N/A | N/A | N/A | N/A | N/A | 2930 | 1.01 | N/A | N/A | N/A | N/A | N/A | N/A | N/A | N/A | N/A | N/A | N/A | N/A | N/A | N/A | N/A | N/A | N/A | N/A | N/A | N/A | N/A | N/A | N/A | N/A | N/A | N/A | 65 | N/A | N/A | N/A | N/A | N/A | N/A | N/A | 632 | 974 | 2607 | N/A | N/A | N/A | 0 | 0 | 0 | N/A | N/A | N/A | N/A | N/A | N/A | 2687 | 1304 | 280 | N/A | N/A | N/A | 0 | 0 | 0 | N/A | No | 0 | 0 | 0 | 0 | 0 | 0 | N/A | 2.5259 | 2.901
[Unitary Single-Duct] GEMS (Air Conditioners up to 65kW) Determination 2019 | MEPS 2019 | AS/NZS 3823.1.5:2015 | YPF3-10H/3-W | Air conditioners | N/A | carson | N/A | Non Ducted | Portable | N/A | N/A | N/A | China | 1.16 | N/A | 2.93 | N/A | N/A | N/A | N/A | N/A | 1.01 | 2.93 | Calorimeter Room | 2.5181 | 2.9829 | N/A | N/A | N/A | N/A | N/A | N/A | N/A | N/A | N/A | N/A | N/A | N/A | N/A | N/A | N/A | N/A | N/A | N/A | Calorimeter Room | Single | R290 | Australia | 131948 | 2025-08-27 |  | Approved | Reverse Cycle | N/A | N/A | Class 4 | N/A | N/A | N/A | N/A | N/A | N/A | N/A | N/A | Available | N/A | N/A |  |  | N/A |  |  | AAC5203 | No | N/A | N/A | N/A | N/A | 2930 | 1.16 | N/A | N/A | N/A | N/A | N/A | N/A | N/A | N/A | N/A | N/A | N/A | N/A | N/A | N/A | N/A | 2930 | 1.01 | N/A | N/A | N/A | N/A | N/A | N/A | N/A | N/A | N/A | N/A | N/A | N/A | N/A | N/A | N/A | N/A | N/A | N/A | N/A | N/A | N/A | N/A | N/A | N/A | N/A | N/A | 65 | N/A | N/A | N/A | N/A | N/A | N/A | N/A | 632 | 974 | 2607 | N/A | N/A | N/A | 0 | 0 | 0 | N/A | N/A | N/A | N/A | N/A | N/A | 2687 | 1304 | 280 | N/A | N/A | N/A | 0 | 0 | 0 | N/A | No | 0 | 0 | 0 | 0 | 0 | 0 | N/A | 2.5259 | 2.901
[Unitary Single-Duct] GEMS (Air Conditioners up to 65kW) Determination 2019 | MEPS 2019 | AS/NZS 3823.1.5:2015 | YPF5-10H |  | N/A | carson | N/A | Non Ducted | Portable | N/A | N/A | N/A | China | 1.16 | N/A | 2.93 | N/A | N/A | N/A | N/A | N/A | 1.01 | 2.93 | Calorimeter Room | 2.5181 | 2.9829 | N/A | N/A | N/A | N/A | N/A | N/A | N/A | N/A | N/A | N/A | N/A | N/A | N/A | N/A | N/A | N/A | N/A | N/A | Calorimeter Room | Single | R290 | Australia | 156677 | 2028-09-13 |  | Approved | Reverse Cycle | N/A | N/A | Class 4 | N/A | N/A | N/A | N/A | N/A | N/A | N/A | N/A | Available | N/A | N/A |  |  | N/A |  |  | AAC7779 | No | N/A | N/A | N/A | N/A | 2930 | 1.16 | N/A | N/A | N/A | N/A | N/A | N/A | N/A | N/A | N/A | N/A | N/A | N/A | N/A | N/A | N/A | 2930 | 1.01 | N/A | N/A | N/A | N/A | N/A | N/A | N/A | N/A | N/A | N/A | N/A | N/A | N/A | N/A | N/A | N/A | N/A | N/A | N/A | N/A | N/A | N/A | N/A | N/A | N/A | N/A | 65 | N/A | N/A | N/A | N/A | N/A | N/A | N/A | 632 | 974 | 2607 | N/A | N/A | N/A | 0 | 0 | 0 | N/A | N/A | N/A | N/A | N/A | N/A | 2687 | 1304 | 280 | N/A | N/A | N/A | 0 | 0 | 0 | N/A | No | - | - | - | - | - | - | N/A | 2.5259 | 2.901
[Unitary Single-Duct] GEMS (Air Conditioners up to 65kW) Determination 2019 | MEPS 2019 | AS/NZS 3823.1.5:2015 | YPK6S-07C |  | N/A | carson | N/A | Non Ducted | Portable | N/A | N/A | N/A | China | 0.82 | N/A | 2.05 | N/A | N/A | N/A | N/A | N/A | - | - | Calorimeter Room | 2.5874 | - | N/A | N/A | N/A | N/A | N/A | N/A | N/A | N/A | N/A | N/A | N/A | N/A | N/A | N/A | N/A | N/A | N/A | N/A | Calorimeter Room | Single | R290 | Australia | 156674 | 2028-09-12 |  | Approved | Cooling Only | N/A | N/A | Class 4 | N/A | N/A | N/A | N/A | N/A | N/A | N/A | N/A | Available | N/A | N/A |  |  | N/A |  |  | AAC7774 | No | N/A | N/A | N/A | N/A | 2050 | 0.82 | N/A | N/A | N/A | N/A | N/A | N/A | N/A | N/A | N/A | N/A | N/A | N/A | N/A | N/A | N/A | - | - | N/A | N/A | N/A | N/A | N/A | N/A | N/A | N/A | N/A | N/A | N/A | N/A | N/A | N/A | N/A | N/A | N/A | N/A | N/A | N/A | N/A | N/A | N/A | N/A | N/A | N/A | 65 | N/A | N/A | N/A | N/A | N/A | N/A | N/A | 447 | 689 | 1843 | N/A | N/A | N/A | 0 | 0 | 0 | N/A | N/A | N/A | N/A | N/A | N/A | - | - | - | N/A | N/A | N/A | - | - | - | N/A | No | - | - | - | - | - | - | N/A | 2.5 | -
[Unitary Single-Duct] GEMS (Air Conditioners up to 65kW) Determination 2019 | MEPS 2019 | AS/NZS 3823.1.5:2015 | YPO-09C/3 | Air conditioners | N/A | carson | N/A | Non Ducted | Portable | N/A | N/A | N/A | China | 1.05 | N/A | 2.64 | N/A | N/A | N/A | N/A | N/A | 0 | 0 | Calorimeter Room | 2.5784 | 0 | N/A | N/A | N/A | N/A | N/A | N/A | N/A | N/A | N/A | N/A | N/A | N/A | N/A | N/A | N/A | N/A | N/A | N/A | Calorimeter Room | Single | R290 | Australia | 131943 | 2025-08-27 |  | Approved | Cooling Only | N/A | N/A | Class 4 | N/A | N/A | N/A | N/A | N/A | N/A | N/A | N/A | Available | N/A | N/A |  |  | N/A |  |  | AAC5195 | No | N/A | N/A | N/A | N/A | 2640 | 1.05 | N/A | N/A | N/A | N/A | N/A | N/A | N/A | N/A | N/A | N/A | N/A | N/A | N/A | N/A | N/A | 0 | 0 | N/A | N/A | N/A | N/A | N/A | N/A | N/A | N/A | N/A | N/A | N/A | N/A | N/A | N/A | N/A | N/A | N/A | N/A | N/A | N/A | N/A | N/A | N/A | N/A | N/A | N/A | 65 | N/A | N/A | N/A | N/A | N/A | N/A | N/A | 572 | 882 | 2359 | N/A | N/A | N/A | 0 | 0 | 0 | N/A | N/A | N/A | N/A | N/A | N/A | 0 | 0 | 0 | N/A | N/A | N/A | 0 | 0 | 0 | N/A | No | 0 | 0 | 0 | 0 | 0 | 0 | N/A | 2.5143 | 0
[Unitary Single-Duct] GEMS (Air Conditioners up to 65kW) Determination 2019 | MEPS 2019 | AS/NZS 3823.1.5:2015 | YPO2-09C/3 | Air conditioners | N/A | carson | N/A | Non Ducted | Portable | N/A | N/A | N/A | China | 1.05 | N/A | 2.64 | N/A | N/A | N/A | N/A | N/A | 0 | 0 | Calorimeter Room | 2.5784 | 0 | N/A | N/A | N/A | N/A | N/A | N/A | N/A | N/A | N/A | N/A | N/A | N/A | N/A | N/A | N/A | N/A | N/A | N/A | Calorimeter Room | Single | R290 | Australia | 131943 | 2025-08-27 |  | Approved | Cooling Only | N/A | N/A | Class 4 | N/A | N/A | N/A | N/A | N/A | N/A | N/A | N/A | Available | N/A | N/A |  |  | N/A |  |  | AAC5195 | No | N/A | N/A | N/A | N/A | 2640 | 1.05 | N/A | N/A | N/A | N/A | N/A | N/A | N/A | N/A | N/A | N/A | N/A | N/A | N/A | N/A | N/A | 0 | 0 | N/A | N/A | N/A | N/A | N/A | N/A | N/A | N/A | N/A | N/A | N/A | N/A | N/A | N/A | N/A | N/A | N/A | N/A | N/A | N/A | N/A | N/A | N/A | N/A | N/A | N/A | 65 | N/A | N/A | N/A | N/A | N/A | N/A | N/A | 572 | 882 | 2359 | N/A | N/A | N/A | 0 | 0 | 0 | N/A | N/A | N/A | N/A | N/A | N/A | 0 | 0 | 0 | N/A | N/A | N/A | 0 | 0 | 0 | N/A | No | 0 | 0 | 0 | 0 | 0 | 0 | N/A | 2.5143 | 0
[Unitary Single-Duct] GEMS (Air Conditioners up to 65kW) Determination 2019 | MEPS 2019 | AS/NZS 3823.1.5:2015 | YPO2-O7C/3 | Air conditioners | N/A | carson | N/A | Non Ducted | Portable | N/A | N/A | N/A | China | 0.82 | N/A | 2.05 | N/A | N/A | N/A | N/A | N/A | 0 | 0 | Calorimeter Room | 2.5755 | 0 | N/A | N/A | N/A | N/A | N/A | N/A | N/A | N/A | N/A | N/A | N/A | N/A | N/A | N/A | N/A | N/A | N/A | N/A | Calorimeter Room | Single | R290 | Australia | 131784 | 2025-08-27 |  | Approved | Cooling Only | N/A | N/A | Class 4 | N/A | N/A | N/A | N/A | N/A | N/A | N/A | N/A | Available | N/A | N/A |  |  | N/A |  |  | AAC5202 | No | N/A | N/A | N/A | N/A | 2050 | 0.82 | N/A | N/A | N/A | N/A | N/A | N/A | N/A | N/A | N/A | N/A | N/A | N/A | N/A | N/A | N/A | 0 | 0 | N/A | N/A | N/A | N/A | N/A | N/A | N/A | N/A | N/A | N/A | N/A | N/A | N/A | N/A | N/A | N/A | N/A | N/A | N/A | N/A | N/A | N/A | N/A | N/A | N/A | N/A | 65 | N/A | N/A | N/A | N/A | N/A | N/A | N/A | 447 | 689 | 1843 | N/A | N/A | N/A | 0 | 0 | 0 | N/A | N/A | N/A | N/A | N/A | N/A | 0 | 0 | 0 | N/A | N/A | N/A | 0 | 0 | 0 | N/A | No | 0 | 0 | 0 | 0 | 0 | 0 | N/A | 2.5 | 0
[Unitary Single-Duct] GEMS (Air Conditioners up to 65kW) Determination 2019 | MEPS 2019 | AS/NZS 3823.1.5:2015 | YPO6-O7C/3 | Air conditioners | N/A | carson | N/A | Non Ducted | Portable | N/A | N/A | N/A | China | 0.82 | N/A | 2.05 | N/A | N/A | N/A | N/A | N/A | 0 | 0 | Calorimeter Room | 2.5755 | 0 | N/A | N/A | N/A | N/A | N/A | N/A | N/A | N/A | N/A | N/A | N/A | N/A | N/A | N/A | N/A | N/A | N/A | N/A | Calorimeter Room | Single | R290 | Australia | 131784 | 2025-08-27 |  | Approved | Cooling Only | N/A | N/A | Class 4 | N/A | N/A | N/A | N/A | N/A | N/A | N/A | N/A | Available | N/A | N/A |  |  | N/A |  |  | AAC5202 | No | N/A | N/A | N/A | N/A | 2050 | 0.82 | N/A | N/A | N/A | N/A | N/A | N/A | N/A | N/A | N/A | N/A | N/A | N/A | N/A | N/A | N/A | 0 | 0 | N/A | N/A | N/A | N/A | N/A | N/A | N/A | N/A | N/A | N/A | N/A | N/A | N/A | N/A | N/A | N/A | N/A | N/A | N/A | N/A | N/A | N/A | N/A | N/A | N/A | N/A | 65 | N/A | N/A | N/A | N/A | N/A | N/A | N/A | 447 | 689 | 1843 | N/A | N/A | N/A | 0 | 0 | 0 | N/A | N/A | N/A | N/A | N/A | N/A | 0 | 0 | 0 | N/A | N/A | N/A | 0 | 0 | 0 | N/A | No | 0 | 0 | 0 | 0 | 0 | 0 | N/A | 2.5 | 0
[Unitary Single-Duct] GEMS (Air Conditioners up to 65kW) Determination 2019 | MEPS 2019 | AS/NZS 3823.1.5:2015 | YPO-O7C/3 | Air conditioners | N/A | carson | N/A | Non Ducted | Portable | N/A | N/A | N/A | China | 0.82 | N/A | 2.05 | N/A | N/A | N/A | N/A | N/A | 0 | 0 | Calorimeter Room | 2.5755 | 0 | N/A | N/A | N/A | N/A | N/A | N/A | N/A | N/A | N/A | N/A | N/A | N/A | N/A | N/A | N/A | N/A | N/A | N/A | Calorimeter Room | Single | R290 | Australia | 131784 | 2025-08-27 |  | Approved | Cooling Only | N/A | N/A | Class 4 | N/A | N/A | N/A | N/A | N/A | N/A | N/A | N/A | Available | N/A | N/A |  |  | N/A |  |  | AAC5202 | No | N/A | N/A | N/A | N/A | 2050 | 0.82 | N/A | N/A | N/A | N/A | N/A | N/A | N/A | N/A | N/A | N/A | N/A | N/A | N/A | N/A | N/A | 0 | 0 | N/A | N/A | N/A | N/A | N/A | N/A | N/A | N/A | N/A | N/A | N/A | N/A | N/A | N/A | N/A | N/A | N/A | N/A | N/A | N/A | N/A | N/A | N/A | N/A | N/A | N/A | 65 | N/A | N/A | N/A | N/A | N/A | N/A | N/A | 447 | 689 | 1843 | N/A | N/A | N/A | 0 | 0 | 0 | N/A | N/A | N/A | N/A | N/A | N/A | 0 | 0 | 0 | N/A | N/A | N/A | 0 | 0 | 0 | N/A | No | 0 | 0 | 0 | 0 | 0 | 0 | N/A | 2.5 | 0
[Unitary Single-Duct] GEMS (Air Conditioners up to 65kW) Determination 2019 | MEPS 2019 | AS/NZS 3823.1.5:2015 | YPZ-06C/3 |  | N/A | carson | N/A | Non Ducted | Portable | N/A | N/A | N/A | China | 0.72 | N/A | 1.8 | N/A | N/A | N/A | N/A | N/A | 0 | 0 | Calorimeter Room | 2.6949 | 0 | N/A | N/A | N/A | N/A | N/A | N/A | N/A | N/A | N/A | N/A | N/A | N/A | N/A | N/A | N/A | N/A | N/A | N/A | Calorimeter Room | Single | R290 | Australia | 130558 | 2025-08-26 |  | Approved | Cooling Only | N/A | N/A | Class 4 | N/A | N/A | N/A | N/A | N/A | N/A | N/A | N/A | Available | N/A | N/A |  |  | N/A |  |  | AAC5194 | No | N/A | N/A | N/A | N/A | 1800 | 0.72 | N/A | N/A | N/A | N/A | N/A | N/A | N/A | N/A | N/A | N/A | N/A | N/A | N/A | N/A | N/A | 0 | 0 | N/A | N/A | N/A | N/A | N/A | N/A | N/A | N/A | N/A | N/A | N/A | N/A | N/A | N/A | N/A | N/A | N/A | N/A | N/A | N/A | N/A | N/A | N/A | N/A | N/A | N/A | 65 | N/A | N/A | N/A | N/A | N/A | N/A | N/A | 392 | 605 | 1618 | N/A | N/A | N/A | 0 | 0 | 0 | N/A | N/A | N/A | N/A | N/A | N/A | 0 | 0 | 0 | N/A | N/A | N/A | 0 | 0 | 0 | N/A | No | 0 | 0 | 0 | 0 | 0 | 0 | N/A | 2.5 | 0
[Unitary Single-Duct] GEMS (Air Conditioners up to 65kW) Determination 2019 | MEPS 2019 | AS/NZS 3823.1.5:2015 | CPCW25PAP01* | CPCW25PAP01* | N/A | CHiQ | N/A | Non Ducted | Portable | N/A | N/A | N/A | China | 0.98 | N/A | 2.55 | N/A | N/A | N/A | N/A | N/A | - | - | Calorimeter Room | 2.5708 | - | N/A | N/A | N/A | N/A | N/A | N/A | N/A | N/A | N/A | N/A | N/A | N/A | N/A | N/A | N/A | N/A | N/A | N/A | Calorimeter Room | Single | R290 | Australia,Fiji,New Zealand | 140803 | 2026-08-19 |  | Approved | Cooling Only | N/A | N/A | Class 4 | N/A | N/A | N/A | N/A | N/A | N/A | N/A | N/A | Available | N/A | N/A |  | https://www.chiq.com.au/ | N/A |  |  | AAC6224 | No | N/A | N/A | N/A | N/A | 2550 | 0.98 | N/A | N/A | N/A | N/A | N/A | N/A | N/A | N/A | N/A | N/A | N/A | N/A | N/A | N/A | N/A | - | - | N/A | N/A | N/A | N/A | N/A | N/A | N/A | N/A | N/A | N/A | N/A | N/A | N/A | N/A | N/A | N/A | N/A | N/A | N/A | N/A | N/A | N/A | N/A | N/A | N/A | N/A | 61.79 | N/A | N/A | N/A | N/A | N/A | N/A | N/A | 534 | 823 | 2202 | N/A | N/A | N/A | 0 | 0 | 0 | N/A | N/A | N/A | N/A | N/A | N/A | - | - | - | N/A | N/A | N/A | - | - | - | N/A | No | - | - | - | - | - | - | N/A | 2.602 | -
[Unitary Single-Duct] GEMS (Air Conditioners up to 65kW) Determination 2019 | MEPS 2019 | AS/NZS 3823.1.5:2015 | CPCW25PAP01B | CPCW25PAP01* | N/A | CHiQ | N/A | Non Ducted | Portable | N/A | N/A | N/A | China | 0.98 | N/A | 2.55 | N/A | N/A | N/A | N/A | N/A | - | - | Calorimeter Room | 2.5708 | - | N/A | N/A | N/A | N/A | N/A | N/A | N/A | N/A | N/A | N/A | N/A | N/A | N/A | N/A | N/A | N/A | N/A | N/A | Calorimeter Room | Single | R290 | Australia,Fiji,New Zealand | 140803 | 2026-08-19 |  | Approved | Cooling Only | N/A | N/A | Class 4 | N/A | N/A | N/A | N/A | N/A | N/A | N/A | N/A | Available | N/A | N/A |  | https://www.chiq.com.au/ | N/A |  |  | AAC6224 | No | N/A | N/A | N/A | N/A | 2550 | 0.98 | N/A | N/A | N/A | N/A | N/A | N/A | N/A | N/A | N/A | N/A | N/A | N/A | N/A | N/A | N/A | - | - | N/A | N/A | N/A | N/A | N/A | N/A | N/A | N/A | N/A | N/A | N/A | N/A | N/A | N/A | N/A | N/A | N/A | N/A | N/A | N/A | N/A | N/A | N/A | N/A | N/A | N/A | 61.79 | N/A | N/A | N/A | N/A | N/A | N/A | N/A | 534 | 823 | 2202 | N/A | N/A | N/A | 0 | 0 | 0 | N/A | N/A | N/A | N/A | N/A | N/A | - | - | - | N/A | N/A | N/A | - | - | - | N/A | No | - | - | - | - | - | - | N/A | 2.602 | -
[Unitary Single-Duct] GEMS (Air Conditioners up to 65kW) Determination 2019 | MEPS 2019 | AS/NZS 3823.1.5:2015 | CPCW25PAP01BG | CPCW25PAP01* | N/A | CHiQ | N/A | Non Ducted | Portable | N/A | N/A | N/A | China | 0.98 | N/A | 2.55 | N/A | N/A | N/A | N/A | N/A | - | - | Calorimeter Room | 2.5708 | - | N/A | N/A | N/A | N/A | N/A | N/A | N/A | N/A | N/A | N/A | N/A | N/A | N/A | N/A | N/A | N/A | N/A | N/A | Calorimeter Room | Single | R290 | Australia,Fiji,New Zealand | 140803 | 2026-08-19 |  | Approved | Cooling Only | N/A | N/A | Class 4 | N/A | N/A | N/A | N/A | N/A | N/A | N/A | N/A | Available | N/A | N/A |  | https://www.chiq.com.au/ | N/A |  |  | AAC6224 | No | N/A | N/A | N/A | N/A | 2550 | 0.98 | N/A | N/A | N/A | N/A | N/A | N/A | N/A | N/A | N/A | N/A | N/A | N/A | N/A | N/A | N/A | - | - | N/A | N/A | N/A | N/A | N/A | N/A | N/A | N/A | N/A | N/A | N/A | N/A | N/A | N/A | N/A | N/A | N/A | N/A | N/A | N/A | N/A | N/A | N/A | N/A | N/A | N/A | 61.79 | N/A | N/A | N/A | N/A | N/A | N/A | N/A | 534 | 823 | 2202 | N/A | N/A | N/A | 0 | 0 | 0 | N/A | N/A | N/A | N/A | N/A | N/A | - | - | - | N/A | N/A | N/A | - | - | - | N/A | No | - | - | - | - | - | - | N/A | 2.602 | -
[Unitary Single-Duct] GEMS (Air Conditioners up to 65kW) Determination 2019 | MEPS 2019 | AS/NZS 3823.1.5:2015 | CPCW25PAP01BW | CPCW25PAP01* | N/A | CHiQ | N/A | Non Ducted | Portable | N/A | N/A | N/A | China | 0.98 | N/A | 2.55 | N/A | N/A | N/A | N/A | N/A | - | - | Calorimeter Room | 2.5708 | - | N/A | N/A | N/A | N/A | N/A | N/A | N/A | N/A | N/A | N/A | N/A | N/A | N/A | N/A | N/A | N/A | N/A | N/A | Calorimeter Room | Single | R290 | Australia,Fiji,New Zealand | 140803 | 2026-08-19 |  | Approved | Cooling Only | N/A | N/A | Class 4 | N/A | N/A | N/A | N/A | N/A | N/A | N/A | N/A | Available | N/A | N/A |  | https://www.chiq.com.au/ | N/A |  |  | AAC6224 | No | N/A | N/A | N/A | N/A | 2550 | 0.98 | N/A | N/A | N/A | N/A | N/A | N/A | N/A | N/A | N/A | N/A | N/A | N/A | N/A | N/A | N/A | - | - | N/A | N/A | N/A | N/A | N/A | N/A | N/A | N/A | N/A | N/A | N/A | N/A | N/A | N/A | N/A | N/A | N/A | N/A | N/A | N/A | N/A | N/A | N/A | N/A | N/A | N/A | 61.79 | N/A | N/A | N/A | N/A | N/A | N/A | N/A | 534 | 823 | 2202 | N/A | N/A | N/A | 0 | 0 | 0 | N/A | N/A | N/A | N/A | N/A | N/A | - | - | - | N/A | N/A | N/A | - | - | - | N/A | No | - | - | - | - | - | - | N/A | 2.602 | -
[Unitary Single-Duct] GEMS (Air Conditioners up to 65kW) Determination 2019 | MEPS 2019 | AS/NZS 3823.1.5:2015 | CPCW25PAP01G | CPCW25PAP01* | N/A | CHiQ | N/A | Non Ducted | Portable | N/A | N/A | N/A | China | 0.98 | N/A | 2.55 | N/A | N/A | N/A | N/A | N/A | - | - | Calorimeter Room | 2.5708 | - | N/A | N/A | N/A | N/A | N/A | N/A | N/A | N/A | N/A | N/A | N/A | N/A | N/A | N/A | N/A | N/A | N/A | N/A | Calorimeter Room | Single | R290 | Australia,Fiji,New Zealand | 140803 | 2026-08-19 |  | Approved | Cooling Only | N/A | N/A | Class 4 | N/A | N/A | N/A | N/A | N/A | N/A | N/A | N/A | Available | N/A | N/A |  | https://www.chiq.com.au/ | N/A |  |  | AAC6224 | No | N/A | N/A | N/A | N/A | 2550 | 0.98 | N/A | N/A | N/A | N/A | N/A | N/A | N/A | N/A | N/A | N/A | N/A | N/A | N/A | N/A | N/A | - | - | N/A | N/A | N/A | N/A | N/A | N/A | N/A | N/A | N/A | N/A | N/A | N/A | N/A | N/A | N/A | N/A | N/A | N/A | N/A | N/A | N/A | N/A | N/A | N/A | N/A | N/A | 61.79 | N/A | N/A | N/A | N/A | N/A | N/A | N/A | 534 | 823 | 2202 | N/A | N/A | N/A | 0 | 0 | 0 | N/A | N/A | N/A | N/A | N/A | N/A | - | - | - | N/A | N/A | N/A | - | - | - | N/A | No | - | - | - | - | - | - | N/A | 2.602 | -
[Unitary Single-Duct] GEMS (Air Conditioners up to 65kW) Determination 2019 | MEPS 2019 | AS/NZS 3823.1.5:2015 | CPCW25PAP01GB | CPCW25PAP01* | N/A | CHiQ | N/A | Non Ducted | Portable | N/A | N/A | N/A | China | 0.98 | N/A | 2.55 | N/A | N/A | N/A | N/A | N/A | - | - | Calorimeter Room | 2.5708 | - | N/A | N/A | N/A | N/A | N/A | N/A | N/A | N/A | N/A | N/A | N/A | N/A | N/A | N/A | N/A | N/A | N/A | N/A | Calorimeter Room | Single | R290 | Australia,Fiji,New Zealand | 140803 | 2026-08-19 |  | Approved | Cooling Only | N/A | N/A | Class 4 | N/A | N/A | N/A | N/A | N/A | N/A | N/A | N/A | Available | N/A | N/A |  | https://www.chiq.com.au/ | N/A |  |  | AAC6224 | No | N/A | N/A | N/A | N/A | 2550 | 0.98 | N/A | N/A | N/A | N/A | N/A | N/A | N/A | N/A | N/A | N/A | N/A | N/A | N/A | N/A | N/A | - | - | N/A | N/A | N/A | N/A | N/A | N/A | N/A | N/A | N/A | N/A | N/A | N/A | N/A | N/A | N/A | N/A | N/A | N/A | N/A | N/A | N/A | N/A | N/A | N/A | N/A | N/A | 61.79 | N/A | N/A | N/A | N/A | N/A | N/A | N/A | 534 | 823 | 2202 | N/A | N/A | N/A | 0 | 0 | 0 | N/A | N/A | N/A | N/A | N/A | N/A | - | - | - | N/A | N/A | N/A | - | - | - | N/A | No | - | - | - | - | - | - | N/A | 2.602 | -
[Unitary Single-Duct] GEMS (Air Conditioners up to 65kW) Determination 2019 | MEPS 2019 | AS/NZS 3823.1.5:2015 | CPCW25PAP01GW | CPCW25PAP01* | N/A | CHiQ | N/A | Non Ducted | Portable | N/A | N/A | N/A | China | 0.98 | N/A | 2.55 | N/A | N/A | N/A | N/A | N/A | - | - | Calorimeter Room | 2.5708 | - | N/A | N/A | N/A | N/A | N/A | N/A | N/A | N/A | N/A | N/A | N/A | N/A | N/A | N/A | N/A | N/A | N/A | N/A | Calorimeter Room | Single | R290 | Australia,Fiji,New Zealand | 140803 | 2026-08-19 |  | Approved | Cooling Only | N/A | N/A | Class 4 | N/A | N/A | N/A | N/A | N/A | N/A | N/A | N/A | Available | N/A | N/A |  | https://www.chiq.com.au/ | N/A |  |  | AAC6224 | No | N/A | N/A | N/A | N/A | 2550 | 0.98 | N/A | N/A | N/A | N/A | N/A | N/A | N/A | N/A | N/A | N/A | N/A | N/A | N/A | N/A | N/A | - | - | N/A | N/A | N/A | N/A | N/A | N/A | N/A | N/A | N/A | N/A | N/A | N/A | N/A | N/A | N/A | N/A | N/A | N/A | N/A | N/A | N/A | N/A | N/A | N/A | N/A | N/A | 61.79 | N/A | N/A | N/A | N/A | N/A | N/A | N/A | 534 | 823 | 2202 | N/A | N/A | N/A | 0 | 0 | 0 | N/A | N/A | N/A | N/A | N/A | N/A | - | - | - | N/A | N/A | N/A | - | - | - | N/A | No | - | - | - | - | - | - | N/A | 2.602 | -
[Unitary Single-Duct] GEMS (Air Conditioners up to 65kW) Determination 2019 | MEPS 2019 | AS/NZS 3823.1.5:2015 | CPCW25PAP01W | CPCW25PAP01* | N/A | CHiQ | N/A | Non Ducted | Portable | N/A | N/A | N/A | China | 0.98 | N/A | 2.55 | N/A | N/A | N/A | N/A | N/A | - | - | Calorimeter Room | 2.5708 | - | N/A | N/A | N/A | N/A | N/A | N/A | N/A | N/A | N/A | N/A | N/A | N/A | N/A | N/A | N/A | N/A | N/A | N/A | Calorimeter Room | Single | R290 | Australia,Fiji,New Zealand | 140803 | 2026-08-19 |  | Approved | Cooling Only | N/A | N/A | Class 4 | N/A | N/A | N/A | N/A | N/A | N/A | N/A | N/A | Available | N/A | N/A |  | https://www.chiq.com.au/ | N/A |  |  | AAC6224 | No | N/A | N/A | N/A | N/A | 2550 | 0.98 | N/A | N/A | N/A | N/A | N/A | N/A | N/A | N/A | N/A | N/A | N/A | N/A | N/A | N/A | N/A | - | - | N/A | N/A | N/A | N/A | N/A | N/A | N/A | N/A | N/A | N/A | N/A | N/A | N/A | N/A | N/A | N/A | N/A | N/A | N/A | N/A | N/A | N/A | N/A | N/A | N/A | N/A | 61.79 | N/A | N/A | N/A | N/A | N/A | N/A | N/A | 534 | 823 | 2202 | N/A | N/A | N/A | 0 | 0 | 0 | N/A | N/A | N/A | N/A | N/A | N/A | - | - | - | N/A | N/A | N/A | - | - | - | N/A | No | - | - | - | - | - | - | N/A | 2.602 | -
[Unitary Single-Duct] GEMS (Air Conditioners up to 65kW) Determination 2019 | MEPS 2019 | AS/NZS 3823.1.5:2015 | CPCW25PAP01WB | CPCW25PAP01* | N/A | CHiQ | N/A | Non Ducted | Portable | N/A | N/A | N/A | China | 0.98 | N/A | 2.55 | N/A | N/A | N/A | N/A | N/A | - | - | Calorimeter Room | 2.5708 | - | N/A | N/A | N/A | N/A | N/A | N/A | N/A | N/A | N/A | N/A | N/A | N/A | N/A | N/A | N/A | N/A | N/A | N/A | Calorimeter Room | Single | R290 | Australia,Fiji,New Zealand | 140803 | 2026-08-19 |  | Approved | Cooling Only | N/A | N/A | Class 4 | N/A | N/A | N/A | N/A | N/A | N/A | N/A | N/A | Available | N/A | N/A |  | https://www.chiq.com.au/ | N/A |  |  | AAC6224 | No | N/A | N/A | N/A | N/A | 2550 | 0.98 | N/A | N/A | N/A | N/A | N/A | N/A | N/A | N/A | N/A | N/A | N/A | N/A | N/A | N/A | N/A | - | - | N/A | N/A | N/A | N/A | N/A | N/A | N/A | N/A | N/A | N/A | N/A | N/A | N/A | N/A | N/A | N/A | N/A | N/A | N/A | N/A | N/A | N/A | N/A | N/A | N/A | N/A | 61.79 | N/A | N/A | N/A | N/A | N/A | N/A | N/A | 534 | 823 | 2202 | N/A | N/A | N/A | 0 | 0 | 0 | N/A | N/A | N/A | N/A | N/A | N/A | - | - | - | N/A | N/A | N/A | - | - | - | N/A | No | - | - | - | - | - | - | N/A | 2.602 | -
[Unitary Single-Duct] GEMS (Air Conditioners up to 65kW) Determination 2019 | MEPS 2019 | AS/NZS 3823.1.5:2015 | CPCW25PAP01WG | CPCW25PAP01* | N/A | CHiQ | N/A | Non Ducted | Portable | N/A | N/A | N/A | China | 0.98 | N/A | 2.55 | N/A | N/A | N/A | N/A | N/A | - | - | Calorimeter Room | 2.5708 | - | N/A | N/A | N/A | N/A | N/A | N/A | N/A | N/A | N/A | N/A | N/A | N/A | N/A | N/A | N/A | N/A | N/A | N/A | Calorimeter Room | Single | R290 | Australia,Fiji,New Zealand | 140803 | 2026-08-19 |  | Approved | Cooling Only | N/A | N/A | Class 4 | N/A | N/A | N/A | N/A | N/A | N/A | N/A | N/A | Available | N/A | N/A |  | https://www.chiq.com.au/ | N/A |  |  | AAC6224 | No | N/A | N/A | N/A | N/A | 2550 | 0.98 | N/A | N/A | N/A | N/A | N/A | N/A | N/A | N/A | N/A | N/A | N/A | N/A | N/A | N/A | N/A | - | - | N/A | N/A | N/A | N/A | N/A | N/A | N/A | N/A | N/A | N/A | N/A | N/A | N/A | N/A | N/A | N/A | N/A | N/A | N/A | N/A | N/A | N/A | N/A | N/A | N/A | N/A | 61.79 | N/A | N/A | N/A | N/A | N/A | N/A | N/A | 534 | 823 | 2202 | N/A | N/A | N/A | 0 | 0 | 0 | N/A | N/A | N/A | N/A | N/A | N/A | - | - | - | N/A | N/A | N/A | - | - | - | N/A | No | - | - | - | - | - | - | N/A | 2.602 | -
[Unitary Single-Duct] GEMS (Air Conditioners up to 65kW) Determination 2019 | MEPS 2019 | AS/NZS 3823.1.5:2015 | CPCW33PAP02* | CPCW33PAP02* | N/A | CHiQ | N/A | Non Ducted | Portable | N/A | N/A | N/A | China | 1.28 | N/A | 3.35 | N/A | N/A | N/A | N/A | N/A | - | - | Calorimeter Room | 2.5138 | - | N/A | N/A | N/A | N/A | N/A | N/A | N/A | N/A | N/A | N/A | N/A | N/A | N/A | N/A | N/A | N/A | N/A | N/A | Calorimeter Room | Single | R290 | Australia,Fiji,New Zealand | 140946 | 2026-08-18 |  | Approved | Cooling Only | N/A | N/A | Class 4 | N/A | N/A | N/A | N/A | N/A | N/A | N/A | N/A | Available | N/A | N/A |  | https://www.chiq.com.au/ | N/A |  |  | AAC6221 | No | N/A | N/A | N/A | N/A | 3350 | 1.28 | N/A | N/A | N/A | N/A | N/A | N/A | N/A | N/A | N/A | N/A | N/A | N/A | N/A | N/A | N/A | - | - | N/A | N/A | N/A | N/A | N/A | N/A | N/A | N/A | N/A | N/A | N/A | N/A | N/A | N/A | N/A | N/A | N/A | N/A | N/A | N/A | N/A | N/A | N/A | N/A | N/A | N/A | 63.1 | N/A | N/A | N/A | N/A | N/A | N/A | N/A | 698 | 1075 | 2876 | N/A | N/A | N/A | 0 | 0 | 0 | N/A | N/A | N/A | N/A | N/A | N/A | - | - | - | N/A | N/A | N/A | - | - | - | N/A | No | - | - | - | - | - | - | N/A | 2.6172 | -
[Unitary Single-Duct] GEMS (Air Conditioners up to 65kW) Determination 2019 | MEPS 2019 | AS/NZS 3823.1.5:2015 | CPCW33PAP02B | CPCW33PAP02* | N/A | CHiQ | N/A | Non Ducted | Portable | N/A | N/A | N/A | China | 1.28 | N/A | 3.35 | N/A | N/A | N/A | N/A | N/A | - | - | Calorimeter Room | 2.5138 | - | N/A | N/A | N/A | N/A | N/A | N/A | N/A | N/A | N/A | N/A | N/A | N/A | N/A | N/A | N/A | N/A | N/A | N/A | Calorimeter Room | Single | R290 | Australia,Fiji,New Zealand | 140946 | 2026-08-18 |  | Approved | Cooling Only | N/A | N/A | Class 4 | N/A | N/A | N/A | N/A | N/A | N/A | N/A | N/A | Available | N/A | N/A |  | https://www.chiq.com.au/ | N/A |  |  | AAC6221 | No | N/A | N/A | N/A | N/A | 3350 | 1.28 | N/A | N/A | N/A | N/A | N/A | N/A | N/A | N/A | N/A | N/A | N/A | N/A | N/A | N/A | N/A | - | - | N/A | N/A | N/A | N/A | N/A | N/A | N/A | N/A | N/A | N/A | N/A | N/A | N/A | N/A | N/A | N/A | N/A | N/A | N/A | N/A | N/A | N/A | N/A | N/A | N/A | N/A | 63.1 | N/A | N/A | N/A | N/A | N/A | N/A | N/A | 698 | 1075 | 2876 | N/A | N/A | N/A | 0 | 0 | 0 | N/A | N/A | N/A | N/A | N/A | N/A | - | - | - | N/A | N/A | N/A | - | - | - | N/A | No | - | - | - | - | - | - | N/A | 2.6172 | -
[Unitary Single-Duct] GEMS (Air Conditioners up to 65kW) Determination 2019 | MEPS 2019 | AS/NZS 3823.1.5:2015 | CPCW33PAP02BG | CPCW33PAP02* | N/A | CHiQ | N/A | Non Ducted | Portable | N/A | N/A | N/A | China | 1.28 | N/A | 3.35 | N/A | N/A | N/A | N/A | N/A | - | - | Calorimeter Room | 2.5138 | - | N/A | N/A | N/A | N/A | N/A | N/A | N/A | N/A | N/A | N/A | N/A | N/A | N/A | N/A | N/A | N/A | N/A | N/A | Calorimeter Room | Single | R290 | Australia,Fiji,New Zealand | 140946 | 2026-08-18 |  | Approved | Cooling Only | N/A | N/A | Class 4 | N/A | N/A | N/A | N/A | N/A | N/A | N/A | N/A | Available | N/A | N/A |  | https://www.chiq.com.au/ | N/A |  |  | AAC6221 | No | N/A | N/A | N/A | N/A | 3350 | 1.28 | N/A | N/A | N/A | N/A | N/A | N/A | N/A | N/A | N/A | N/A | N/A | N/A | N/A | N/A | N/A | - | - | N/A | N/A | N/A | N/A | N/A | N/A | N/A | N/A | N/A | N/A | N/A | N/A | N/A | N/A | N/A | N/A | N/A | N/A | N/A | N/A | N/A | N/A | N/A | N/A | N/A | N/A | 63.1 | N/A | N/A | N/A | N/A | N/A | N/A | N/A | 698 | 1075 | 2876 | N/A | N/A | N/A | 0 | 0 | 0 | N/A | N/A | N/A | N/A | N/A | N/A | - | - | - | N/A | N/A | N/A | - | - | - | N/A | No | - | - | - | - | - | - | N/A | 2.6172 | -
[Unitary Single-Duct] GEMS (Air Conditioners up to 65kW) Determination 2019 | MEPS 2019 | AS/NZS 3823.1.5:2015 | CPCW33PAP02BW | CPCW33PAP02* | N/A | CHiQ | N/A | Non Ducted | Portable | N/A | N/A | N/A | China | 1.28 | N/A | 3.35 | N/A | N/A | N/A | N/A | N/A | - | - | Calorimeter Room | 2.5138 | - | N/A | N/A | N/A | N/A | N/A | N/A | N/A | N/A | N/A | N/A | N/A | N/A | N/A | N/A | N/A | N/A | N/A | N/A | Calorimeter Room | Single | R290 | Australia,Fiji,New Zealand | 140946 | 2026-08-18 |  | Approved | Cooling Only | N/A | N/A | Class 4 | N/A | N/A | N/A | N/A | N/A | N/A | N/A | N/A | Available | N/A | N/A |  | https://www.chiq.com.au/ | N/A |  |  | AAC6221 | No | N/A | N/A | N/A | N/A | 3350 | 1.28 | N/A | N/A | N/A | N/A | N/A | N/A | N/A | N/A | N/A | N/A | N/A | N/A | N/A | N/A | N/A | - | - | N/A | N/A | N/A | N/A | N/A | N/A | N/A | N/A | N/A | N/A | N/A | N/A | N/A | N/A | N/A | N/A | N/A | N/A | N/A | N/A | N/A | N/A | N/A | N/A | N/A | N/A | 63.1 | N/A | N/A | N/A | N/A | N/A | N/A | N/A | 698 | 1075 | 2876 | N/A | N/A | N/A | 0 | 0 | 0 | N/A | N/A | N/A | N/A | N/A | N/A | - | - | - | N/A | N/A | N/A | - | - | - | N/A | No | - | - | - | - | - | - | N/A | 2.6172 | -
[Unitary Single-Duct] GEMS (Air Conditioners up to 65kW) Determination 2019 | MEPS 2019 | AS/NZS 3823.1.5:2015 | CPCW33PAP02G | CPCW33PAP02* | N/A | CHiQ | N/A | Non Ducted | Portable | N/A | N/A | N/A | China | 1.28 | N/A | 3.35 | N/A | N/A | N/A | N/A | N/A | - | - | Calorimeter Room | 2.5138 | - | N/A | N/A | N/A | N/A | N/A | N/A | N/A | N/A | N/A | N/A | N/A | N/A | N/A | N/A | N/A | N/A | N/A | N/A | Calorimeter Room | Single | R290 | Australia,Fiji,New Zealand | 140946 | 2026-08-18 |  | Approved | Cooling Only | N/A | N/A | Class 4 | N/A | N/A | N/A | N/A | N/A | N/A | N/A | N/A | Available | N/A | N/A |  | https://www.chiq.com.au/ | N/A |  |  | AAC6221 | No | N/A | N/A | N/A | N/A | 3350 | 1.28 | N/A | N/A | N/A | N/A | N/A | N/A | N/A | N/A | N/A | N/A | N/A | N/A | N/A | N/A | N/A | - | - | N/A | N/A | N/A | N/A | N/A | N/A | N/A | N/A | N/A | N/A | N/A | N/A | N/A | N/A | N/A | N/A | N/A | N/A | N/A | N/A | N/A | N/A | N/A | N/A | N/A | N/A | 63.1 | N/A | N/A | N/A | N/A | N/A | N/A | N/A | 698 | 1075 | 2876 | N/A | N/A | N/A | 0 | 0 | 0 | N/A | N/A | N/A | N/A | N/A | N/A | - | - | - | N/A | N/A | N/A | - | - | - | N/A | No | - | - | - | - | - | - | N/A | 2.6172 | -
[Unitary Single-Duct] GEMS (Air Conditioners up to 65kW) Determination 2019 | MEPS 2019 | AS/NZS 3823.1.5:2015 | CPCW33PAP02GB | CPCW33PAP02* | N/A | CHiQ | N/A | Non Ducted | Portable | N/A | N/A | N/A | China | 1.28 | N/A | 3.35 | N/A | N/A | N/A | N/A | N/A | - | - | Calorimeter Room | 2.5138 | - | N/A | N/A | N/A | N/A | N/A | N/A | N/A | N/A | N/A | N/A | N/A | N/A | N/A | N/A | N/A | N/A | N/A | N/A | Calorimeter Room | Single | R290 | Australia,Fiji,New Zealand | 140946 | 2026-08-18 |  | Approved | Cooling Only | N/A | N/A | Class 4 | N/A | N/A | N/A | N/A | N/A | N/A | N/A | N/A | Available | N/A | N/A |  | https://www.chiq.com.au/ | N/A |  |  | AAC6221 | No | N/A | N/A | N/A | N/A | 3350 | 1.28 | N/A | N/A | N/A | N/A | N/A | N/A | N/A | N/A | N/A | N/A | N/A | N/A | N/A | N/A | N/A | - | - | N/A | N/A | N/A | N/A | N/A | N/A | N/A | N/A | N/A | N/A | N/A | N/A | N/A | N/A | N/A | N/A | N/A | N/A | N/A | N/A | N/A | N/A | N/A | N/A | N/A | N/A | 63.1 | N/A | N/A | N/A | N/A | N/A | N/A | N/A | 698 | 1075 | 2876 | N/A | N/A | N/A | 0 | 0 | 0 | N/A | N/A | N/A | N/A | N/A | N/A | - | - | - | N/A | N/A | N/A | - | - | - | N/A | No | - | - | - | - | - | - | N/A | 2.6172 | -
[Unitary Single-Duct] GEMS (Air Conditioners up to 65kW) Determination 2019 | MEPS 2019 | AS/NZS 3823.1.5:2015 | CPCW33PAP02GW | CPCW33PAP02* | N/A | CHiQ | N/A | Non Ducted | Portable | N/A | N/A | N/A | China | 1.28 | N/A | 3.35 | N/A | N/A | N/A | N/A | N/A | - | - | Calorimeter Room | 2.5138 | - | N/A | N/A | N/A | N/A | N/A | N/A | N/A | N/A | N/A | N/A | N/A | N/A | N/A | N/A | N/A | N/A | N/A | N/A | Calorimeter Room | Single | R290 | Australia,Fiji,New Zealand | 140946 | 2026-08-18 |  | Approved | Cooling Only | N/A | N/A | Class 4 | N/A | N/A | N/A | N/A | N/A | N/A | N/A | N/A | Available | N/A | N/A |  | https://www.chiq.com.au/ | N/A |  |  | AAC6221 | No | N/A | N/A | N/A | N/A | 3350 | 1.28 | N/A | N/A | N/A | N/A | N/A | N/A | N/A | N/A | N/A | N/A | N/A | N/A | N/A | N/A | N/A | - | - | N/A | N/A | N/A | N/A | N/A | N/A | N/A | N/A | N/A | N/A | N/A | N/A | N/A | N/A | N/A | N/A | N/A | N/A | N/A | N/A | N/A | N/A | N/A | N/A | N/A | N/A | 63.1 | N/A | N/A | N/A | N/A | N/A | N/A | N/A | 698 | 1075 | 2876 | N/A | N/A | N/A | 0 | 0 | 0 | N/A | N/A | N/A | N/A | N/A | N/A | - | - | - | N/A | N/A | N/A | - | - | - | N/A | No | - | - | - | - | - | - | N/A | 2.6172 | -
[Unitary Single-Duct] GEMS (Air Conditioners up to 65kW) Determination 2019 | MEPS 2019 | AS/NZS 3823.1.5:2015 | CPCW33PAP02W | CPCW33PAP02* | N/A | CHiQ | N/A | Non Ducted | Portable | N/A | N/A | N/A | China | 1.28 | N/A | 3.35 | N/A | N/A | N/A | N/A | N/A | - | - | Calorimeter Room | 2.5138 | - | N/A | N/A | N/A | N/A | N/A | N/A | N/A | N/A | N/A | N/A | N/A | N/A | N/A | N/A | N/A | N/A | N/A | N/A | Calorimeter Room | Single | R290 | Australia,Fiji,New Zealand | 140946 | 2026-08-18 |  | Approved | Cooling Only | N/A | N/A | Class 4 | N/A | N/A | N/A | N/A | N/A | N/A | N/A | N/A | Available | N/A | N/A |  | https://www.chiq.com.au/ | N/A |  |  | AAC6221 | No | N/A | N/A | N/A | N/A | 3350 | 1.28 | N/A | N/A | N/A | N/A | N/A | N/A | N/A | N/A | N/A | N/A | N/A | N/A | N/A | N/A | N/A | - | - | N/A | N/A | N/A | N/A | N/A | N/A | N/A | N/A | N/A | N/A | N/A | N/A | N/A | N/A | N/A | N/A | N/A | N/A | N/A | N/A | N/A | N/A | N/A | N/A | N/A | N/A | 63.1 | N/A | N/A | N/A | N/A | N/A | N/A | N/A | 698 | 1075 | 2876 | N/A | N/A | N/A | 0 | 0 | 0 | N/A | N/A | N/A | N/A | N/A | N/A | - | - | - | N/A | N/A | N/A | - | - | - | N/A | No | - | - | - | - | - | - | N/A | 2.6172 | -
[Unitary Single-Duct] GEMS (Air Conditioners up to 65kW) Determination 2019 | MEPS 2019 | AS/NZS 3823.1.5:2015 | CPCW33PAP02WB | CPCW33PAP02* | N/A | CHiQ | N/A | Non Ducted | Portable | N/A | N/A | N/A | China | 1.28 | N/A | 3.35 | N/A | N/A | N/A | N/A | N/A | - | - | Calorimeter Room | 2.5138 | - | N/A | N/A | N/A | N/A | N/A | N/A | N/A | N/A | N/A | N/A | N/A | N/A | N/A | N/A | N/A | N/A | N/A | N/A | Calorimeter Room | Single | R290 | Australia,Fiji,New Zealand | 140946 | 2026-08-18 |  | Approved | Cooling Only | N/A | N/A | Class 4 | N/A | N/A | N/A | N/A | N/A | N/A | N/A | N/A | Available | N/A | N/A |  | https://www.chiq.com.au/ | N/A |  |  | AAC6221 | No | N/A | N/A | N/A | N/A | 3350 | 1.28 | N/A | N/A | N/A | N/A | N/A | N/A | N/A | N/A | N/A | N/A | N/A | N/A | N/A | N/A | N/A | - | - | N/A | N/A | N/A | N/A | N/A | N/A | N/A | N/A | N/A | N/A | N/A | N/A | N/A | N/A | N/A | N/A | N/A | N/A | N/A | N/A | N/A | N/A | N/A | N/A | N/A | N/A | 63.1 | N/A | N/A | N/A | N/A | N/A | N/A | N/A | 698 | 1075 | 2876 | N/A | N/A | N/A | 0 | 0 | 0 | N/A | N/A | N/A | N/A | N/A | N/A | - | - | - | N/A | N/A | N/A | - | - | - | N/A | No | - | - | - | - | - | - | N/A | 2.6172 | -
[Unitary Single-Duct] GEMS (Air Conditioners up to 65kW) Determination 2019 | MEPS 2019 | AS/NZS 3823.1.5:2015 | CPCW33PAP02WG | CPCW33PAP02* | N/A | CHiQ | N/A | Non Ducted | Portable | N/A | N/A | N/A | China | 1.28 | N/A | 3.35 | N/A | N/A | N/A | N/A | N/A | - | - | Calorimeter Room | 2.5138 | - | N/A | N/A | N/A | N/A | N/A | N/A | N/A | N/A | N/A | N/A | N/A | N/A | N/A | N/A | N/A | N/A | N/A | N/A | Calorimeter Room | Single | R290 | Australia,Fiji,New Zealand | 140946 | 2026-08-18 |  | Approved | Cooling Only | N/A | N/A | Class 4 | N/A | N/A | N/A | N/A | N/A | N/A | N/A | N/A | Available | N/A | N/A |  | https://www.chiq.com.au/ | N/A |  |  | AAC6221 | No | N/A | N/A | N/A | N/A | 3350 | 1.28 | N/A | N/A | N/A | N/A | N/A | N/A | N/A | N/A | N/A | N/A | N/A | N/A | N/A | N/A | N/A | - | - | N/A | N/A | N/A | N/A | N/A | N/A | N/A | N/A | N/A | N/A | N/A | N/A | N/A | N/A | N/A | N/A | N/A | N/A | N/A | N/A | N/A | N/A | N/A | N/A | N/A | N/A | 63.1 | N/A | N/A | N/A | N/A | N/A | N/A | N/A | 698 | 1075 | 2876 | N/A | N/A | N/A | 0 | 0 | 0 | N/A | N/A | N/A | N/A | N/A | N/A | - | - | - | N/A | N/A | N/A | - | - | - | N/A | No | - | - | - | - | - | - | N/A | 2.6172 | -
[Unitary Single-Duct] GEMS (Air Conditioners up to 65kW) Determination 2019 | MEPS 2019 | AS/NZS 3823.1.5:2015 | CPAC1111-C |  | N/A | CLICK | N/A | Non Ducted | Portable | N/A | N/A | N/A | China | 1.24 | N/A | 3.22 | N/A | N/A | N/A | N/A | N/A | - | - | Calorimeter Room | 2.6233 | - | N/A | N/A | N/A | N/A | N/A | N/A | N/A | N/A | N/A | N/A | N/A | N/A | N/A | N/A | N/A | N/A | N/A | N/A | Calorimeter Room | Single | R290 | Australia,New Zealand | 147330 | 2027-05-29 |  | Approved | Cooling Only | N/A | N/A | Class 4 | N/A | N/A | N/A | N/A | N/A | N/A | N/A | N/A | Available | N/A | N/A | https://gsmretailgroup.com/ |  | N/A |  |  | AAC6752 | No | N/A | N/A | N/A | N/A | 3220 | 1.24 | N/A | N/A | N/A | N/A | N/A | N/A | N/A | N/A | N/A | N/A | N/A | N/A | N/A | N/A | N/A | - | - | N/A | N/A | N/A | N/A | N/A | N/A | N/A | N/A | N/A | N/A | N/A | N/A | N/A | N/A | N/A | N/A | N/A | N/A | N/A | N/A | N/A | N/A | N/A | N/A | N/A | N/A | 62.7 | N/A | N/A | N/A | N/A | N/A | N/A | N/A | 676 | 1042 | 2786 | N/A | N/A | N/A | 0 | 0 | 0 | N/A | N/A | N/A | N/A | N/A | N/A | - | - | - | N/A | N/A | N/A | - | - | - | N/A | No | - | - | - | - | - | - | N/A | 2.5968 | -
[Unitary Single-Duct] GEMS (Air Conditioners up to 65kW) Determination 2019 | MEPS 2019 | AS/NZS 3823.1.5:2015 | CPAC1609-C |  | N/A | CLICK | N/A | Non Ducted | Portable | N/A | N/A | N/A | China | 1.01 | N/A | 2.64 | N/A | N/A | N/A | N/A | N/A | - | - | Calorimeter Room | 2.6633 | - | N/A | N/A | N/A | N/A | N/A | N/A | N/A | N/A | N/A | N/A | N/A | N/A | N/A | N/A | N/A | N/A | N/A | N/A | Calorimeter Room | Single | R290 | Australia,New Zealand | 147537 | 2027-06-13 |  | Approved | Cooling Only | N/A | N/A | Class 4 | N/A | N/A | N/A | N/A | N/A | N/A | N/A | N/A | Available | N/A | N/A | https://gsmretailgroup.com/ |  | N/A |  |  | AAC6773 | No | N/A | N/A | N/A | N/A | 2640 | 1.01 | N/A | N/A | N/A | N/A | N/A | N/A | N/A | N/A | N/A | N/A | N/A | N/A | N/A | N/A | N/A | - | - | N/A | N/A | N/A | N/A | N/A | N/A | N/A | N/A | N/A | N/A | N/A | N/A | N/A | N/A | N/A | N/A | N/A | N/A | N/A | N/A | N/A | N/A | N/A | N/A | N/A | N/A | 64.04 | N/A | N/A | N/A | N/A | N/A | N/A | N/A | 550 | 848 | 2269 | N/A | N/A | N/A | 0 | 0 | 0 | N/A | N/A | N/A | N/A | N/A | N/A | - | - | - | N/A | N/A | N/A | - | - | - | N/A | No | - | - | - | - | - | - | N/A | 2.6139 | -
[Unitary Single-Duct] GEMS (Air Conditioners up to 65kW) Determination 2019 | MEPS 2019 | AS/NZS 3823.1.5:2015 | CPAC1609-H |  | N/A | CLICK | N/A | Non Ducted | Portable | N/A | N/A | N/A | China | 1.01 | N/A | 2.64 | N/A | N/A | N/A | N/A | N/A | 0.81 | 2.05 | Calorimeter Room | 2.6633 | 2.5675 | N/A | N/A | N/A | N/A | N/A | N/A | N/A | N/A | N/A | N/A | N/A | N/A | N/A | N/A | N/A | N/A | N/A | N/A | Calorimeter Room | Single | R290 | Australia,New Zealand | 147526 | 2027-06-20 |  | Approved | Reverse Cycle | N/A | N/A | Class 4 | N/A | N/A | N/A | N/A | N/A | N/A | N/A | N/A | Available | N/A | N/A | https://gsmretailgroup.com/ |  | N/A |  |  | AAC6780 | No | N/A | N/A | N/A | N/A | 2640 | 1.01 | N/A | N/A | N/A | N/A | N/A | N/A | N/A | N/A | N/A | N/A | N/A | N/A | N/A | N/A | N/A | 2050 | 0.81 | N/A | N/A | N/A | N/A | N/A | N/A | N/A | N/A | N/A | N/A | N/A | N/A | N/A | N/A | N/A | N/A | N/A | N/A | N/A | N/A | N/A | N/A | N/A | N/A | N/A | N/A | 64.04 | N/A | N/A | N/A | N/A | N/A | N/A | N/A | 550 | 848 | 2269 | N/A | N/A | N/A | 0 | 0 | 0 | N/A | N/A | N/A | N/A | N/A | N/A | 2155 | 1046 | 224 | N/A | N/A | N/A | 0 | 0 | 0 | N/A | No | - | - | - | - | - | - | N/A | 2.6139 | 2.5309
[Unitary Single-Duct] GEMS (Air Conditioners up to 65kW) Determination 2019 | MEPS 2019 | AS/NZS 3823.1.5:2015 | CPAC1907-C |  | N/A | CLICK | N/A | Non Ducted | Portable | N/A | N/A | N/A | China | 0.792 | N/A | 2.06 | N/A | N/A | N/A | N/A | N/A | - | - | Calorimeter Room | 2.6086 | - | N/A | N/A | N/A | N/A | N/A | N/A | N/A | N/A | N/A | N/A | N/A | N/A | N/A | N/A | N/A | N/A | N/A | N/A | Calorimeter Room | Single | R290 | Australia,New Zealand | 147012 | 2027-05-17 |  | Approved | Cooling Only | N/A | N/A | Class 4 | N/A | N/A | N/A | N/A | N/A | N/A | N/A | N/A | Available | N/A | N/A | https://gsmretailgroup.com/ |  | N/A |  |  | AAC6712 | No | N/A | N/A | N/A | N/A | 2060 | 0.792 | N/A | N/A | N/A | N/A | N/A | N/A | N/A | N/A | N/A | N/A | N/A | N/A | N/A | N/A | N/A | - | - | N/A | N/A | N/A | N/A | N/A | N/A | N/A | N/A | N/A | N/A | N/A | N/A | N/A | N/A | N/A | N/A | N/A | N/A | N/A | N/A | N/A | N/A | N/A | N/A | N/A | N/A | 59.4 | N/A | N/A | N/A | N/A | N/A | N/A | N/A | 432 | 665 | 1780 | N/A | N/A | N/A | 0 | 0 | 0 | N/A | N/A | N/A | N/A | N/A | N/A | - | - | - | N/A | N/A | N/A | - | - | - | N/A | No | - | - | - | - | - | - | N/A | 2.601 | -
[Unitary Single-Duct] GEMS (Air Conditioners up to 65kW) Determination 2019 | MEPS 2019 | AS/NZS 3823.1.5:2015 | PA0702 |  | N/A | Click | N/A | Non Ducted | Portable | N/A | N/A | N/A | China | 0.792 | N/A | 2.06 | N/A | N/A | N/A | N/A | N/A | 0 | 0 | Calorimeter Room | 2.6086 | 0 | N/A | N/A | N/A | N/A | N/A | N/A | N/A | N/A | N/A | N/A | N/A | N/A | N/A | N/A | N/A | N/A | N/A | N/A | Calorimeter Room | Single | R290 | Australia | 129389 | 2025-09-02 |  | Approved | Cooling Only | N/A | N/A | Class 4 | N/A | N/A | N/A | N/A | N/A | N/A | N/A | N/A | Unavailable | N/A | N/A | http://www.jhs8.com |  | N/A |  |  | AAC5226 | No | N/A | N/A | N/A | N/A | 2060 | 0.792 | N/A | N/A | N/A | N/A | N/A | N/A | N/A | N/A | N/A | N/A | N/A | N/A | N/A | N/A | N/A | 0 | 0 | N/A | N/A | N/A | N/A | N/A | N/A | N/A | N/A | N/A | N/A | N/A | N/A | N/A | N/A | N/A | N/A | N/A | N/A | N/A | N/A | N/A | N/A | N/A | N/A | N/A | N/A | 65 | N/A | N/A | N/A | N/A | N/A | N/A | N/A | 432 | 665 | 1780 | N/A | N/A | N/A | 0 | 0 | 0 | N/A | N/A | N/A | N/A | N/A | N/A | 0 | 0 | 0 | N/A | N/A | N/A | 0 | 0 | 0 | N/A | No | 0 | 0 | 0 | 0 | 0 | 0 | N/A | 2.601 | 0
[Unitary Single-Duct] GEMS (Air Conditioners up to 65kW) Determination 2019 | MEPS 2019 | AS/NZS 3823.1.5:2015 | PA1004 |  | N/A | Click | N/A | Non Ducted | Portable | N/A | N/A | N/A | China | 1.12 | N/A | 2.93 | N/A | N/A | N/A | N/A | N/A | 0 | 0 | Calorimeter Room | 2.769 | 0 | N/A | N/A | N/A | N/A | N/A | N/A | N/A | N/A | N/A | N/A | N/A | N/A | N/A | N/A | N/A | N/A | N/A | N/A | Calorimeter Room | Single | R290 | Australia | 129415 | 2025-07-02 |  | Approved | Cooling Only | N/A | N/A | Class 4 | N/A | N/A | N/A | N/A | N/A | N/A | N/A | N/A | Unavailable | N/A | N/A | http://www.jhs8.com |  | N/A |  |  | AAC4978 | No | N/A | N/A | N/A | N/A | 2930 | 1.12 | N/A | N/A | N/A | N/A | N/A | N/A | N/A | N/A | N/A | N/A | N/A | N/A | N/A | N/A | N/A | 0 | 0 | N/A | N/A | N/A | N/A | N/A | N/A | N/A | N/A | N/A | N/A | N/A | N/A | N/A | N/A | N/A | N/A | N/A | N/A | N/A | N/A | N/A | N/A | N/A | N/A | N/A | N/A | 65 | N/A | N/A | N/A | N/A | N/A | N/A | N/A | 610 | 941 | 2517 | N/A | N/A | N/A | 0 | 0 | 0 | N/A | N/A | N/A | N/A | N/A | N/A | 0 | 0 | 0 | N/A | N/A | N/A | 0 | 0 | 0 | N/A | No | 0 | 0 | 0 | 0 | 0 | 0 | N/A | 2.6161 | 0
[SEER Non Multi-Split <=65kW] GEMS (Air Conditioners up to 65kW) Determination 2019 | MEPS 2019 | Eurovent Certification | CKN-XHE2i 14.2 |  | N/A | Clivet | N/A | Ducted | Packaged | - | Air | Air | Italy | 14.18 | N/A | 42.11 | N/A | N/A | N/A | N/A | N/A | 13.13 | 43.08 | Certification | 2.9697 | 3.281 | N/A | - | N/A | N/A | N/A | N/A | N/A | N/A | N/A | N/A | N/A | N/A | N/A | N/A | N/A | N/A | N/A | N/A | N/A | Three | R410A | Australia,New Zealand | 127754 | 2025-05-18 |  | Approved | Reverse Cycle | N/A | No | Class 7 | No | N/A | N/A | N/A | N/A | N/A | N/A | N/A | Unavailable | N/A | N/A |  | http://www.clivet.com/web/guest/home | N/A |  |  | AAC4843 | Yes | Variable output compressor | Inverter | No | No | 42110 | 14.18 | - | 7090 | 21055 | No | - | - | - | 12960.52 | 45352.47 | No | 6480.26 | 22676.235 | No | - | - | 43080 | 13.13 | 6565 | 21540 | No | - | - | No | - | - | - | 13130 | 43080 | No | - | - | - | - | - | - | - | - | No | - | - | No | - | - | - | - | 3.332 | 3.259 | 3.387 | 3.715 | 3.523 | 3.54 | 3549 | 5457 | 16293 | 8293 | 10298 | 22334 | 1.5 | 1.5 | 1.5 | 2.951 | 3.067 | 3.055 | 2.92 | 3.014 | 3.03 | 19064 | 7627 | 1183 | 6505 | 3578 | 746 | 1 | 1.5 | 1.5 | - | - | - | - | - | N/A | N/A | N/A | 0 | 2.9697 | 3.281
[SEER Multi-Split <=65kW] GEMS (Air Conditioners up to 65kW) Determination 2019 | N/A | AS/NZS 3823.1.4:2012 | CRV6R-XMi 252T/Q1DN-4-XMi D45-AU |  | N/A | Clivet | 0.06 | Non Ducted | Multiple split - VRF | N/A | Air | Air | China | 5.78 | 22.34 | 22.4 | N/A | 0 | 0 | 0 | N/A | 5.79 | 25 | Enthalpy Test Room | 3.8029 | 4.4449 | Yes | 0 | N/A | 50 | 48.8 | 0 | 0 | N/A | N/A | N/A | 3.6934 | 4.3136 | N/A | N/A | N/A | N/A | N/A | N/A | None | Three | R410A | Australia,Fiji,New Zealand | 127778 | 2025-03-25 |  | Approved | Reverse Cycle | N/A | Yes | Class 20 | Yes | N/A | - | Yes | No | No | - | 3.8029 | Available | N/A | N/A |  | http://www.clivet.com/web/guest/home | Yes |  |  | AAC4690 | N/A | Variable output compressor | Inverter | N/A | N/A | N/A | 5.78 | N/A | N/A | N/A | N/A | N/A | N/A | N/A | N/A | N/A | N/A | N/A | N/A | N/A | N/A | N/A | N/A | 5.79 | N/A | N/A | N/A | N/A | N/A | N/A | N/A | N/A | N/A | N/A | N/A | N/A | N/A | N/A | N/A | N/A | N/A | N/A | N/A | N/A | N/A | N/A | N/A | N/A | N/A | N/A | N/A | N/A | N/A | N/A | N/A | N/A | N/A | N/A | N/A | N/A | N/A | N/A | N/A | N/A | N/A | N/A | N/A | N/A | N/A | N/A | N/A | N/A | N/A | N/A | N/A | N/A | N/A | N/A | N/A | N/A | N/A | N/A | N/A | N/A | N/A | N/A | N/A | N/A | N/A | N/A | N/A | 3.7653 | 4.1982
[SEER Multi-Split <=65kW] GEMS (Air Conditioners up to 65kW) Determination 2019 | N/A | AS/NZS 3823.1.4:2012 | CRV6R-XMi 280T/Q1DN-4-XMi D56-AU |  | N/A | Clivet | 0.37 | Non Ducted | Multiple split - VRF | N/A | Air | Air | China | 7.84 | 27.63 | 28 | N/A | 0 | 0 | 0 | N/A | 8.17 | 31.5 | Enthalpy Test Room | 3.5038 | 3.7807 | Yes | 0 | N/A | 50 | 48.8 | 0 | 0 | N/A | N/A | N/A | 3.4278 | 3.7054 | N/A | N/A | N/A | N/A | N/A | N/A | None | Three | R410A | Australia,Fiji,New Zealand | 127779 | 2025-03-24 |  | Approved | Reverse Cycle | N/A | Yes | Class 20 | Yes | N/A | - | Yes | No | No | - | 3.5038 | Available | N/A | N/A |  | http://www.clivet.com/web/guest/home | Yes |  |  | AAC4682 | N/A | Variable output compressor | Inverter | N/A | N/A | N/A | 7.84 | N/A | N/A | N/A | N/A | N/A | N/A | N/A | N/A | N/A | N/A | N/A | N/A | N/A | N/A | N/A | N/A | 8.17 | N/A | N/A | N/A | N/A | N/A | N/A | N/A | N/A | N/A | N/A | N/A | N/A | N/A | N/A | N/A | N/A | N/A | N/A | N/A | N/A | N/A | N/A | N/A | N/A | N/A | N/A | N/A | N/A | N/A | N/A | N/A | N/A | N/A | N/A | N/A | N/A | N/A | N/A | N/A | N/A | N/A | N/A | N/A | N/A | N/A | N/A | N/A | N/A | N/A | N/A | N/A | N/A | N/A | N/A | N/A | N/A | N/A | N/A | N/A | N/A | N/A | N/A | N/A | N/A | N/A | N/A | N/A | 3.4961 | 3.7793
[SEER Multi-Split <=65kW] GEMS (Air Conditioners up to 65kW) Determination 2019 | N/A | AS/NZS 3823.1.4:2012 | CRV6R-XMi 335T/Q1DN-4-XMi D56-AU |  | N/A | Clivet | 0.19 | Non Ducted | Multiple split - VRF | N/A | Air | Air | China | 9.68 | 33.31 | 33.5 | N/A | 0 | 0 | 0 | N/A | 9.54 | 35 | Enthalpy Test Room | 3.2864 | 3.5609 | Yes | 0 | N/A | 53.3 | 52.1 | 0 | 0 | N/A | N/A | N/A | 3.2265 | 3.495 | N/A | N/A | N/A | N/A | N/A | N/A | None | Three | R404A | Australia,Fiji,New Zealand | 127788 | 2025-03-27 |  | Approved | Reverse Cycle | N/A | Yes | Class 20 | Yes | N/A | - | Yes | No | No | - | 3.2864 | Available | N/A | N/A |  | http://www.clivet.com/web/guest/home | Yes |  |  | AAC4742 | N/A | Variable output compressor | Inverter | N/A | N/A | N/A | 9.68 | N/A | N/A | N/A | N/A | N/A | N/A | N/A | N/A | N/A | N/A | N/A | N/A | N/A | N/A | N/A | N/A | 9.54 | N/A | N/A | N/A | N/A | N/A | N/A | N/A | N/A | N/A | N/A | N/A | N/A | N/A | N/A | N/A | N/A | N/A | N/A | N/A | N/A | N/A | N/A | N/A | N/A | N/A | N/A | N/A | N/A | N/A | N/A | N/A | N/A | N/A | N/A | N/A | N/A | N/A | N/A | N/A | N/A | N/A | N/A | N/A | N/A | N/A | N/A | N/A | N/A | N/A | N/A | N/A | N/A | N/A | N/A | N/A | N/A | N/A | N/A | N/A | N/A | N/A | N/A | N/A | N/A | N/A | N/A | N/A | 3.3975 | 3.6023
[SEER Multi-Split <=65kW] GEMS (Air Conditioners up to 65kW) Determination 2019 | N/A | AS/NZS 3823.1.4:2012 | CRV6R-XMi 400T/Q1DN-4-XMi D56-AU |  | N/A | Clivet | 0.058 | Non Ducted | Multiple split - VRF | N/A | Air | Air | China | 11.478 | 39.942 | 40 | N/A | 0 | 0 | 0 | N/A | 11.707 | 45 | Enthalpy Test Room | 3.4982 | 3.861 | Yes | 0 | N/A | 57 | 56 | 0 | 0 | N/A | N/A | N/A | 3.4381 | 3.7968 | N/A | N/A | N/A | N/A | N/A | N/A | None | Three | R410A | Australia,Fiji,New Zealand | 127683 | 2025-03-20 |  | Approved | Reverse Cycle | N/A | Yes | Class 21 | Yes | N/A | - | Yes | No | No | - | 3.4982 | Available | N/A | N/A |  | http://www.clivet.com/web/guest/home | Yes |  |  | AAC4668 | N/A | Variable output compressor | Inverter | N/A | N/A | N/A | 11.478 | N/A | N/A | N/A | N/A | N/A | N/A | N/A | N/A | N/A | N/A | N/A | N/A | N/A | N/A | N/A | N/A | 11.707 | N/A | N/A | N/A | N/A | N/A | N/A | N/A | N/A | N/A | N/A | N/A | N/A | N/A | N/A | N/A | N/A | N/A | N/A | N/A | N/A | N/A | N/A | N/A | N/A | N/A | N/A | N/A | N/A | N/A | N/A | N/A | N/A | N/A | N/A | N/A | N/A | N/A | N/A | N/A | N/A | N/A | N/A | N/A | N/A | N/A | N/A | N/A | N/A | N/A | N/A | N/A | N/A | N/A | N/A | N/A | N/A | N/A | N/A | N/A | N/A | N/A | N/A | N/A | N/A | N/A | N/A | N/A | 3.4274 | 3.7827
[SEER Multi-Split <=65kW] GEMS (Air Conditioners up to 65kW) Determination 2019 | N/A | AS/NZS 3823.1.4:2012 | CRV6R-XMi 450T/Q1DN-4-XMi D56-AU |  | N/A | Clivet | 0 | Non Ducted | Multiple split - VRF | N/A | Air | Air | China | 12.95 | 45 | 45 | N/A | 0 | 0 | 0 | N/A | 13.91 | 50 | Enthalpy Test Room | 3.4546 | 3.6149 | Yes | 0 | N/A | 60 | 59 | 0 | 0 | N/A | N/A | N/A | 3.399 | 3.5616 | N/A | N/A | N/A | N/A | N/A | N/A | None | Three | R410A | Australia,Fiji,New Zealand | 127684 | 2025-03-20 |  | Approved | Reverse Cycle | N/A | Yes | Class 21 | Yes | N/A | - | Yes | No | No | - | 3.4546 | Available | N/A | N/A |  | http://www.clivet.com/web/guest/home | Yes |  |  | AAC4670 | N/A | Variable output compressor | Inverter | N/A | N/A | N/A | 12.95 | N/A | N/A | N/A | N/A | N/A | N/A | N/A | N/A | N/A | N/A | N/A | N/A | N/A | N/A | N/A | N/A | 13.91 | N/A | N/A | N/A | N/A | N/A | N/A | N/A | N/A | N/A | N/A | N/A | N/A | N/A | N/A | N/A | N/A | N/A | N/A | N/A | N/A | N/A | N/A | N/A | N/A | N/A | N/A | N/A | N/A | N/A | N/A | N/A | N/A | N/A | N/A | N/A | N/A | N/A | N/A | N/A | N/A | N/A | N/A | N/A | N/A | N/A | N/A | N/A | N/A | N/A | N/A | N/A | N/A | N/A | N/A | N/A | N/A | N/A | N/A | N/A | N/A | N/A | N/A | N/A | N/A | N/A | N/A | N/A | 3.4213 | 3.5437
[SEER Multi-Split <=65kW] GEMS (Air Conditioners up to 65kW) Determination 2019 | N/A | AS/NZS 3823.1.4:2012 | CRV6R-XMi 500T/Q1DN-4-XMi D63-AU |  | N/A | Clivet | 0.04 | Non Ducted | Multiple split - VRF | N/A | Air | Air | China | 15.89 | 49.96 | 50 | N/A | 0 | 0 | 0 | N/A | 16.29 | 54.5 | Enthalpy Test Room | 3.1248 | 3.1302 | Yes | 0 | N/A | 60 | 59 | 0 | 0 | N/A | N/A | N/A | 3.0841 | 3.0939 | N/A | N/A | N/A | N/A | N/A | N/A | None | Three | R410A | Australia,Fiji,New Zealand | 127789 | 2025-03-24 |  | Approved | Reverse Cycle | N/A | Yes | Class 21 | Yes | N/A | - | Yes | No | No | - | 3.1248 | Available | N/A | N/A |  | http://www.clivet.com/web/guest/home | Yes |  |  | AAC4683 | N/A | Variable output compressor | Inverter | N/A | N/A | N/A | 15.89 | N/A | N/A | N/A | N/A | N/A | N/A | N/A | N/A | N/A | N/A | N/A | N/A | N/A | N/A | N/A | N/A | 16.29 | N/A | N/A | N/A | N/A | N/A | N/A | N/A | N/A | N/A | N/A | N/A | N/A | N/A | N/A | N/A | N/A | N/A | N/A | N/A | N/A | N/A | N/A | N/A | N/A | N/A | N/A | N/A | N/A | N/A | N/A | N/A | N/A | N/A | N/A | N/A | N/A | N/A | N/A | N/A | N/A | N/A | N/A | N/A | N/A | N/A | N/A | N/A | N/A | N/A | N/A | N/A | N/A | N/A | N/A | N/A | N/A | N/A | N/A | N/A | N/A | N/A | N/A | N/A | N/A | N/A | N/A | N/A | 3.107 | 3.3051
[SEER Multi-Split <=65kW] GEMS (Air Conditioners up to 65kW) Determination 2019 | N/A | AS/NZS 3823.1.4:2012 | CRV7-XMI 252T-AU/Q1DN-4-XMI D50-AU |  | N/A | Clivet | 0.891 | Non Ducted | Multiple split - VRF | N/A | Air | Air | China | 6.1 | 24.309 | 25.2 | N/A | 0 | 0 | 0 | N/A | 6.35 | 27 | Enthalpy Test Room | 3.9358 | 4.114 | Yes | 0 | N/A | 68.9 | 65.3 | 0 | 0 | N/A | N/A | N/A | 3.7922 | 3.9738 | N/A | N/A | N/A | N/A | N/A | N/A | None | Three | R410A | Australia,Fiji,New Zealand | 127686 | 2025-03-20 |  | Approved | Reverse Cycle | N/A | Yes | Class 20 | Yes | N/A | - | Yes | No | No | - | 3.9358 | Available | N/A | N/A |  | http://www.clivet.com/web/guest/home | Yes |  |  | AAC4671 | N/A | Variable output compressor | Inverter | N/A | N/A | N/A | 6.1 | N/A | N/A | N/A | N/A | N/A | N/A | N/A | N/A | N/A | N/A | N/A | N/A | N/A | N/A | N/A | N/A | 6.35 | N/A | N/A | N/A | N/A | N/A | N/A | N/A | N/A | N/A | N/A | N/A | N/A | N/A | N/A | N/A | N/A | N/A | N/A | N/A | N/A | N/A | N/A | N/A | N/A | N/A | N/A | N/A | N/A | N/A | N/A | N/A | N/A | N/A | N/A | N/A | N/A | N/A | N/A | N/A | N/A | N/A | N/A | N/A | N/A | N/A | N/A | N/A | N/A | N/A | N/A | N/A | N/A | N/A | N/A | N/A | N/A | N/A | N/A | N/A | N/A | N/A | N/A | N/A | N/A | N/A | N/A | N/A | 3.9792 | 4.1091
[SEER Multi-Split <=65kW] GEMS (Air Conditioners up to 65kW) Determination 2019 | N/A | AS/NZS 3823.1.4:2012 | CRV7-XMI 280T-AU/Q1DN-4-XMI D56-AU |  | N/A | Clivet | 1.052 | Non Ducted | Multiple split - VRF | N/A | Air | Air | China | 7.45 | 26.948 | 28 | N/A | 0 | 0 | 0 | N/A | 8 | 31.5 | Enthalpy Test Room | 3.6244 | 3.702 | Yes | 0 | N/A | 68.9 | 65.3 | 0 | 0 | N/A | N/A | N/A | 3.5136 | 3.604 | N/A | N/A | N/A | N/A | N/A | N/A | None | Three | R410A | Australia,Fiji,New Zealand | 127687 | 2025-03-20 |  | Approved | Reverse Cycle | N/A | Yes | Class 20 | Yes | N/A | - | Yes | No | No | - | 3.6244 | Available | N/A | N/A |  | http://www.clivet.com/web/guest/home | Yes |  |  | AAC4666 | N/A | Variable output compressor | Inverter | N/A | N/A | N/A | 7.45 | N/A | N/A | N/A | N/A | N/A | N/A | N/A | N/A | N/A | N/A | N/A | N/A | N/A | N/A | N/A | N/A | 8 | N/A | N/A | N/A | N/A | N/A | N/A | N/A | N/A | N/A | N/A | N/A | N/A | N/A | N/A | N/A | N/A | N/A | N/A | N/A | N/A | N/A | N/A | N/A | N/A | N/A | N/A | N/A | N/A | N/A | N/A | N/A | N/A | N/A | N/A | N/A | N/A | N/A | N/A | N/A | N/A | N/A | N/A | N/A | N/A | N/A | N/A | N/A | N/A | N/A | N/A | N/A | N/A | N/A | N/A | N/A | N/A | N/A | N/A | N/A | N/A | N/A | N/A | N/A | N/A | N/A | N/A | N/A | 3.6445 | 3.8318
[SEER Multi-Split <=65kW] GEMS (Air Conditioners up to 65kW) Determination 2019 | N/A | AS/NZS 3823.1.4:2012 | CRV7-XMI 335T-AU/Q1DN-4-XMI D56-AU |  | N/A | Clivet | 1.2 | Non Ducted | Multiple split - VRF | N/A | Air | Air | China | 9.16 | 32.3 | 33.5 | N/A | 0 | 0 | 0 | N/A | 10.17 | 37.5 | Enthalpy Test Room | 3.5877 | 3.457 | Yes | 0 | N/A | 70.9 | 67.3 | 0 | 0 | N/A | N/A | N/A | 3.4946 | 3.3826 | N/A | N/A | N/A | N/A | N/A | N/A | None | Three | R410A | Australia,Fiji,New Zealand | 127732 | 2025-03-20 |  | Approved | Reverse Cycle | N/A | Yes | Class 20 | Yes | N/A | - | Yes | No | No | - | 3.5877 | Available | N/A | N/A |  | http://www.clivet.com/web/guest/home | Yes |  |  | AAC4672 | N/A | Variable output compressor | Inverter | N/A | N/A | N/A | 9.16 | N/A | N/A | N/A | N/A | N/A | N/A | N/A | N/A | N/A | N/A | N/A | N/A | N/A | N/A | N/A | N/A | 10.17 | N/A | N/A | N/A | N/A | N/A | N/A | N/A | N/A | N/A | N/A | N/A | N/A | N/A | N/A | N/A | N/A | N/A | N/A | N/A | N/A | N/A | N/A | N/A | N/A | N/A | N/A | N/A | N/A | N/A | N/A | N/A | N/A | N/A | N/A | N/A | N/A | N/A | N/A | N/A | N/A | N/A | N/A | N/A | N/A | N/A | N/A | N/A | N/A | N/A | N/A | N/A | N/A | N/A | N/A | N/A | N/A | N/A | N/A | N/A | N/A | N/A | N/A | N/A | N/A | N/A | N/A | N/A | 3.564 | 3.6066
[SEER Multi-Split <=65kW] GEMS (Air Conditioners up to 65kW) Determination 2019 | N/A | AS/NZS 3823.1.4:2012 | CRV7-XMI 400T-AU/Q1DN-4-XMI D50-AU |  | N/A | Clivet | 8.52 | Non Ducted | Multiple split - VRF | N/A | Air | Air | China | 10.96 | 31.48 | 40 | N/A | 0 | 0 | 0 | N/A | 11.61 | 45 | Enthalpy Test Room | 3.6308 | 3.6291 | Yes | 0 | N/A | 76.9 | 73.3 | 0 | 0 | N/A | N/A | N/A | 3.5437 | 3.5547 | N/A | N/A | N/A | N/A | N/A | N/A | None | Three | R410A | Australia,Fiji,New Zealand | 127740 | 2025-03-20 |  | Approved | Reverse Cycle | N/A | Yes | Class 21 | Yes | N/A | - | Yes | No | No | - | 3.6308 | Available | N/A | N/A |  | http://www.clivet.com/web/guest/home | Yes |  |  | AAC4673 | N/A | Variable output compressor | Inverter | N/A | N/A | N/A | 10.96 | N/A | N/A | N/A | N/A | N/A | N/A | N/A | N/A | N/A | N/A | N/A | N/A | N/A | N/A | N/A | N/A | 11.61 | N/A | N/A | N/A | N/A | N/A | N/A | N/A | N/A | N/A | N/A | N/A | N/A | N/A | N/A | N/A | N/A | N/A | N/A | N/A | N/A | N/A | N/A | N/A | N/A | N/A | N/A | N/A | N/A | N/A | N/A | N/A | N/A | N/A | N/A | N/A | N/A | N/A | N/A | N/A | N/A | N/A | N/A | N/A | N/A | N/A | N/A | N/A | N/A | N/A | N/A | N/A | N/A | N/A | N/A | N/A | N/A | N/A | N/A | N/A | N/A | N/A | N/A | N/A | N/A | N/A | N/A | N/A | 3.5651 | 3.795
[SEER Multi-Split <=65kW] GEMS (Air Conditioners up to 65kW) Determination 2019 | N/A | AS/NZS 3823.1.4:2012 | CRV7-XMI 450T-AU/Q1DN-4-XMI D56-AU |  | N/A | Clivet | 1.29 | Non Ducted | Multiple split - VRF | N/A | Air | Air | China | 13.66 | 43.71 | 45 | N/A | 0 | 0 | 0 | N/A | 13.76 | 50 | Enthalpy Test Room | 3.1353 | 3.5088 | Yes | 0 | N/A | 76.9 | 73.3 | 0 | 0 | N/A | N/A | N/A | 3.0776 | 3.4461 | N/A | N/A | N/A | N/A | N/A | N/A | None | Three | R410A | Australia,Fiji,New Zealand | 127741 | 2025-03-24 |  | Approved | Reverse Cycle | N/A | Yes | Class 21 | Yes | N/A | - | Yes | No | No | - | 3.1353 | Available | N/A | N/A |  | http://www.clivet.com/web/guest/home | Yes |  |  | AAC4680 | N/A | Variable output compressor | Inverter | N/A | N/A | N/A | 13.66 | N/A | N/A | N/A | N/A | N/A | N/A | N/A | N/A | N/A | N/A | N/A | N/A | N/A | N/A | N/A | N/A | 13.76 | N/A | N/A | N/A | N/A | N/A | N/A | N/A | N/A | N/A | N/A | N/A | N/A | N/A | N/A | N/A | N/A | N/A | N/A | N/A | N/A | N/A | N/A | N/A | N/A | N/A | N/A | N/A | N/A | N/A | N/A | N/A | N/A | N/A | N/A | N/A | N/A | N/A | N/A | N/A | N/A | N/A | N/A | N/A | N/A | N/A | N/A | N/A | N/A | N/A | N/A | N/A | N/A | N/A | N/A | N/A | N/A | N/A | N/A | N/A | N/A | N/A | N/A | N/A | N/A | N/A | N/A | N/A | 3.2328 | 3.5695
[SEER Multi-Split <=65kW] GEMS (Air Conditioners up to 65kW) Determination 2019 | N/A | AS/NZS 3823.1.4:2012 | CRV7-XMI 504T-AU/Q1DN-4-XMI D56-AU |  | N/A | Clivet | 1.27 | Non Ducted | Multiple split - VRF | N/A | Air | Air | China | 15.43 | 49.13 | 50.4 | N/A | 0 | 0 | 0 | N/A | 15.73 | 56.5 | Enthalpy Test Room | 3.1254 | 3.4449 | Yes | 0 | N/A | 77.9 | 74.3 | 0 | 0 | N/A | N/A | N/A | 3.0732 | 3.3904 | N/A | N/A | N/A | N/A | N/A | N/A | None | Three | R410A | Australia,Fiji,New Zealand | 127749 | 2025-03-24 |  | Approved | Reverse Cycle | N/A | Yes | Class 21 | Yes | N/A | - | Yes | No | No | - | 3.1254 | Available | N/A | N/A |  | http://www.clivet.com/web/guest/home | Yes |  |  | AAC4679 | N/A | Variable output compressor | Inverter | N/A | N/A | N/A | 15.43 | N/A | N/A | N/A | N/A | N/A | N/A | N/A | N/A | N/A | N/A | N/A | N/A | N/A | N/A | N/A | N/A | 15.73 | N/A | N/A | N/A | N/A | N/A | N/A | N/A | N/A | N/A | N/A | N/A | N/A | N/A | N/A | N/A | N/A | N/A | N/A | N/A | N/A | N/A | N/A | N/A | N/A | N/A | N/A | N/A | N/A | N/A | N/A | N/A | N/A | N/A | N/A | N/A | N/A | N/A | N/A | N/A | N/A | N/A | N/A | N/A | N/A | N/A | N/A | N/A | N/A | N/A | N/A | N/A | N/A | N/A | N/A | N/A | N/A | N/A | N/A | N/A | N/A | N/A | N/A | N/A | N/A | N/A | N/A | N/A | 3.2116 | 3.5354
[SEER Multi-Split <=65kW] GEMS (Air Conditioners up to 65kW) Determination 2019 | N/A | AS/NZS 3823.1.4:2012 | CRV7-XMI 560T-AU/Q1DN-4-XMI D56-AU |  | N/A | Clivet | 2.07 | Non Ducted | Multiple split - VRF | N/A | Air | Air | China | 17.7 | 53.93 | 56 | N/A | 0 | 0 | 0 | N/A | 18.7 | 63 | Enthalpy Test Room | 3.149 | 3.314 | Yes | 0 | N/A | 79.9 | 76.3 | 0 | 0 | N/A | N/A | N/A | 3.0998 | 3.2676 | N/A | N/A | N/A | N/A | N/A | N/A | None | Three | R410A | Australia,Fiji,New Zealand | 127750 | 2025-03-24 |  | Approved | Reverse Cycle | N/A | Yes | Class 21 | Yes | N/A | - | Yes | No | No | - | 3.149 | Available | N/A | N/A |  | http://www.clivet.com/web/guest/home | Yes |  |  | AAC4684 | N/A | Variable output compressor | Inverter | N/A | N/A | N/A | 17.7 | N/A | N/A | N/A | N/A | N/A | N/A | N/A | N/A | N/A | N/A | N/A | N/A | N/A | N/A | N/A | N/A | 18.7 | N/A | N/A | N/A | N/A | N/A | N/A | N/A | N/A | N/A | N/A | N/A | N/A | N/A | N/A | N/A | N/A | N/A | N/A | N/A | N/A | N/A | N/A | N/A | N/A | N/A | N/A | N/A | N/A | N/A | N/A | N/A | N/A | N/A | N/A | N/A | N/A | N/A | N/A | N/A | N/A | N/A | N/A | N/A | N/A | N/A | N/A | N/A | N/A | N/A | N/A | N/A | N/A | N/A | N/A | N/A | N/A | N/A | N/A | N/A | N/A | N/A | N/A | N/A | N/A | N/A | N/A | N/A | 3.1163 | 3.3232
[SEER Multi-Split <=65kW] GEMS (Air Conditioners up to 65kW) Determination 2019 | N/A | AS/NZS 3823.1.4:2012 | CRV7-XMI 615T-AU/Q1DN-4-XMI D50-AU |  | N/A | Clivet | 0.94 | Non Ducted | Multiple split - VRF | N/A | Air | Air | China | 19.64 | 60.56 | 61.5 | N/A | 0 | 0 | 0 | N/A | 21.54 | 69 | Enthalpy Test Room | 3.1276 | 3.1785 | Yes | 0 | N/A | 83.9 | 80.3 | 0 | 0 | N/A | N/A | N/A | 3.0811 | 3.1374 | N/A | N/A | N/A | N/A | N/A | N/A | None | Three | R410A | Australia,Fiji,New Zealand | 127751 | 2025-03-24 |  | Approved | Reverse Cycle | N/A | Yes | Class 21 | Yes | N/A | - | Yes | No | No | - | 3.1276 | Available | N/A | N/A |  | http://www.clivet.com/web/guest/home | Yes |  |  | AAC4678 | N/A | Variable output compressor | Inverter | N/A | N/A | N/A | 19.64 | N/A | N/A | N/A | N/A | N/A | N/A | N/A | N/A | N/A | N/A | N/A | N/A | N/A | N/A | N/A | N/A | 21.54 | N/A | N/A | N/A | N/A | N/A | N/A | N/A | N/A | N/A | N/A | N/A | N/A | N/A | N/A | N/A | N/A | N/A | N/A | N/A | N/A | N/A | N/A | N/A | N/A | N/A | N/A | N/A | N/A | N/A | N/A | N/A | N/A | N/A | N/A | N/A | N/A | N/A | N/A | N/A | N/A | N/A | N/A | N/A | N/A | N/A | N/A | N/A | N/A | N/A | N/A | N/A | N/A | N/A | N/A | N/A | N/A | N/A | N/A | N/A | N/A | N/A | N/A | N/A | N/A | N/A | N/A | N/A | 3.0868 | 3.1635
[SEER Non Multi-Split <=65kW] GEMS (Air Conditioners up to 65kW) Determination 2019 | MEPS 2019 | Eurovent Certification | CSRN-XHE2 18.2 HSE |  | N/A | Clivet | N/A | Ducted | Packaged | - | - | Air | Italy | - | N/A | - | N/A | N/A | N/A | N/A | N/A | 15.81 | 56.13 | Certification | - | 3.5503 | N/A | - | N/A | N/A | N/A | N/A | N/A | N/A | N/A | N/A | N/A | N/A | N/A | N/A | N/A | N/A | N/A | N/A | N/A | Three | R410A | Australia,New Zealand | 130398 | 2025-07-03 |  | Approved | Heating Only | N/A | No | Class 7 | No | N/A | N/A | N/A | N/A | N/A | N/A | N/A | Unavailable | N/A | N/A |  | http://www.clivet.com/web/guest/home | N/A |  |  | AAC4982 | Yes | Variable output compressor | Inverter | No | No | - | - | - | - | - | - | - | - | - | 0 | 0 | - | 0 | 0 | - | - | - | 56130 | 15.81 | 7905 | 28065 | No | - | - | No | - | - | - | 15810 | 56130 | No | - | - | - | - | - | - | - | - | No | - | - | No | - | - | - | - | - | - | - | - | - | - | - | - | - | - | - | - | - | - | - | 3.178 | 3.318 | 3.306 | 3.148 | 3.26 | 3.279 | 23063 | 9187 | 1425 | 7860 | 4310 | 898 | 1.5 | 1.5 | 1.5 | - | - | - | - | - | N/A | N/A | N/A | 0 | - | 3.5503
[SEER Multi-Split <=65kW] GEMS (Air Conditioners up to 65kW) Determination 2019 | N/A | AS/NZS 3823.1.4:2012 | MSAN-XMI 180T-AU/CNT2-XMI D18 |  | N/A | Clivet | 1.05 | Ducted | Multiple split - VRF | N/A | Air | Air | China | 5.15 | 16.95 | 18 | N/A | 0 | 0 | 0 | N/A | 5.1 | 18 | Enthalpy Test Room | 3.4255 | 3.5021 | Yes | 0 | N/A | 38.2 | 37.8 | 0 | 0 | N/A | N/A | N/A | 3.3417 | 3.4178 | N/A | N/A | N/A | N/A | N/A | N/A | None | Three | R410A | Australia,Fiji,New Zealand | 127467 | 2025-03-13 |  | Approved | Reverse Cycle | N/A | No | Class 20 | No | N/A | No | - | - | - | - | 3.4255 | Available | N/A | N/A |  | http://www.clivet.com/web/guest/home | Yes |  |  | AAC4632 | N/A | Variable output compressor | Inverter | N/A | N/A | N/A | 5.15 | N/A | N/A | N/A | N/A | N/A | N/A | N/A | N/A | N/A | N/A | N/A | N/A | N/A | N/A | N/A | N/A | 5.1 | N/A | N/A | N/A | N/A | N/A | N/A | N/A | N/A | N/A | N/A | N/A | N/A | N/A | N/A | N/A | N/A | N/A | N/A | N/A | N/A | N/A | N/A | N/A | N/A | N/A | N/A | N/A | N/A | N/A | N/A | N/A | N/A | N/A | N/A | N/A | N/A | N/A | N/A | N/A | N/A | N/A | N/A | N/A | N/A | N/A | N/A | N/A | N/A | N/A | N/A | N/A | N/A | N/A | N/A | N/A | N/A | N/A | N/A | N/A | N/A | N/A | N/A | N/A | N/A | N/A | N/A | N/A | 3.4097 | 3.4432
[SEER Multi-Split <=65kW] GEMS (Air Conditioners up to 65kW) Determination 2019 | N/A | AS/NZS 3823.1.4:2012 | MSAN-XMI 200T-AU/CNT2-XMI D18 |  | N/A | Clivet | 1.25 | Ducted | Multiple split - VRF | N/A | Air | Air | China | 5.95 | 18.75 | 20 | N/A | 0 | 0 | 0 | N/A | 5.9 | 20 | Enthalpy Test Room | 3.3283 | 3.3617 | Yes | 0 | N/A | 37.2 | 36.8 | 0 | 0 | N/A | N/A | N/A | 3.2582 | 3.2928 | N/A | N/A | N/A | N/A | N/A | N/A | None | Three | R410A | Australia,Fiji,New Zealand | 127534 | 2025-03-13 |  | Approved | Reverse Cycle | N/A | No | Class 20 | No | N/A | No | - | - | - | - | 3.3283 | Available | N/A | N/A |  | http://www.clivet.com/web/guest/home | Yes |  |  | AAC4634 | N/A | Variable output compressor | Inverter | N/A | N/A | N/A | 5.95 | N/A | N/A | N/A | N/A | N/A | N/A | N/A | N/A | N/A | N/A | N/A | N/A | N/A | N/A | N/A | N/A | 5.9 | N/A | N/A | N/A | N/A | N/A | N/A | N/A | N/A | N/A | N/A | N/A | N/A | N/A | N/A | N/A | N/A | N/A | N/A | N/A | N/A | N/A | N/A | N/A | N/A | N/A | N/A | N/A | N/A | N/A | N/A | N/A | N/A | N/A | N/A | N/A | N/A | N/A | N/A | N/A | N/A | N/A | N/A | N/A | N/A | N/A | N/A | N/A | N/A | N/A | N/A | N/A | N/A | N/A | N/A | N/A | N/A | N/A | N/A | N/A | N/A | N/A | N/A | N/A | N/A | N/A | N/A | N/A | 3.2918 | 3.3198
[SEER Multi-Split <=65kW] GEMS (Air Conditioners up to 65kW) Determination 2019 | N/A | AS/NZS 3823.1.4:2012 | MSAN-XMI 224T-AU/CNT2-XMI D18 |  | N/A | Clivet | 2.05 | Ducted | Multiple split - VRF | N/A | Air | Air | China | 6.15 | 20.35 | 22.4 | N/A | 0 | 0 | 0 | N/A | 5.95 | 22.4 | Enthalpy Test Room | 3.684 | 3.7702 | Yes | 0 | N/A | 38.2 | 37.8 | 0 | 0 | N/A | N/A | N/A | 3.6085 | 3.691 | N/A | N/A | N/A | N/A | N/A | N/A | None | Three | R410A | Australia,Fiji,New Zealand | 127535 | 2025-03-13 |  | Approved | Reverse Cycle | N/A | No | Class 20 | No | N/A | No | - | - | - | - | 3.684 | Available | N/A | N/A |  | http://www.clivet.com/web/guest/home | Yes |  |  | AAC4636 | N/A | Variable output compressor | Inverter | N/A | N/A | N/A | 6.15 | N/A | N/A | N/A | N/A | N/A | N/A | N/A | N/A | N/A | N/A | N/A | N/A | N/A | N/A | N/A | N/A | 5.95 | N/A | N/A | N/A | N/A | N/A | N/A | N/A | N/A | N/A | N/A | N/A | N/A | N/A | N/A | N/A | N/A | N/A | N/A | N/A | N/A | N/A | N/A | N/A | N/A | N/A | N/A | N/A | N/A | N/A | N/A | N/A | N/A | N/A | N/A | N/A | N/A | N/A | N/A | N/A | N/A | N/A | N/A | N/A | N/A | N/A | N/A | N/A | N/A | N/A | N/A | N/A | N/A | N/A | N/A | N/A | N/A | N/A | N/A | N/A | N/A | N/A | N/A | N/A | N/A | N/A | N/A | N/A | 3.5674 | 3.6856
[SEER Multi-Split <=65kW] GEMS (Air Conditioners up to 65kW) Determination 2019 | N/A | AS/NZS 3823.1.4:2012 | MSAN-XMI 240T-AU/CNT2-XMI D18 |  | N/A | Clivet | 1.8 | Ducted | Multiple split - VRF | N/A | Air | Air | China | 6.7 | 21.7 | 23.5 | N/A | 0 | 0 | 0 | N/A | 7.15 | 25 | Enthalpy Test Room | 3.4693 | 3.4696 | Yes | 0 | N/A | 38.2 | 37.8 | 0 | 0 | N/A | N/A | N/A | 3.4042 | 3.4092 | N/A | N/A | N/A | N/A | N/A | N/A | None | Three | R410A | Australia,Fiji,New Zealand | 127536 | 2025-03-13 |  | Approved | Reverse Cycle | N/A | No | Class 20 | No | N/A | No | - | - | - | - | 3.4693 | Available | N/A | N/A |  | http://www.clivet.com/web/guest/home | Yes |  |  | AAC4635 | N/A | Variable output compressor | Inverter | N/A | N/A | N/A | 6.7 | N/A | N/A | N/A | N/A | N/A | N/A | N/A | N/A | N/A | N/A | N/A | N/A | N/A | N/A | N/A | N/A | 7.15 | N/A | N/A | N/A | N/A | N/A | N/A | N/A | N/A | N/A | N/A | N/A | N/A | N/A | N/A | N/A | N/A | N/A | N/A | N/A | N/A | N/A | N/A | N/A | N/A | N/A | N/A | N/A | N/A | N/A | N/A | N/A | N/A | N/A | N/A | N/A | N/A | N/A | N/A | N/A | N/A | N/A | N/A | N/A | N/A | N/A | N/A | N/A | N/A | N/A | N/A | N/A | N/A | N/A | N/A | N/A | N/A | N/A | N/A | N/A | N/A | N/A | N/A | N/A | N/A | N/A | N/A | N/A | 3.4411 | 3.4351
[SEER Multi-Split <=65kW] GEMS (Air Conditioners up to 65kW) Determination 2019 | MEPS 2019 | AS/NZS 3823.1.4:2012 | MV6i-XMi 400T |  | N/A | Clivet | N/A | Non Ducted | vrf | N/A | Air | Air | China | 11.5 | N/A | 40 | N/A | N/A | N/A | N/A | N/A | 9.65 | 40 | Enthalpy Test Room | 3.4291 | 4.0649 | N/A | - | N/A | N/A | N/A | N/A | N/A | N/A | N/A | N/A | N/A | N/A | N/A | N/A | N/A | N/A | N/A | N/A | N/A | Three | R410A | Australia,Fiji,New Zealand | 129575 | 2025-06-12 |  | Approved | Reverse Cycle | N/A | Yes | Class 21 | Yes | N/A | N/A | N/A | N/A | N/A | N/A | N/A | Available | N/A | N/A |  | http://www.clivet.com/web/guest/home | N/A |  |  | AAC4901 | Yes | Variable output compressor | Inverter | No | No | 40000 | 11.5 | - | 4320 | 20000 | No | - | - | - | 10511 | 43080 | No | 3948.48 | 21540 | No | - | - | 40000 | 9.65 | 4150 | 20000 | No | - | - | Yes | 11350 | 25800 | No | - | - | No | - | - | - | - | - | No | - | - | No | - | - | No | - | - | N/A | - | 3.79 | 3.8 | 4.442 | 4.987 | 4.747 | 4.831 | 2719 | 4154 | 11527 | 5640 | 7032 | 15322 | 2 | 2 | 2.5 | 2.718 | 3.318 | 4.446 | 3.077 | 3.515 | 4.434 | 19463 | 6839 | 1029 | 5960 | 3077 | 697 | 1 | 1.5 | 2.5 | N/A | N/A | N/A | N/A | N/A | N/A | N/A | N/A | 110 | 3.3693 | 3.9913
[SEER Multi-Split <=65kW] GEMS (Air Conditioners up to 65kW) Determination 2019 | MEPS 2019 | AS/NZS 3823.1.4:2012 | MV6i-XMi 450T |  | N/A | Clivet | N/A | Non Ducted | vrf | N/A | Air | Air | China | 14 | N/A | 45 | N/A | N/A | N/A | N/A | N/A | 11.65 | 45 | Enthalpy Test Room | 3.099 | 3.8221 | N/A | - | N/A | N/A | N/A | N/A | N/A | N/A | N/A | N/A | N/A | N/A | N/A | N/A | N/A | N/A | N/A | N/A | N/A | Three | R410A | Australia,Fiji,New Zealand | 129567 | 2025-06-09 |  | Approved | Reverse Cycle | N/A | Yes | Class 21 | Yes | N/A | N/A | N/A | N/A | N/A | N/A | N/A | Available | N/A | N/A |  | http://www.clivet.com/web/guest/home | N/A |  |  | AAC4889 | Yes | Variable output compressor | Inverter | No | No | 45000 | 14 | - | 4780 | 22500 | No | - | - | - | 12796 | 48465 | No | 4368.92 | 24232.5 | No | - | - | 45000 | 11.65 | 4910 | 22500 | No | - | - | Yes | 12100 | 27000 | No | - | - | No | - | - | - | - | - | No | - | - | No | - | - | No | - | - | N/A | - | 3.843 | 3.798 | 4.379 | 5.046 | 4.762 | 4.776 | 3044 | 4712 | 13192 | 6296 | 7913 | 17465 | 2 | 2 | 2.5 | 2.344 | 2.803 | 4.158 | 2.755 | 3.134 | 4.215 | 25313 | 9011 | 1183 | 7430 | 3823 | 784 | 0.5 | 1 | 2.5 | N/A | N/A | N/A | N/A | N/A | N/A | N/A | N/A | 110 | 3.1311 | 3.7432
[SEER Multi-Split <=65kW] GEMS (Air Conditioners up to 65kW) Determination 2019 | MEPS 2019 | AS/NZS 3823.1.4:2012 | MV6-XMi 252T |  | N/A | Clivet | N/A | Non Ducted | vrf | N/A | Air | Air | China | 6.12 | N/A | 25.2 | N/A | N/A | N/A | N/A | N/A | 5.85 | 25.2 | Enthalpy Test Room | 3.9698 | 4.236 | N/A | - | N/A | N/A | N/A | N/A | N/A | N/A | N/A | N/A | N/A | N/A | N/A | N/A | N/A | N/A | N/A | N/A | N/A | Three | R410A | Australia,Fiji,New Zealand | 132882 | 2025-10-01 |  | Approved | Reverse Cycle | N/A | No | Class 20 | No | N/A | N/A | N/A | N/A | N/A | N/A | N/A | Available | N/A | N/A |  | http://www.clivet.com/web/guest/home | N/A |  |  | AAC5359 | Yes | Variable output compressor | Inverter | No | - | 25200 | 6.12 | - | 2570 | 12600 | No | - | - | - | 5593.68 | 27140.4 | No | 2348.98 | 13570.2 | No | - | - | 25200 | 5.85 | 2460 | 12600 | No | - | - | Yes | 7320 | 18200 | No | - | - | No | - | - | - | - | - | No | - | - | No | - | - | No | - | - | N/A | 81 | 3.694 | 3.822 | 4.748 | 5.096 | 4.93 | 5.2 | 1691 | 2517 | 6704 | 3408 | 4194 | 8893 | 2 | 2 | 3 | 3.266 | 3.99 | 4.72 | 3.566 | 4.108 | 4.711 | 10299 | 3697 | 700 | 3325 | 1746 | 486 | 1.5 | 2 | 3 | N/A | N/A | N/A | N/A | N/A | N/A | N/A | N/A | 101 | 3.9001 | 4.0702
[SEER Multi-Split <=65kW] GEMS (Air Conditioners up to 65kW) Determination 2019 | MEPS 2019 | AS/NZS 3823.1.4:2012 | MV6-XMi 280T |  | N/A | Clivet | N/A | Non Ducted | vrf | N/A | Air | Air | China | 7.6 | N/A | 28 | N/A | N/A | N/A | N/A | N/A | 6.65 | 28 | Enthalpy Test Room | 3.5915 | 4.1129 | N/A | - | N/A | N/A | N/A | N/A | N/A | N/A | N/A | N/A | N/A | N/A | N/A | N/A | N/A | N/A | N/A | N/A | N/A | Three | R410A | Australia,Fiji,New Zealand | 132883 | 2025-09-30 |  | Approved | Reverse Cycle | N/A | No | Class 20 | No | N/A | N/A | N/A | N/A | N/A | N/A | N/A | Available | N/A | N/A |  | http://www.clivet.com/web/guest/home | N/A |  |  | AAC5354 | Yes | Variable output compressor | Inverter | No | - | 28000 | 7.6 | - | 2870 | 14000 | No | - | - | - | 6946.4 | 30156 | No | 2623.18 | 15078 | No | - | - | 28000 | 6.65 | 2880 | 14000 | No | - | - | Yes | 7900 | 19200 | No | - | - | No | - | - | - | - | - | No | - | - | No | - | - | No | - | - | N/A | 83 | 3.706 | 3.774 | 4.587 | 5.07 | 4.861 | 5.03 | 1897 | 2865 | 7747 | 3830 | 4753 | 10246 | 2 | 2 | 3 | 2.857 | 3.448 | 4.485 | 3.191 | 3.898 | 4.474 | 13024 | 4678 | 776 | 4078 | 2008 | 534 | 1 | 1.5 | 2.5 | N/A | N/A | N/A | N/A | N/A | N/A | N/A | N/A | 101 | 3.5258 | 4.0049
[SEER Multi-Split <=65kW] GEMS (Air Conditioners up to 65kW) Determination 2019 | MEPS 2019 | AS/NZS 3823.1.4:2012 | MV6-XMi 335T |  | N/A | Clivet | N/A | Non Ducted | vrf | N/A | Air | Air | China | 9.58 | N/A | 33.5 | N/A | N/A | N/A | N/A | N/A | 8.8 | 33.5 | Enthalpy Test Room | 3.3418 | 3.7077 | N/A | - | N/A | N/A | N/A | N/A | N/A | N/A | N/A | N/A | N/A | N/A | N/A | N/A | N/A | N/A | N/A | N/A | N/A | Three | R410A | Australia,Fiji,New Zealand | 132886 | 2025-09-29 |  | Approved | Reverse Cycle | N/A | No | Class 20 | No | N/A | N/A | N/A | N/A | N/A | N/A | N/A | Available | N/A | N/A |  | http://www.clivet.com/web/guest/home | N/A |  |  | AAC5342 | Yes | Variable output compressor | Inverter | No | No | 33500 | 9.58 | - | 3490 | 16750 | No | - | - | - | 8756.12 | 36079.5 | No | 3189.86 | 18039.75 | No | - | - | 33500 | 8.8 | 3470 | 16750 | No | - | - | Yes | 8900 | 20100 | No | - | - | No | - | - | - | - | - | No | - | - | No | - | - | No | - | - | N/A | - | 3.761 | 3.787 | 4.505 | 5.058 | 4.82 | 4.926 | 2268 | 3457 | 9484 | 4628 | 5770 | 12554 | 2 | 2 | 3 | 2.389 | 2.875 | 4.365 | 2.83 | 3.244 | 4.435 | 18548 | 6606 | 906 | 5436 | 2803 | 610 | 0.5 | 1 | 2.5 | N/A | N/A | N/A | N/A | N/A | N/A | N/A | N/A | 105 | 3.372 | 3.6592
[SEER Multi-Split <=65kW] GEMS (Air Conditioners up to 65kW) Determination 2019 | MEPS 2019 | AS/NZS 3823.1.4:2012 | MV6-XMi 400T |  | N/A | Clivet | N/A | Non Ducted | vrf | N/A | Air | Air | China | 11.25 | N/A | 40 | N/A | N/A | N/A | N/A | N/A | 9.45 | 40 | Enthalpy Test Room | 3.4291 | 4.0649 | N/A | - | N/A | N/A | N/A | N/A | N/A | N/A | N/A | N/A | N/A | N/A | N/A | N/A | N/A | N/A | N/A | N/A | N/A | Three | R410A | Australia,Fiji,New Zealand | 132889 | 2025-09-30 |  | Approved | Reverse Cycle | N/A | No | Class 21 | No | N/A | N/A | N/A | N/A | N/A | N/A | N/A | Available | N/A | N/A |  | http://www.clivet.com/web/guest/home | N/A |  |  | AAC5355 | Yes | Variable output compressor | Inverter | No | No | 40000 | 11.25 | - | 4230 | 20000 | No | - | - | - | 10282.5 | 43080 | No | 3866.22 | 21540 | No | - | - | 40000 | 9.45 | 4080 | 20000 | No | - | - | Yes | 11115 | 25800 | No | - | - | No | - | - | - | - | - | No | - | - | No | - | - | No | - | - | N/A | - | 3.854 | 3.869 | 4.532 | 5.083 | 4.841 | 4.931 | 2669 | 4075 | 11292 | 5528 | 6891 | 15005 | 2 | 2 | 3 | 2.758 | 3.373 | 4.523 | 3.124 | 3.575 | 4.511 | 19183 | 6731 | 1017 | 5872 | 3029 | 689 | 1 | 1.5 | 3 | N/A | N/A | N/A | N/A | N/A | N/A | N/A | N/A | 110 | 3.4418 | 4.0726
[SEER Multi-Split <=65kW] GEMS (Air Conditioners up to 65kW) Determination 2019 | MEPS 2019 | AS/NZS 3823.1.4:2012 | MV6-XMi 450T |  | N/A | Clivet | N/A | Non Ducted | vrf | N/A | Air | Air | China | 13.8 | N/A | 45 | N/A | N/A | N/A | N/A | N/A | 11.35 | 45 | Enthalpy Test Room | 3.099 | 3.8221 | N/A | - | N/A | N/A | N/A | N/A | N/A | N/A | N/A | N/A | N/A | N/A | N/A | N/A | N/A | N/A | N/A | N/A | N/A | Three | R410A | Australia,Fiji,New Zealand | 132890 | 2025-09-29 |  | Approved | Reverse Cycle | N/A | No | Class 21 | No | N/A | N/A | N/A | N/A | N/A | N/A | N/A | Available | N/A | N/A |  | http://www.clivet.com/web/guest/home | N/A |  |  | AAC5343 | Yes | Variable output compressor | Inverter | No | No | 45000 | 13.8 | - | 4650 | 22500 | No | - | - | - | 12613.2 | 48465 | No | 4250.1 | 24232.5 | No | - | - | 45000 | 11.35 | 4820 | 22500 | No | - | - | Yes | 11900 | 27000 | No | - | - | No | - | - | - | - | - | No | - | - | No | - | - | No | - | - | N/A | - | 3.917 | 3.87 | 4.473 | 5.164 | 4.871 | 4.884 | 2981 | 4619 | 12911 | 6147 | 7731 | 17074 | 2 | 2 | 2.5 | 2.377 | 2.85 | 4.236 | 2.798 | 3.188 | 4.294 | 24966 | 8867 | 1166 | 7319 | 3762 | 774 | 0.5 | 1 | 2.5 | N/A | N/A | N/A | N/A | N/A | N/A | N/A | N/A | 110 | 3.1753 | 3.839
[SEER Multi-Split <=65kW] GEMS (Air Conditioners up to 65kW) Determination 2019 | MEPS 2019 | AS/NZS 3823.1.4:2012 | MV6-XMi 500T |  | N/A | Clivet | N/A | Non Ducted | vrf | N/A | Air | Air | China | 14.9 | N/A | 50 | N/A | N/A | N/A | N/A | N/A | 12.8 | 50 | Enthalpy Test Room | 3.2605 | 3.7992 | N/A | - | N/A | N/A | N/A | N/A | N/A | N/A | N/A | N/A | N/A | N/A | N/A | N/A | N/A | N/A | N/A | N/A | N/A | Three | R410A | Australia,Fiji,New Zealand | 132902 | 2025-09-29 |  | Approved | Reverse Cycle | N/A | No | Class 21 | No | N/A | N/A | N/A | N/A | N/A | N/A | N/A | Available | N/A | N/A |  | http://www.clivet.com/web/guest/home | N/A |  |  | AAC5352 | Yes | Variable output compressor | Inverter | No | No | 50000 | 14.9 | - | 5550 | 25000 | No | - | - | - | 13618.6 | 53850 | No | 5072.7 | 26925 | No | - | - | 50000 | 12.8 | 5090 | 25000 | No | - | - | Yes | 14200 | 30000 | No | - | - | No | - | - | - | - | - | No | - | - | No | - | - | No | - | - | N/A | - | 3.436 | 3.49 | 4.224 | 4.689 | 4.489 | 4.63 | 3663 | 5546 | 15040 | 7406 | 9203 | 19888 | 1.5 | 1.5 | 2.5 | 2.355 | 2.857 | 4.437 | 2.817 | 3.24 | 4.514 | 28149 | 10008 | 1420 | 8218 | 4258 | 968 | 0.5 | 1 | 2.5 | N/A | N/A | N/A | N/A | N/A | N/A | N/A | N/A | 190 | 3.217 | 3.7196
[SEER Multi-Split <=65kW] GEMS (Air Conditioners up to 65kW) Determination 2019 | MEPS 2019 | AS/NZS 3823.1.4:2012 | MV6-XMi 560T |  | N/A | Clivet | N/A | Non Ducted | vrf | N/A | Air | Air | China | 17.1 | N/A | 56 | N/A | N/A | N/A | N/A | N/A | 14.7 | 56 | Enthalpy Test Room | 3.1726 | 3.6841 | N/A | - | N/A | N/A | N/A | N/A | N/A | N/A | N/A | N/A | N/A | N/A | N/A | N/A | N/A | N/A | N/A | N/A | N/A | Three | R410A | Australia,Fiji,New Zealand | 132903 | 2025-09-30 |  | Approved | Reverse Cycle | N/A | No | Class 21 | No | N/A | N/A | N/A | N/A | N/A | N/A | N/A | Available | N/A | N/A |  | http://www.clivet.com/web/guest/home | N/A |  |  | AAC5356 | Yes | Variable output compressor | Inverter | No | No | 56000 | 17.1 | - | 6350 | 28000 | No | - | - | - | 15629.4 | 60312 | No | 5803.9 | 30156 | No | - | - | 56000 | 14.7 | 6060 | 28000 | No | - | - | Yes | 16000 | 32800 | No | - | - | No | - | - | - | - | - | No | - | - | No | - | - | No | - | - | N/A | - | 3.466 | 3.498 | 4.167 | 4.657 | 4.444 | 4.553 | 4109 | 6252 | 17133 | 8399 | 10457 | 22700 | 1.5 | 1.5 | 2.5 | 2.263 | 2.727 | 4.181 | 2.694 | 3.076 | 4.249 | 32740 | 11661 | 1603 | 9563 | 4957 | 1082 | 0.5 | 1 | 2.5 | N/A | N/A | N/A | N/A | N/A | N/A | N/A | N/A | 192 | 3.1551 | 3.6485
[SEER Non Multi-Split <=65kW] GEMS (Air Conditioners up to 65kW) Determination 2019 | MEPS 2019 | AS/NZS 3823.1.2:2012 | RPA-C020 |  | N/A | Coates | N/A | Ducted | Packaged | - | Air | Air | China | 6.626 | N/A | 20.96 | N/A | N/A | N/A | N/A | N/A | 7.26 | 23.39 | Enthalpy Test Room | 3.1096 | 3.1831 | N/A | - | N/A | N/A | N/A | N/A | N/A | N/A | N/A | N/A | N/A | N/A | N/A | N/A | N/A | N/A | N/A | N/A | N/A | Three | R410A | Australia,Fiji,New Zealand | 150409 | 2027-10-11 |  | Approved | Reverse Cycle | N/A | No | Class 6 | No | N/A | N/A | N/A | N/A | N/A | N/A | N/A | Available | N/A | N/A | https://www.coldmagic.com.cn/ |  | N/A |  |  | AAC7090 | No | - | - | - | - | 20960 | 6.626 | - | - | - | - | - | - | No | - | - | - | - | - | - | - | - | 23390 | 7.26 | - | - | - | - | - | - | - | - | - | 6380 | 17840 | - | - | - | - | - | - | - | - | - | No | - | - | - | - | - | - | - | 3.219 | 3.197 | 3.342 | 3.617 | 3.452 | 3.476 | 1817 | 2756 | 8206 | 4229 | 5221 | 11311 | 1.5 | 1.5 | 1.5 | 2.528 | 2.68 | 2.73 | 2.57 | 2.719 | 2.754 | 12094 | 4753 | 731 | 4023 | 2163 | 456 | 1 | 1 | 1 | - | - | - | - | - | N/A | N/A | N/A | 5 | 3.1552 | 3.2143
[SEER Non Multi-Split <=65kW] GEMS (Air Conditioners up to 65kW) Determination 2019 | MEPS 2019 | AS/NZS 3823.1.2:2012 | RPA-C050 |  | N/A | Coates | N/A | Ducted | Packaged | - | Air | Air | China | 17.27 | N/A | 51.6 | N/A | N/A | N/A | N/A | N/A | 17.266 | 52.76 | Enthalpy Test Room | 2.9609 | 2.9505 | N/A | - | N/A | N/A | N/A | N/A | N/A | N/A | N/A | N/A | N/A | N/A | N/A | N/A | N/A | N/A | N/A | N/A | N/A | Three | R410A | Australia,Fiji,New Zealand | 150410 | 2027-10-11 |  | Approved | Reverse Cycle | N/A | No | Class 7 | No | N/A | N/A | N/A | N/A | N/A | N/A | N/A | Available | N/A | N/A | https://www.coldmagic.com.cn/ |  | N/A |  |  | AAC7087 | No | - | - | - | Yes | 51600 | 17.27 | - | - | - | - | - | - | No | - | - | - | - | - | - | - | - | 52760 | 17.266 | - | - | - | - | - | - | - | - | - | - | - | - | - | - | - | - | - | - | - | - | - | - | - | - | - | - | - | - | 3.051 | 3.028 | 3.16 | 3.421 | 3.265 | 3.285 | 4725 | 7171 | 21377 | 11014 | 13598 | 29471 | 1.5 | 1.5 | 1.5 | - | - | - | - | - | - | - | - | - | - | - | - | 0 | 0 | 0 | - | - | - | - | - | N/A | N/A | N/A | 10 | 2.982 | 3.0497
[SEER Non Multi-Split >65kW] GEMS (Air Conditioners above 65kW) Determination 2022 | MEPS 2020 | AS/NZS 3823.1.2:2012 | RPA-C100 |  | N/A | Coates | 8000 | Ducted | Packaged | - | Air | Air | China | 32500 | 92000 | 100 | N/A | N/A | N/A | N/A | N/A | 31140 | 95 | Enthalpy Test Room | 2.9942 | 2.9636 | N/A | - | N/A | N/A | N/A | N/A | N/A | N/A | N/A | N/A | N/A | N/A | N/A | N/A | N/A | N/A | N/A | N/A | N/A | Three | R410A | Australia,Fiji,New Zealand | 158501 | 2028-12-17 |  | Approved | Reverse Cycle | N/A | No | Class 24 | No | N/A | N/A | N/A | N/A | N/A | N/A | N/A | Available | N/A | N/A | https://www.coldmagic.com.cn/ |  | N/A |  |  | AAC7975 | No | - | - | - | No | 100000 | 32500 | - | - | - | - | - | - | No | - | - | - | - | - | - | - | - | 95000 | 31140 | - | - | - | - | - | - | - | - | - | 26980 | 63500 | - | - | - | - | - | - | - | - | - | No | - | - | - | - | - | N/A | N/A | 3.178 | 3.145 | 3.263 | 3.539 | 3.374 | 3.388 | 8833 | 13424 | 40162 | 20671 | 25534 | 55407 | 1.5 | 1.5 | 1.5 | 2.223 | 2.374 | 2.553 | 2.329 | 2.499 | 2.597 | 55800 | 21738 | 3125 | 17981 | 9518 | 1922 | 0.5 | 0.5 | 1 | N/A | - | - | - | - | N/A | N/A | N/A | 1 | 3.0766 | 3.0504
[SEER Non Multi-Split <=65kW] GEMS (Air Conditioners up to 65kW) Determination 2019 | MEPS 2019 | AS/NZS 3823.1.1:2012 | CASG-XG20/CASN-XG20 |  | N/A | COMFEE | N/A | Non Ducted | Single Split System | Wall Hung | Air | Air | China | 0.43 | N/A | 2 | N/A | N/A | N/A | N/A | N/A | 0.46 | 2.2 | Calorimeter Room | 4.6309 | 4.7991 | N/A | - | N/A | N/A | N/A | N/A | N/A | N/A | N/A | N/A | N/A | N/A | N/A | N/A | N/A | N/A | N/A | N/A | N/A | Single | R32 | Australia,Fiji,New Zealand | 157026 | 2028-10-10 |  | Approved | Reverse Cycle | N/A | Yes | Class 8 | Yes | N/A | N/A | N/A | N/A | N/A | N/A | N/A | Available | N/A | N/A |  |  | N/A |  |  | AAC7824 | Yes | Variable output compressor | Inverter | No | - | 2000 | 0.43 | - | 200 | 1000 | Yes | 165 | 745 | - | 393.02 | 2154 | Yes | 140 | 1180 | - | 110 | 915 | 2200 | 0.46 | 200 | 1100 | Yes | 155 | 860 | Yes | 940 | 2850 | No | - | - | No | - | - | - | - | - | No | - | - | No | - | - | No | - | - | 53 | 54.2 | 7.3 | 6.931 | 7.534 | 13.711 | 10.498 | 9.153 | 76 | 120 | 346 | 105 | 163 | 409 | 5.5 | 5 | 6 | 4.556 | 4.874 | 5.271 | 4.742 | 5.015 | 5.252 | 632 | 247 | 37 | 206 | 111 | 23 | 3 | 3 | 3.5 | No | - | - | - | - | N/A | N/A | N/A | 0.6 | 4.6293 | 4.7616
[SEER Non Multi-Split <=65kW] GEMS (Air Conditioners up to 65kW) Determination 2019 | MEPS 2019 | AS/NZS 3823.1.1:2012 | CASG-XG25/CASN-XG25 |  | N/A | COMFEE | N/A | Non Ducted | Single Split System | Wall Hung | Air | Air | China | 0.59 | N/A | 2.7 | N/A | N/A | N/A | N/A | N/A | 0.6 | 2.8 | Calorimeter Room | 4.4098 | 4.4672 | N/A | - | N/A | N/A | N/A | N/A | N/A | N/A | N/A | N/A | N/A | N/A | N/A | N/A | N/A | N/A | N/A | N/A | N/A | Single | R32 | Australia,Fiji,New Zealand | 157033 | 2028-10-11 |  | Approved | Reverse Cycle | N/A | Yes | Class 8 | Yes | N/A | N/A | N/A | N/A | N/A | N/A | N/A | Available | N/A | N/A |  |  | N/A |  |  | AAC7830 | Yes | Variable output compressor | Inverter | No | - | 2700 | 0.59 | - | 240 | 1300 | Yes | 164 | 745 | - | 539.26 | 2907.9 | Yes | 180 | 1390 | - | 110 | 915 | 2800 | 0.6 | 250 | 1355 | Yes | 155 | 860 | Yes | 940 | 2850 | No | - | - | No | - | - | - | - | - | No | - | - | No | - | - | No | - | - | 55.3 | 57.8 | 7.051 | 6.738 | 7.089 | 12.667 | 9.986 | 8.364 | 106 | 168 | 498 | 155 | 232 | 605 | 5.5 | 5 | 5.5 | 4.307 | 4.808 | 5.356 | 4.604 | 5.042 | 5.352 | 850 | 318 | 45 | 269 | 140 | 29 | 2.5 | 3 | 3.5 | No | - | - | - | - | N/A | N/A | N/A | 0.6 | 4.5606 | 4.6509
[SEER Non Multi-Split <=65kW] GEMS (Air Conditioners up to 65kW) Determination 2019 | MEPS 2019 | AS/NZS 3823.1.1:2012 | CASG-XG35/CASN-XG35 |  | N/A | COMFEE | N/A | Non Ducted | Single Split System | Wall Hung | Air | Air | China | 0.79 | N/A | 3.5 | N/A | N/A | N/A | N/A | N/A | 0.83 | 3.75 | Calorimeter Room | 4.3932 | 4.4562 | N/A | - | N/A | N/A | N/A | N/A | N/A | N/A | N/A | N/A | N/A | N/A | N/A | N/A | N/A | N/A | N/A | N/A | N/A | Single | R32 | Australia,Fiji,New Zealand | 157037 | 2028-10-09 |  | Approved | Reverse Cycle | N/A | Yes | Class 8 | Yes | N/A | N/A | N/A | N/A | N/A | N/A | N/A | Available | N/A | N/A |  |  | N/A |  |  | AAC7823 | Yes | Variable output compressor | Inverter | No | - | 3500 | 0.79 | - | 315 | 1835 | Yes | 182 | 1000 | - | 722.06 | 3769.5 | Yes | 250 | 1900 | - | 112 | 1025 | 3750 | 0.83 | 310 | 1870 | Yes | 160 | 1070 | Yes | 1090 | 3570 | No | - | - | No | - | - | - | - | - | No | - | - | No | - | - | No | - | - | 56.4 | 58.5 | 7.07 | 6.763 | 6.997 | 15.297 | 10.732 | 8.286 | 137 | 217 | 654 | 166 | 279 | 791 | 5.5 | 5 | 5 | 4.511 | 5.208 | 6.234 | 5.061 | 5.752 | 6.333 | 1087 | 393 | 52 | 328 | 165 | 33 | 3 | 3.5 | 4.5 | No | - | - | - | - | N/A | N/A | N/A | 0.768 | 4.4159 | 4.504
[SEER Non Multi-Split <=65kW] GEMS (Air Conditioners up to 65kW) Determination 2019 | MEPS 2019 | AS/NZS 3823.1.1:2012 | CASG-XG50/CASN-XG50 |  | N/A | COMFEE | N/A | Non Ducted | Single Split System | Wall Hung | Air | Air | China | 1.28 | N/A | 4.95 | N/A | N/A | N/A | N/A | N/A | 1.34 | 5.5 | Calorimeter Room | 3.9435 | 4.1202 | N/A | - | N/A | N/A | N/A | N/A | N/A | N/A | N/A | N/A | N/A | N/A | N/A | N/A | N/A | N/A | N/A | N/A | N/A | Single | R32 | Australia,Fiji,New Zealand | 157038 | 2028-10-08 |  | Approved | Reverse Cycle | N/A | Yes | Class 9 | Yes | N/A | N/A | N/A | N/A | N/A | N/A | N/A | Available | N/A | N/A |  |  | N/A |  |  | AAC7818 | Yes | Variable output compressor | Inverter | No | - | 4950 | 1.28 | - | 530 | 2590 | Yes | 480 | 2330 | - | 1169.92 | 5331.15 | Yes | 380 | 2670 | - | 320 | 2300 | 5500 | 1.34 | 520 | 2690 | Yes | 460 | 2420 | Yes | 1849 | 4830 | No | - | - | No | - | - | - | - | - | No | - | - | No | - | - | No | - | - | 59.8 | 65.2 | 6.149 | 5.802 | 6.162 | 10.915 | 8.408 | 7.308 | 224 | 358 | 1050 | 330 | 505 | 1270 | 4.5 | 4 | 4.5 | 3.698 | 4.318 | 4.901 | 4.021 | 4.548 | 4.9 | 1944 | 694 | 97 | 605 | 305 | 61 | 2 | 2.5 | 3 | No | - | - | - | - | N/A | N/A | N/A | 1 | 3.857 | 4.0942
[SEER Non Multi-Split <=65kW] GEMS (Air Conditioners up to 65kW) Determination 2019 | MEPS 2019 | AS/NZS 3823.1.1:2012 | CASG-XG51/CASN-XG51 |  | N/A | COMFEE | N/A | Non Ducted | Single Split System | Wall Hung | Air | Air | China | 1.28 | N/A | 4.95 | N/A | N/A | N/A | N/A | N/A | 1.34 | 5.5 | Calorimeter Room | 3.9435 | 4.1202 | N/A | - | N/A | N/A | N/A | N/A | N/A | N/A | N/A | N/A | N/A | N/A | N/A | N/A | N/A | N/A | N/A | N/A | N/A | Single | R32 | Australia,Fiji,New Zealand | 158444 | 2028-12-13 |  | Approved | Reverse Cycle | N/A | Yes | Class 9 | Yes | N/A | N/A | N/A | N/A | N/A | N/A | N/A | Available | N/A | N/A |  |  | N/A |  |  | AAC7965 | Yes | Variable output compressor | Inverter | No | - | 4950 | 1.28 | - | 530 | 2590 | Yes | 480 | 2330 | - | 1169.92 | 5331.15 | Yes | 380 | 2670 | - | 320 | 2300 | 5500 | 1.34 | 520 | 2690 | Yes | 460 | 2420 | Yes | 1849 | 4900 | No | - | - | No | - | - | - | - | - | No | - | - | No | - | - | No | - | - | 59.8 | 65.2 | 6.149 | 5.802 | 6.162 | 10.915 | 8.408 | 7.308 | 224 | 358 | 1050 | 330 | 505 | 1270 | 4.5 | 4 | 4.5 | 3.732 | 4.333 | 4.901 | 4.047 | 4.558 | 4.9 | 1927 | 692 | 97 | 601 | 304 | 61 | 2 | 2.5 | 3 | No | - | - | - | - | N/A | N/A | N/A | 1 | 3.857 | 4.0942
[SEER Non Multi-Split <=65kW] GEMS (Air Conditioners up to 65kW) Determination 2019 | MEPS 2019 | AS/NZS 3823.1.1:2012 | CASG-XG60/CASN-XG60 |  | N/A | COMFEE | N/A | Non Ducted | Single Split System | Wall Hung | Air | Air | China | 1.75 | N/A | 6.1 | N/A | N/A | N/A | N/A | N/A | 1.686 | 6.4 | Calorimeter Room | 3.4401 | 3.7926 | N/A | - | N/A | N/A | N/A | N/A | N/A | N/A | N/A | N/A | N/A | N/A | N/A | N/A | N/A | N/A | N/A | N/A | N/A | Single | R32 | Australia,Fiji,New Zealand | 157039 | 2028-10-11 |  | Approved | Reverse Cycle | N/A | Yes | Class 9 | Yes | N/A | N/A | N/A | N/A | N/A | N/A | N/A | Available | N/A | N/A |  |  | N/A |  |  | AAC7829 | Yes | Variable output compressor | Inverter | No | - | 6100 | 1.75 | - | 647 | 3122 | Yes | 575 | 2805 | - | 1599.5 | 6569.7 | Yes | 495 | 3293 | - | 321 | 2339 | 6400 | 1.686 | 575 | 3200 | Yes | 450 | 2550 | Yes | 1790 | 4896 | No | - | - | No | - | - | - | - | - | No | - | - | No | - | - | No | - | - | 59.8 | 65.2 | 6.012 | 5.649 | 5.89 | 7.216 | 10.755 | 7.75 | 283 | 453 | 1355 | 616 | 487 | 1476 | 4.5 | 4 | 4 | 3.542 | 4.302 | 5.303 | 3.901 | 4.732 | 5.324 | 2362 | 811 | 104 | 725 | 341 | 65 | 2 | 2.5 | 3.5 | No | - | - | - | - | N/A | N/A | N/A | 1 | 3.479 | 3.7884
[SEER Non Multi-Split <=65kW] GEMS (Air Conditioners up to 65kW) Determination 2019 | MEPS 2019 | AS/NZS 3823.1.1:2012 | CASG-XG70/CASN-XG70 |  | N/A | COMFEE | N/A | Non Ducted | Single Split System | Wall Hung | Air | Air | China | 1.92 | N/A | 7 | N/A | N/A | N/A | N/A | N/A | 1.99 | 7.9 | Calorimeter Room | 3.5353 | 3.7408 | N/A | - | N/A | N/A | N/A | N/A | N/A | N/A | N/A | N/A | N/A | N/A | N/A | N/A | N/A | N/A | N/A | N/A | N/A | Single | R32 | Australia,Fiji,New Zealand | 157040 | 2028-10-08 |  | Approved | Reverse Cycle | N/A | Yes | Class 9 | Yes | N/A | N/A | N/A | N/A | N/A | N/A | N/A | Available | N/A | N/A |  |  | N/A |  |  | AAC7814 | Yes | Variable output compressor | Inverter | No | - | 7000 | 1.92 | - | 720 | 3300 | Yes | 630 | 2860 | - | 1754.88 | 7539 | Yes | 620 | 3700 | - | 490 | 3100 | 7900 | 1.99 | 750 | 3790 | Yes | 460 | 2380 | Yes | 2970 | 7780 | No | - | - | No | - | - | - | - | - | No | - | - | No | - | - | No | - | - | 62.2 | 65 | 5.341 | 5.095 | 5.314 | 7.503 | 6.532 | 5.908 | 366 | 578 | 1724 | 680 | 921 | 2222 | 3.5 | 3.5 | 3.5 | 3.815 | 4.331 | 4.973 | 4.16 | 4.622 | 4.987 | 2706 | 993 | 136 | 839 | 430 | 85 | 2 | 2.5 | 3 | No | - | - | - | - | N/A | N/A | N/A | 1 | 3.6394 | 3.9631
[SEER Non Multi-Split <=65kW] GEMS (Air Conditioners up to 65kW) Determination 2019 | MEPS 2019 | AS/NZS 3823.1.1:2012 | CASG-XG80/CASN-XG80 |  | N/A | COMFEE | N/A | Non Ducted | Single Split System | Wall Hung | Air | Air | China | 2.2 | N/A | 7.9 | N/A | N/A | N/A | N/A | N/A | 2.28 | 8.2 | Calorimeter Room | 3.3973 | 3.6166 | N/A | - | N/A | N/A | N/A | N/A | N/A | N/A | N/A | N/A | N/A | N/A | N/A | N/A | N/A | N/A | N/A | N/A | N/A | Single | R32 | Australia,Fiji,New Zealand | 157072 | 2028-10-07 |  | Approved | Reverse Cycle | N/A | Yes | Class 9 | Yes | N/A | N/A | N/A | N/A | N/A | N/A | N/A | Available | N/A | N/A |  |  | N/A |  |  | AAC7812 | Yes | Variable output compressor | Inverter | No | - | 7900 | 2.2 | - | 780 | 3790 | Yes | 665 | 3100 | - | 2010.8 | 8508.3 | Yes | 686 | 4165 | - | 480 | 3260 | 8200 | 2.28 | 800 | 4020 | Yes | 460 | 2380 | Yes | 2979 | 7782 | No | - | - | No | - | - | - | - | - | No | - | - | No | - | - | No | - | - | 64.6 | 66.5 | 5.492 | 5.229 | 5.403 | 8.323 | 7.039 | 6.042 | 402 | 635 | 1914 | 692 | 965 | 2453 | 3.5 | 3.5 | 3.5 | 3.663 | 4.189 | 4.953 | 4.061 | 4.55 | 4.986 | 2926 | 1066 | 141 | 892 | 453 | 88 | 2 | 2.5 | 3 | No | - | - | - | - | N/A | N/A | N/A | 1 | 3.5854 | 3.5912
[SEER Non Multi-Split <=65kW] GEMS (Air Conditioners up to 65kW) Determination 2019 | MEPS Oct 2011 | AS/NZS 3823.1.2:2012 | TCCF10C1S/AOCF10C-S |  | N/A | Coolmaster | 0.6 | Ducted | Single Split System | - | Air | - | Thailand | 2.89 | 9.5 | 10.1 | 760 | 0 | 0 | 0 | 500 | 0 | 0 | Enthalpy Test Room | 3.485 | 0 | No | 0 | N/A | 1 | 0 | 0 | 0 | N/A | N/A | N/A | 3.4809 | 0 | N/A | N/A | 0 | 0 | 0 | 0 | Enthalpy Test Room | Single | R410A | Australia | 124245 | 2024-10-15 |  | Approved | Cooling Only | 685 | No | Class 11 | No | - | No | - | - | - | - | 3.485 | Available | N/A | N/A | https://www.seeleyinternational.com/ |  | - |  |  | AAC4266 | N/A | - | - | N/A | N/A | N/A | 2.89 | N/A | N/A | N/A | N/A | N/A | N/A | N/A | N/A | N/A | N/A | N/A | N/A | N/A | N/A | N/A | N/A | 0 | N/A | N/A | N/A | N/A | N/A | N/A | N/A | N/A | N/A | N/A | N/A | N/A | N/A | N/A | N/A | N/A | N/A | N/A | N/A | N/A | N/A | N/A | N/A | N/A | N/A | N/A | N/A | N/A | N/A | N/A | N/A | N/A | N/A | N/A | N/A | N/A | N/A | N/A | N/A | N/A | N/A | N/A | N/A | N/A | N/A | N/A | N/A | N/A | N/A | N/A | N/A | N/A | N/A | N/A | N/A | N/A | N/A | N/A | N/A | N/A | N/A | N/A | N/A | N/A | N/A | N/A | N/A | 3.4907 | 0
[SEER Non Multi-Split <=65kW] GEMS (Air Conditioners up to 65kW) Determination 2019 | MEPS Oct 2011 | AS/NZS 3823.1.2:2012 | TCCF12C1S/AOCF12C-S |  | N/A | Coolmaster | 1.5 | Ducted | Single Split System | - | Air | - | Thailand | 3.53 | 10.3 | 11.8 | 760 | 0 | 0 | 0 | 500 | 0 | 0 | Enthalpy Test Room | 3.3387 | 0 | No | 0 | N/A | 1 | 0 | 0 | 0 | N/A | N/A | N/A | 3.3355 | 0 | N/A | N/A | 0 | 0 | 0 | 0 | Enthalpy Test Room | Single | R410A | Australia | 124248 | 2024-10-15 |  | Approved | Cooling Only | 685 | No | Class 11 | No | - | No | - | - | - | - | 3.3387 | Available | N/A | N/A | https://www.seeleyinternational.com/ |  | - |  |  | AAC4265 | N/A | - | - | N/A | N/A | N/A | 3.53 | N/A | N/A | N/A | N/A | N/A | N/A | N/A | N/A | N/A | N/A | N/A | N/A | N/A | N/A | N/A | N/A | 0 | N/A | N/A | N/A | N/A | N/A | N/A | N/A | N/A | N/A | N/A | N/A | N/A | N/A | N/A | N/A | N/A | N/A | N/A | N/A | N/A | N/A | N/A | N/A | N/A | N/A | N/A | N/A | N/A | N/A | N/A | N/A | N/A | N/A | N/A | N/A | N/A | N/A | N/A | N/A | N/A | N/A | N/A | N/A | N/A | N/A | N/A | N/A | N/A | N/A | N/A | N/A | N/A | N/A | N/A | N/A | N/A | N/A | N/A | N/A | N/A | N/A | N/A | N/A | N/A | N/A | N/A | N/A | 3.3396 | 0
[SEER Non Multi-Split <=65kW] GEMS (Air Conditioners up to 65kW) Determination 2019 | MEPS Oct 2011 | AS/NZS 3823.1.2:2012 | TCCF15C1S/AOCF15C-S |  | N/A | Coolmaster | 2.81 | Ducted | Single Split System | - | Air | - | Thailand | 4.27 | 12.01 | 14.82 | 815 | 0 | 0 | 0 | 560 | 0 | 0 | Enthalpy Test Room | 3.4608 | 0 | No | 0 | N/A | 1 | 0 | 0 | 0 | N/A | N/A | N/A | 3.4581 | 0 | N/A | N/A | 0 | 0 | 0 | 0 | Enthalpy Test Room | Single | R410A | Australia | 124263 | 2025-05-01 |  | Approved | Cooling Only | 730 | No | Class 7 | No | - | No | - | - | - | - | 3.4608 | Available | N/A | N/A | https://www.seeleyinternational.com/ |  | - |  |  | AAC4825 | N/A | - | - | N/A | N/A | N/A | 4.27 | N/A | N/A | N/A | N/A | N/A | N/A | N/A | N/A | N/A | N/A | N/A | N/A | N/A | N/A | N/A | N/A | 0 | N/A | N/A | N/A | N/A | N/A | N/A | N/A | N/A | N/A | N/A | N/A | N/A | N/A | N/A | N/A | N/A | N/A | N/A | N/A | N/A | N/A | N/A | N/A | N/A | N/A | N/A | N/A | N/A | N/A | N/A | N/A | N/A | N/A | N/A | N/A | N/A | N/A | N/A | N/A | N/A | N/A | N/A | N/A | N/A | N/A | N/A | N/A | N/A | N/A | N/A | N/A | N/A | N/A | N/A | N/A | N/A | N/A | N/A | N/A | N/A | N/A | N/A | N/A | N/A | N/A | N/A | N/A | 3.468 | 0
[SEER Non Multi-Split <=65kW] GEMS (Air Conditioners up to 65kW) Determination 2019 | MEPS Oct 2011 | AS/NZS 3823.1.2:2012 | TCCF18C1S/AOCF18C-S |  | N/A | Coolmaster | 3.81 | Ducted | Single Split System | - | Air | - | Australia | 5.05 | 14.01 | 17.82 | 815 | 0 | 0 | 0 | 560 | 0 | 0 | Enthalpy Test Room | 3.5206 | 0 | No | 0 | N/A | 1 | 0 | 0 | 0 | N/A | N/A | N/A | 3.5182 | 0 | N/A | N/A | 0 | 0 | 0 | 0 | Enthalpy Test Room | Single | R410A | Australia | 124264 | 2025-05-01 |  | Approved | Cooling Only | 850 | No | Class 7 | No | - | No | - | - | - | - | 3.5206 | Available | N/A | N/A | https://www.seeleyinternational.com/ |  | - |  |  | AAC4826 | N/A | - | - | N/A | N/A | N/A | 5.05 | N/A | N/A | N/A | N/A | N/A | N/A | N/A | N/A | N/A | N/A | N/A | N/A | N/A | N/A | N/A | N/A | 0 | N/A | N/A | N/A | N/A | N/A | N/A | N/A | N/A | N/A | N/A | N/A | N/A | N/A | N/A | N/A | N/A | N/A | N/A | N/A | N/A | N/A | N/A | N/A | N/A | N/A | N/A | N/A | N/A | N/A | N/A | N/A | N/A | N/A | N/A | N/A | N/A | N/A | N/A | N/A | N/A | N/A | N/A | N/A | N/A | N/A | N/A | N/A | N/A | N/A | N/A | N/A | N/A | N/A | N/A | N/A | N/A | N/A | N/A | N/A | N/A | N/A | N/A | N/A | N/A | N/A | N/A | N/A | 3.5264 | 0
[SEER Non Multi-Split <=65kW] GEMS (Air Conditioners up to 65kW) Determination 2019 | MEPS Oct 2011 | AS/NZS 3823.1.2:2012 | TCCF18C3S/AOCF18C-S |  | N/A | Coolmaster | 3.8 | Ducted | Single Split System | - | Air | - | Thailand | 4.99 | 14 | 17.8 | 815 | 0 | 0 | 0 | 560 | 0 | 0 | Enthalpy Test Room | 3.5556 | 0 | No | 0 | N/A | 1 | 0 | 0 | 0 | N/A | N/A | N/A | 3.5532 | 0 | N/A | N/A | 0 | 0 | 0 | 0 | Enthalpy Test Room | Three | R410A | Australia | 124265 | 2024-10-15 |  | Approved | Cooling Only | 850 | No | Class 11 | No | - | No | - | - | - | - | 3.5556 | Available | N/A | N/A | https://www.seeleyinternational.com/ |  | - |  |  | AAC4263 | N/A | - | - | N/A | N/A | N/A | 4.99 | N/A | N/A | N/A | N/A | N/A | N/A | N/A | N/A | N/A | N/A | N/A | N/A | N/A | N/A | N/A | N/A | 0 | N/A | N/A | N/A | N/A | N/A | N/A | N/A | N/A | N/A | N/A | N/A | N/A | N/A | N/A | N/A | N/A | N/A | N/A | N/A | N/A | N/A | N/A | N/A | N/A | N/A | N/A | N/A | N/A | N/A | N/A | N/A | N/A | N/A | N/A | N/A | N/A | N/A | N/A | N/A | N/A | N/A | N/A | N/A | N/A | N/A | N/A | N/A | N/A | N/A | N/A | N/A | N/A | N/A | N/A | N/A | N/A | N/A | N/A | N/A | N/A | N/A | N/A | N/A | N/A | N/A | N/A | N/A | 3.5647 | 0
[SEER Non Multi-Split <=65kW] GEMS (Air Conditioners up to 65kW) Determination 2019 | MEPS 2019 | AS/NZS 3823.1.2:2012 | TCCF21C3S/AOCF21C-S |  | N/A | Coolmaster | N/A | Ducted | Single Split System | - | Air | - | Thailand | 5.89 | N/A | 21.1 | N/A | N/A | N/A | N/A | N/A | - | - | Enthalpy Test Room | 3.5792 | - | N/A | - | N/A | N/A | N/A | N/A | N/A | N/A | N/A | N/A | N/A | N/A | N/A | N/A | N/A | N/A | N/A | N/A | N/A | Three | R410A | Australia,Fiji,New Zealand | 137914 | 2026-05-04 |  | Approved | Cooling Only | N/A | No | Class 11 | No | N/A | N/A | N/A | N/A | N/A | N/A | N/A | Available | N/A | N/A | https://www.seeleyinternational.com/ |  | N/A |  |  | AAC5944 | No | - | - | - | - | 21100 | 5.89 | - | - | - | - | - | - | No | - | - | - | - | - | - | - | - | - | - | - | - | - | - | - | - | - | - | - | - | - | - | - | - | - | - | - | - | - | - | - | - | - | - | - | - | - | 67 | 3.689 | 3.654 | 3.796 | 4.115 | 3.925 | 3.943 | 1604 | 2436 | 7282 | 3749 | 4630 | 10044 | 2 | 2 | 2 | - | - | - | - | - | - | - | - | - | - | - | - | - | - | - | No | - | - | - | - | N/A | N/A | N/A | 1 | 3.5803 | -
[SEER Non Multi-Split <=65kW] GEMS (Air Conditioners up to 65kW) Determination 2019 | MEPS Oct 2011 | AS/NZS 3823.1.2:2012 | TCCF23C3S/AOCF23C-S |  | N/A | Coolmaster | 4.8 | Ducted | Single Split System | - | Air | - | Thailand | 6.73 | 18.5 | 23.3 | 945 | 0 | 0 | 0 | 590 | 0 | 0 | Enthalpy Test Room | 3.4629 | 0 | No | 0 | N/A | 1 | 0 | 0 | 0 | N/A | N/A | N/A | 3.4611 | 0 | N/A | N/A | 0 | 0 | 0 | 0 | Enthalpy Test Room | Three | R410A | Australia | 124267 | 2024-10-15 |  | Approved | Cooling Only | 850 | No | Class 11 | No | - | No | - | - | - | - | 3.4629 | Available | N/A | N/A | https://www.seeleyinternational.com/ |  | - |  |  | AAC4262 | N/A | - | - | N/A | N/A | N/A | 6.73 | N/A | N/A | N/A | N/A | N/A | N/A | N/A | N/A | N/A | N/A | N/A | N/A | N/A | N/A | N/A | N/A | 0 | N/A | N/A | N/A | N/A | N/A | N/A | N/A | N/A | N/A | N/A | N/A | N/A | N/A | N/A | N/A | N/A | N/A | N/A | N/A | N/A | N/A | N/A | N/A | N/A | N/A | N/A | N/A | N/A | N/A | N/A | N/A | N/A | N/A | N/A | N/A | N/A | N/A | N/A | N/A | N/A | N/A | N/A | N/A | N/A | N/A | N/A | N/A | N/A | N/A | N/A | N/A | N/A | N/A | N/A | N/A | N/A | N/A | N/A | N/A | N/A | N/A | N/A | N/A | N/A | N/A | N/A | N/A | 3.4604 | 0
[Unitary Single-Duct] (Air Conditioners up to 65kW) EE Regulations 2020 Schedule 2A | MEPS 2019 | AS/NZS 3823.1.5:2015 | A007H-09CH |  | N/A | Craig&Russell | N/A | Non Ducted | Portable | N/A | N/A | N/A | China | 1 | N/A | 2.6 | N/A | N/A | N/A | N/A | N/A | 0.76 | 1.9 | Calorimeter Room | 2.7347 | 2.5632 | N/A | N/A | N/A | N/A | N/A | N/A | N/A | N/A | N/A | N/A | N/A | N/A | N/A | N/A | N/A | N/A | N/A | N/A | Calorimeter Room | Single | R290 | New Zealand | 149639 | 2122-08-21 |  | Approved | Reverse Cycle | N/A | N/A | Class 4 | N/A | N/A | N/A | N/A | N/A | N/A | N/A | N/A | Available | N/A | N/A |  |  | N/A |  |  | ZAC0786 | No | N/A | N/A | N/A | N/A | 2600 | 1 | N/A | N/A | N/A | N/A | N/A | N/A | N/A | N/A | N/A | N/A | N/A | N/A | N/A | N/A | N/A | 1900 | 0.76 | N/A | N/A | N/A | N/A | N/A | N/A | N/A | N/A | N/A | N/A | N/A | N/A | N/A | N/A | N/A | N/A | N/A | N/A | N/A | N/A | N/A | N/A | N/A | N/A | N/A | N/A | 64.7 | N/A | N/A | N/A | N/A | N/A | N/A | N/A | 545 | 840 | 2247 | N/A | N/A | N/A | 0 | 0 | 0 | N/A | N/A | N/A | N/A | N/A | N/A | 2022 | 981 | 211 | N/A | N/A | N/A | 0 | 0 | 0 | N/A | No | - | - | - | - | - | - | N/A | 2.6 | 2.5
[SEER Multi-Split <=65kW] GEMS (Air Conditioners up to 65kW) Determination 2019 | MEPS 2019 | AS/NZS 3823.1.4:2012 | 2MXF70T2VMA |  | N/A | DAIKIN | N/A | Non Ducted | fixed | N/A | Air | Air | Thailand | 1.88 | N/A | 7 | N/A | N/A | N/A | N/A | N/A | 1.5 | 7 | Calorimeter Room | 3.7777 | 4.5499 | N/A | - | N/A | N/A | N/A | N/A | N/A | N/A | N/A | N/A | N/A | N/A | N/A | N/A | N/A | N/A | N/A | N/A | N/A | Single | R32 | Australia,New Zealand | 150832 | 2027-11-03 |  | Approved | Reverse Cycle | N/A | Yes | Class 19 | Yes | N/A | N/A | N/A | N/A | N/A | N/A | N/A | Available | N/A | N/A | http://www.daikin.com.au/ | http://www.daikin.com.au | N/A |  |  | AAC7128 | Yes | Variable output compressor | Inverter | No | - | 7000 | 1.88 | - | 610 | 3500 | No | - | - | - | 1718.32 | 7539 | No | 557.54 | 3769.5 | No | - | - | 7000 | 1.5 | 590 | 3500 | No | - | - | Yes | 1860 | 5800 | No | - | - | No | - | - | - | - | - | No | - | - | No | - | - | No | - | - | N/A | 63 | 4.073 | 4.111 | 5.048 | 5.735 | 5.458 | 5.596 | 428 | 654 | 1756 | 842 | 1054 | 2299 | 2.5 | 2.5 | 3.5 | 4.063 | 4.826 | 5.452 | 4.425 | 5.064 | 5.451 | 2304 | 852 | 169 | 748 | 397 | 117 | 2.5 | 3 | 3.5 | N/A | N/A | N/A | N/A | N/A | N/A | N/A | N/A | 24.44 | 3.5667 | 4.4231
[SEER Multi-Split <=65kW] GEMS (Air Conditioners up to 65kW) Determination 2019 | MEPS 2019 | AS/NZS 3823.1.4:2012 | 3MKM52R2VMA |  | N/A | DAIKIN | N/A | Non Ducted | fixed | N/A | Air | - | Thailand | 1.15 | N/A | 5.2 | N/A | N/A | N/A | N/A | N/A | - | - | Calorimeter Room | 5.1409 | - | N/A | - | N/A | N/A | N/A | N/A | N/A | N/A | N/A | N/A | N/A | N/A | N/A | N/A | N/A | N/A | N/A | N/A | N/A | Single | R32 | Australia,New Zealand | 150825 | 2027-11-10 |  | Approved | Cooling Only | N/A | Yes | Class 19 | Yes | N/A | N/A | N/A | N/A | N/A | N/A | N/A | Available | N/A | N/A | http://www.daikin.com.au/ | http://www.daikin.com.au | N/A |  |  | AAC7145 | Yes | Variable output compressor | Inverter | No | - | 5200 | 1.15 | - | 400 | 2600 | No | - | - | - | 1051.1 | 5600.4 | No | 365.6 | 2800.2 | No | - | - | - | - | - | - | - | - | - | - | - | - | - | - | - | - | - | - | - | - | - | - | - | - | - | - | - | - | - | - | N/A | 57 | 5.567 | 5.462 | 6.163 | 7.13 | 6.712 | 6.685 | 246 | 383 | 1088 | 519 | 653 | 1446 | 4 | 3.5 | 4.5 | - | - | - | - | - | - | - | - | - | - | - | - | - | - | - | N/A | N/A | N/A | N/A | N/A | N/A | N/A | N/A | 7.1 | 4.4293 | -
[SEER Multi-Split <=65kW] GEMS (Air Conditioners up to 65kW) Determination 2019 | MEPS 2019 | AS/NZS 3823.1.4:2012 | 3MKM52RVMA |  | N/A | DAIKIN | N/A | Non Ducted | fixed | N/A | Air | - | Thailand | 1.15 | N/A | 5.2 | N/A | N/A | N/A | N/A | N/A | - | - | Calorimeter Room | 5.2553 | - | N/A | - | N/A | N/A | N/A | N/A | N/A | N/A | N/A | N/A | N/A | N/A | N/A | N/A | N/A | N/A | N/A | N/A | N/A | Single | R32 | Australia,New Zealand | 146032 | 2027-04-26 |  | Approved | Cooling Only | N/A | Yes | Class 19 | Yes | N/A | N/A | N/A | N/A | N/A | N/A | N/A | Available | N/A | N/A | http://www.daikin.com.au/ | http://www.daikin.com.au | N/A |  |  | AAC6624 | Yes | Variable output compressor | Inverter | No | - | 5200 | 1.15 | - | 400 | 2600 | No | - | - | - | 1051.1 | 5600.4 | No | 365.6 | 2800.2 | No | - | - | - | - | - | - | - | - | - | - | - | - | - | - | - | - | - | - | - | - | - | - | - | - | - | - | - | - | - | - | N/A | 57 | 5.688 | 5.554 | 6.198 | 7.2 | 6.764 | 6.708 | 243 | 379 | 1084 | 516 | 650 | 1443 | 4 | 4 | 4.5 | - | - | - | - | - | - | - | - | - | - | - | - | - | - | - | N/A | N/A | N/A | N/A | N/A | N/A | N/A | N/A | 6.1 | 4.4421 | -
[SEER Multi-Split <=65kW] GEMS (Air Conditioners up to 65kW) Determination 2019 | MEPS 2019 | AS/NZS 3823.1.4:2012 | 3MXM52R1VMA |  | N/A | DAIKIN | N/A | Non Ducted | fixed | N/A | Air | Air | Thailand | 1.15 | N/A | 5.2 | N/A | N/A | N/A | N/A | N/A | 1.4 | 6.8 | Calorimeter Room | 5.166 | 5.1509 | N/A | - | N/A | N/A | N/A | N/A | N/A | N/A | N/A | N/A | N/A | N/A | N/A | N/A | N/A | N/A | N/A | N/A | N/A | Single | R32 | Australia,New Zealand | 144634 | 2027-04-03 |  | Approved | Reverse Cycle | N/A | Yes | Class 19 | Yes | N/A | N/A | N/A | N/A | N/A | N/A | N/A | Available | N/A | N/A | http://www.daikin.com.au/ | http://www.daikin.com.au | N/A |  |  | AAC6593 | Yes | Variable output compressor | Inverter | No | - | 5200 | 1.15 | - | 400 | 2600 | No | - | - | - | 1051.1 | 5600.4 | No | 365.6 | 2800.2 | No | - | - | 6800 | 1.4 | 560 | 3400 | No | - | - | Yes | 1760 | 5800 | No | - | - | No | - | - | - | - | - | No | - | - | No | - | - | No | - | - | N/A | 57 | 4.068 | 4.245 | 5.612 | 6.099 | 5.911 | 6.303 | 304 | 452 | 1153 | 573 | 707 | 1499 | 2.5 | 2.5 | 4 | 4.251 | 5 | 5.584 | 4.593 | 5.22 | 5.58 | 2143 | 803 | 163 | 703 | 377 | 114 | 2.5 | 3.5 | 4 | N/A | N/A | N/A | N/A | N/A | N/A | N/A | N/A | 24.496 | 4.2181 | 4.5859
[SEER Multi-Split <=65kW] GEMS (Air Conditioners up to 65kW) Determination 2019 | MEPS 2019 | AS/NZS 3823.1.4:2012 | 3MXM52R2VMA |  | N/A | DAIKIN | N/A | Non Ducted | fixed | N/A | Air | Air | Thailand | 1.15 | N/A | 5.2 | N/A | N/A | N/A | N/A | N/A | 1.4 | 6.8 | Calorimeter Room | 5.166 | 5.1509 | N/A | - | N/A | N/A | N/A | N/A | N/A | N/A | N/A | N/A | N/A | N/A | N/A | N/A | N/A | N/A | N/A | N/A | N/A | Single | R32 | Australia,New Zealand | 147076 | 2027-05-25 |  | Approved | Reverse Cycle | N/A | Yes | Class 19 | Yes | N/A | N/A | N/A | N/A | N/A | N/A | N/A | Available | N/A | N/A | http://www.daikin.com.au/ | http://www.daikin.com.au | N/A |  |  | AAC6741 | Yes | Variable output compressor | Inverter | No | - | 5200 | 1.15 | - | 400 | 2600 | No | - | - | - | 1051.1 | 5600.4 | No | 365.6 | 2800.2 | No | - | - | 6800 | 1.4 | 560 | 3400 | No | - | - | Yes | 1760 | 5800 | No | - | - | No | - | - | - | - | - | No | - | - | No | - | - | No | - | - | N/A | 57 | 4.068 | 4.245 | 5.612 | 6.099 | 5.911 | 6.303 | 304 | 452 | 1153 | 573 | 707 | 1499 | 2.5 | 2.5 | 4 | 4.251 | 5 | 5.584 | 4.593 | 5.22 | 5.58 | 2143 | 803 | 163 | 703 | 377 | 114 | 2.5 | 3.5 | 4 | N/A | N/A | N/A | N/A | N/A | N/A | N/A | N/A | 24.496 | 4.2181 | 4.5859
[SEER Multi-Split <=65kW] GEMS (Air Conditioners up to 65kW) Determination 2019 | MEPS 2019 | AS/NZS 3823.1.4:2012 | 3MXM52RVMA |  | N/A | DAIKIN | N/A | Non Ducted | fixed | N/A | Air | Air | Thailand | 1.15 | N/A | 5.2 | N/A | N/A | N/A | N/A | N/A | 1.4 | 6.8 | Calorimeter Room | 5.1583 | 5.1449 | N/A | - | N/A | N/A | N/A | N/A | N/A | N/A | N/A | N/A | N/A | N/A | N/A | N/A | N/A | N/A | N/A | N/A | N/A | Single | R32 | Australia,New Zealand | 146028 | 2027-04-25 |  | Approved | Reverse Cycle | N/A | Yes | Class 19 | Yes | N/A | N/A | N/A | N/A | N/A | N/A | N/A | Available | N/A | N/A | http://www.daikin.com.au/ | http://www.daikin.com.au | N/A |  |  | AAC6622 | Yes | Variable output compressor | Inverter | No | - | 5200 | 1.15 | - | 400 | 2600 | No | - | - | - | 1051.1 | 5600.4 | No | 365.6 | 2800.2 | No | - | - | 6800 | 1.4 | 560 | 3400 | No | - | - | Yes | 1760 | 5800 | No | - | - | No | - | - | - | - | - | No | - | - | No | - | - | No | - | - | N/A | 57 | 4.068 | 4.245 | 5.612 | 6.099 | 5.911 | 6.303 | 304 | 452 | 1153 | 573 | 707 | 1499 | 2.5 | 2.5 | 4 | 4.251 | 5 | 5.584 | 4.593 | 5.22 | 5.58 | 2143 | 803 | 163 | 703 | 377 | 114 | 2.5 | 3.5 | 4 | N/A | N/A | N/A | N/A | N/A | N/A | N/A | N/A | 24.496 | 4.2181 | 4.5859
[SEER Multi-Split <=65kW] GEMS (Air Conditioners up to 65kW) Determination 2019 | MEPS 2019 | AS/NZS 3823.1.4:2012 | 4MKM68R1VMA |  | N/A | DAIKIN | N/A | Non Ducted | fixed | N/A | Air | - | Thailand | 1.67 | N/A | 6.8 | N/A | N/A | N/A | N/A | N/A | - | - | Calorimeter Room | 4.5159 | - | N/A | - | N/A | N/A | N/A | N/A | N/A | N/A | N/A | N/A | N/A | N/A | N/A | N/A | N/A | N/A | N/A | N/A | N/A | Single | R32 | Australia,New Zealand | 146118 | 2027-04-11 |  | Approved | Cooling Only | N/A | Yes | Class 19 | Yes | N/A | N/A | N/A | N/A | N/A | N/A | N/A | Available | N/A | N/A | http://www.daikin.com.au/ | http://www.daikin.com.au | N/A |  |  | AAC6608 | Yes | Variable output compressor | Inverter | No | - | 6800 | 1.67 | - | 530 | 3400 | No | - | - | - | 1526.38 | 7323.6 | No | 484.42 | 3661.8 | No | - | - | - | - | - | - | - | - | - | - | - | - | - | - | - | - | - | - | - | - | - | - | - | - | - | - | - | - | - | - | N/A | 59 | 5.517 | 5.322 | 5.911 | 7.026 | 6.551 | 6.427 | 329 | 519 | 1488 | 692 | 878 | 1971 | 4 | 3.5 | 4 | - | - | - | - | - | - | - | - | - | - | - | - | - | - | - | N/A | N/A | N/A | N/A | N/A | N/A | N/A | N/A | 7.7 | 4.0094 | -
[SEER Multi-Split <=65kW] GEMS (Air Conditioners up to 65kW) Determination 2019 | MEPS 2019 | AS/NZS 3823.1.4:2012 | 4MKM68R2VMA |  | N/A | DAIKIN | N/A | Non Ducted | fixed | N/A | Air | - | Thailand | 1.67 | N/A | 6.8 | N/A | N/A | N/A | N/A | N/A | - | - | Calorimeter Room | 4.5159 | - | N/A | - | N/A | N/A | N/A | N/A | N/A | N/A | N/A | N/A | N/A | N/A | N/A | N/A | N/A | N/A | N/A | N/A | N/A | Single | R32 | Australia,New Zealand | 147077 | 2027-06-05 |  | Approved | Cooling Only | N/A | Yes | Class 19 | Yes | N/A | N/A | N/A | N/A | N/A | N/A | N/A | Available | N/A | N/A | http://www.daikin.com.au/ | http://www.daikin.com.au | N/A |  |  | AAC6763 | Yes | Variable output compressor | Inverter | No | - | 6800 | 1.67 | - | 530 | 3400 | No | - | - | - | 1526.38 | 7323.6 | No | 484.42 | 3661.8 | No | - | - | - | - | - | - | - | - | - | - | - | - | - | - | - | - | - | - | - | - | - | - | - | - | - | - | - | - | - | - | N/A | 59 | 5.517 | 5.322 | 5.911 | 7.026 | 6.551 | 6.427 | 329 | 519 | 1488 | 692 | 878 | 1971 | 4 | 3.5 | 4 | - | - | - | - | - | - | - | - | - | - | - | - | - | - | - | N/A | N/A | N/A | N/A | N/A | N/A | N/A | N/A | 7.7 | 4.0094 | -
[SEER Multi-Split <=65kW] GEMS (Air Conditioners up to 65kW) Determination 2019 | MEPS 2019 | AS/NZS 3823.1.4:2012 | 4MKM68RVMA |  | N/A | DAIKIN | N/A | Non Ducted | fixed | N/A | Air | - | Thailand | 1.67 | N/A | 6.8 | N/A | N/A | N/A | N/A | N/A | - | - | Calorimeter Room | 4.7273 | - | N/A | - | N/A | N/A | N/A | N/A | N/A | N/A | N/A | N/A | N/A | N/A | N/A | N/A | N/A | N/A | N/A | N/A | N/A | Single | R32 | Australia,New Zealand | 146033 | 2027-04-21 |  | Approved | Cooling Only | N/A | Yes | Class 19 | Yes | N/A | N/A | N/A | N/A | N/A | N/A | N/A | Available | N/A | N/A | http://www.daikin.com.au/ | http://www.daikin.com.au | N/A |  |  | AAC6619 | Yes | Variable output compressor | Inverter | No | - | 6800 | 1.67 | - | 530 | 3400 | No | - | - | - | 1526.38 | 7323.6 | No | 484.42 | 3661.8 | No | - | - | - | - | - | - | - | - | - | - | - | - | - | - | - | - | - | - | - | - | - | - | - | - | - | - | - | - | - | - | N/A | 59 | 5.617 | 5.395 | 5.938 | 7.083 | 6.593 | 6.445 | 325 | 515 | 1484 | 689 | 875 | 1967 | 4 | 3.5 | 4 | - | - | - | - | - | - | - | - | - | - | - | - | - | - | - | N/A | N/A | N/A | N/A | N/A | N/A | N/A | N/A | 6.6 | 4.0182 | -
[SEER Multi-Split <=65kW] GEMS (Air Conditioners up to 65kW) Determination 2019 | MEPS 2019 | AS/NZS 3823.1.4:2012 | 4MKM80R2VMA |  | N/A | DAIKIN | N/A | Non Ducted | fixed | N/A | Air | - | Thailand | 2.05 | N/A | 8 | N/A | N/A | N/A | N/A | N/A | - | - | Calorimeter Room | 4.3328 | - | N/A | - | N/A | N/A | N/A | N/A | N/A | N/A | N/A | N/A | N/A | N/A | N/A | N/A | N/A | N/A | N/A | N/A | N/A | Single | R32 | Australia,New Zealand | 150828 | 2027-11-06 |  | Approved | Cooling Only | N/A | Yes | Class 19 | Yes | N/A | N/A | N/A | N/A | N/A | N/A | N/A | Available | N/A | N/A | http://www.daikin.com.au/ | http://www.daikin.com.au | N/A |  |  | AAC7132 | Yes | Variable output compressor | Inverter | No | - | 8000 | 2.05 | - | 750 | 4000 | No | - | - | - | 1873.7 | 8616 | No | 685.5 | 4308 | No | - | - | - | - | - | - | - | - | - | - | - | - | - | - | - | - | - | - | - | - | - | - | - | - | - | - | - | - | - | - | N/A | 60 | 4.913 | 4.782 | 5.238 | 6.057 | 5.692 | 5.632 | 439 | 685 | 1981 | 949 | 1194 | 2650 | 3 | 3 | 3.5 | - | - | - | - | - | - | - | - | - | - | - | - | - | - | - | N/A | N/A | N/A | N/A | N/A | N/A | N/A | N/A | 8.2 | 3.8504 | -
[SEER Multi-Split <=65kW] GEMS (Air Conditioners up to 65kW) Determination 2019 | MEPS 2019 | AS/NZS 3823.1.4:2012 | 4MKM80RVMA |  | N/A | DAIKIN | N/A | Non Ducted | fixed | N/A | Air | - | Thailand | 2.05 | N/A | 8 | N/A | N/A | N/A | N/A | N/A | - | - | Calorimeter Room | 4.6127 | - | N/A | - | N/A | N/A | N/A | N/A | N/A | N/A | N/A | N/A | N/A | N/A | N/A | N/A | N/A | N/A | N/A | N/A | N/A | Single | R32 | Australia,New Zealand | 146034 | 2027-05-01 |  | Approved | Cooling Only | N/A | Yes | Class 19 | Yes | N/A | N/A | N/A | N/A | N/A | N/A | N/A | Available | N/A | N/A | http://www.daikin.com.au/ | http://www.daikin.com.au | N/A |  |  | AAC6646 | Yes | Variable output compressor | Inverter | No | - | 8000 | 2.05 | - | 750 | 4000 | No | - | - | - | 1873.7 | 8616 | No | 685.5 | 4308 | No | - | - | - | - | - | - | - | - | - | - | - | - | - | - | - | - | - | - | - | - | - | - | - | - | - | - | - | - | - | - | N/A | 60 | 4.974 | 4.828 | 5.254 | 6.09 | 5.716 | 5.643 | 436 | 681 | 1977 | 946 | 1191 | 2647 | 3 | 3 | 3.5 | - | - | - | - | - | - | - | - | - | - | - | - | - | - | - | N/A | N/A | N/A | N/A | N/A | N/A | N/A | N/A | 7.2 | 3.8567 | -
[SEER Multi-Split <=65kW] GEMS (Air Conditioners up to 65kW) Determination 2019 | MEPS 2019 | AS/NZS 3823.1.4:2012 | 4MXM68R1VMA |  | N/A | DAIKIN | N/A | Non Ducted | fixed | N/A | Air | Air | Thailand | 1.67 | N/A | 6.8 | N/A | N/A | N/A | N/A | N/A | 1.95 | 8.6 | Calorimeter Room | 4.5159 | 4.7997 | N/A | - | N/A | N/A | N/A | N/A | N/A | N/A | N/A | N/A | N/A | N/A | N/A | N/A | N/A | N/A | N/A | N/A | N/A | Single | R32 | Australia,New Zealand | 144638 | 2027-04-03 |  | Approved | Reverse Cycle | N/A | Yes | Class 19 | Yes | N/A | N/A | N/A | N/A | N/A | N/A | N/A | Available | N/A | N/A | http://www.daikin.com.au/ | http://www.daikin.com.au | N/A |  |  | AAC6591 | Yes | Variable output compressor | Inverter | No | - | 6800 | 1.67 | - | 530 | 3400 | No | - | - | - | 1526.38 | 7323.6 | No | 484.42 | 3661.8 | No | - | - | 8600 | 1.95 | 720 | 4300 | No | - | - | Yes | 1840 | 6000 | No | - | - | No | - | - | - | - | - | No | - | - | No | - | - | No | - | - | N/A | 59 | 5.308 | 5.167 | 5.852 | 6.902 | 6.459 | 6.387 | 337 | 529 | 1498 | 700 | 886 | 1978 | 3.5 | 3.5 | 4 | 3.414 | 4.162 | 5.474 | 3.826 | 4.729 | 5.482 | 3312 | 1149 | 157 | 1012 | 476 | 103 | 1.5 | 2.5 | 3.5 | N/A | N/A | N/A | N/A | N/A | N/A | N/A | N/A | 10.153 | 3.9899 | 4.334
[SEER Multi-Split <=65kW] GEMS (Air Conditioners up to 65kW) Determination 2019 | MEPS 2019 | AS/NZS 3823.1.4:2012 | 4MXM68R2VMA |  | N/A | DAIKIN | N/A | Non Ducted | fixed | N/A | Air | Air | Thailand | 1.67 | N/A | 6.8 | N/A | N/A | N/A | N/A | N/A | 1.95 | 8.6 | Calorimeter Room | 4.5159 | 4.7997 | N/A | - | N/A | N/A | N/A | N/A | N/A | N/A | N/A | N/A | N/A | N/A | N/A | N/A | N/A | N/A | N/A | N/A | N/A | Single | R32 | Australia,New Zealand | 147078 | 2027-05-25 |  | Approved | Reverse Cycle | N/A | Yes | Class 19 | Yes | N/A | N/A | N/A | N/A | N/A | N/A | N/A | Available | N/A | N/A | http://www.daikin.com.au/ | http://www.daikin.com.au | N/A |  |  | AAC6742 | Yes | Variable output compressor | Inverter | No | - | 6800 | 1.67 | - | 530 | 3400 | No | - | - | - | 1526.38 | 7323.6 | No | 484.42 | 3661.8 | No | - | - | 8600 | 1.95 | 720 | 4300 | No | - | - | Yes | 1840 | 6000 | No | - | - | No | - | - | - | - | - | No | - | - | No | - | - | No | - | - | N/A | 59 | 5.308 | 5.167 | 5.852 | 6.902 | 6.459 | 6.387 | 337 | 529 | 1498 | 700 | 886 | 1978 | 3.5 | 3.5 | 4 | 3.414 | 4.162 | 5.474 | 3.826 | 4.729 | 5.482 | 3312 | 1149 | 157 | 1012 | 476 | 103 | 1.5 | 2.5 | 3.5 | N/A | N/A | N/A | N/A | N/A | N/A | N/A | N/A | 10.153 | 3.9899 | 4.334
[SEER Multi-Split <=65kW] GEMS (Air Conditioners up to 65kW) Determination 2019 | MEPS 2019 | AS/NZS 3823.1.4:2012 | 4MXM68RVMA |  | N/A | DAIKIN | N/A | Non Ducted | fixed | N/A | Air | Air | Thailand | 1.67 | N/A | 6.8 | N/A | N/A | N/A | N/A | N/A | 1.95 | 8.6 | Calorimeter Room | 4.5172 | 4.777 | N/A | - | N/A | N/A | N/A | N/A | N/A | N/A | N/A | N/A | N/A | N/A | N/A | N/A | N/A | N/A | N/A | N/A | N/A | Single | R32 | Australia,New Zealand | 146029 | 2027-04-21 |  | Approved | Reverse Cycle | N/A | Yes | Class 19 | Yes | N/A | N/A | N/A | N/A | N/A | N/A | N/A | Available | N/A | N/A | http://www.daikin.com.au/ | http://www.daikin.com.au | N/A |  |  | AAC6617 | Yes | Variable output compressor | Inverter | No | - | 6800 | 1.67 | - | 530 | 3400 | No | - | - | - | 1526.38 | 7323.6 | No | 484.42 | 3661.8 | No | - | - | 8600 | 1.95 | 720 | 4300 | No | - | - | Yes | 1840 | 6000 | No | - | - | No | - | - | - | - | - | No | - | - | No | - | - | No | - | - | N/A | 59 | 5.308 | 5.167 | 5.852 | 6.902 | 6.459 | 6.387 | 337 | 529 | 1498 | 700 | 886 | 1978 | 3.5 | 3.5 | 4 | 3.414 | 4.162 | 5.474 | 3.826 | 4.729 | 5.482 | 3312 | 1149 | 157 | 1012 | 476 | 103 | 1.5 | 2.5 | 3.5 | N/A | N/A | N/A | N/A | N/A | N/A | N/A | N/A | 10.153 | 3.9899 | 4.334
[SEER Multi-Split <=65kW] GEMS (Air Conditioners up to 65kW) Determination 2019 | MEPS 2019 | AS/NZS 3823.1.4:2012 | 4MXM80R1VMA |  | N/A | DAIKIN | N/A | Non Ducted | fixed | N/A | Air | Air | Thailand | 2.05 | N/A | 8 | N/A | N/A | N/A | N/A | N/A | 2.28 | 9.6 | Calorimeter Room | 4.319 | 4.8087 | N/A | - | N/A | N/A | N/A | N/A | N/A | N/A | N/A | N/A | N/A | N/A | N/A | N/A | N/A | N/A | N/A | N/A | N/A | Single | R32 | Australia,New Zealand | 144636 | 2027-04-03 |  | Approved | Reverse Cycle | N/A | Yes | Class 19 | Yes | N/A | N/A | N/A | N/A | N/A | N/A | N/A | Available | N/A | N/A | http://www.daikin.com.au/ | http://www.daikin.com.au | N/A |  |  | AAC6592 | Yes | Variable output compressor | Inverter | No | - | 8000 | 2.05 | - | 750 | 4000 | No | - | - | - | 1873.7 | 8616 | No | 685.5 | 4308 | No | - | - | 9600 | 2.28 | 750 | 4800 | No | - | - | Yes | 2620 | 7500 | No | - | - | No | - | - | - | - | - | No | - | - | No | - | - | No | - | - | N/A | 60 | 4.521 | 4.482 | 5.124 | 5.834 | 5.523 | 5.556 | 463 | 713 | 2008 | 971 | 1216 | 2672 | 3 | 2.5 | 3.5 | 3.865 | 4.775 | 5.84 | 4.439 | 5.218 | 5.864 | 3277 | 1133 | 176 | 985 | 492 | 117 | 2 | 3 | 4 | N/A | N/A | N/A | N/A | N/A | N/A | N/A | N/A | 15.337 | 3.8062 | 4.1169
[SEER Multi-Split <=65kW] GEMS (Air Conditioners up to 65kW) Determination 2019 | MEPS 2019 | AS/NZS 3823.1.4:2012 | 4MXM80R2VMA |  | N/A | DAIKIN | N/A | Non Ducted | fixed | N/A | Air | Air | Thailand | 2.05 | N/A | 8 | N/A | N/A | N/A | N/A | N/A | 2.28 | 9.6 | Calorimeter Room | 4.319 | 4.8087 | N/A | - | N/A | N/A | N/A | N/A | N/A | N/A | N/A | N/A | N/A | N/A | N/A | N/A | N/A | N/A | N/A | N/A | N/A | Single | R32 | Australia,New Zealand | 147079 | 2027-05-30 |  | Approved | Reverse Cycle | N/A | Yes | Class 19 | Yes | N/A | N/A | N/A | N/A | N/A | N/A | N/A | Available | N/A | N/A | http://www.daikin.com.au/ | http://www.daikin.com.au | N/A |  |  | AAC6759 | Yes | Variable output compressor | Inverter | No | - | 8000 | 2.05 | - | 750 | 4000 | No | - | - | - | 1873.7 | 8616 | No | 685.5 | 4308 | No | - | - | 9600 | 2.28 | 750 | 4800 | No | - | - | Yes | 2620 | 7500 | No | - | - | No | - | - | - | - | - | No | - | - | No | - | - | No | - | - | N/A | 60 | 4.521 | 4.482 | 5.124 | 5.834 | 5.523 | 5.556 | 463 | 713 | 2008 | 971 | 1216 | 2672 | 3 | 2.5 | 3.5 | 3.865 | 4.775 | 5.84 | 4.439 | 5.218 | 5.864 | 3277 | 1133 | 176 | 985 | 492 | 117 | 2 | 3 | 4 | N/A | N/A | N/A | N/A | N/A | N/A | N/A | N/A | 15.337 | 3.8062 | 4.1169
[SEER Multi-Split <=65kW] GEMS (Air Conditioners up to 65kW) Determination 2019 | MEPS 2019 | AS/NZS 3823.1.4:2012 | 4MXM80RVMA |  | N/A | DAIKIN | N/A | Non Ducted | fixed | N/A | Air | Air | Thailand | 2.05 | N/A | 8 | N/A | N/A | N/A | N/A | N/A | 2.28 | 9.6 | Calorimeter Room | 4.3241 | 4.8504 | N/A | - | N/A | N/A | N/A | N/A | N/A | N/A | N/A | N/A | N/A | N/A | N/A | N/A | N/A | N/A | N/A | N/A | N/A | Single | R32 | Australia,New Zealand | 146030 | 2027-04-26 |  | Approved | Reverse Cycle | N/A | Yes | Class 19 | Yes | N/A | N/A | N/A | N/A | N/A | N/A | N/A | Available | N/A | N/A | http://www.daikin.com.au/ | http://www.daikin.com.au | N/A |  |  | AAC6623 | Yes | Variable output compressor | Inverter | No | - | 8000 | 2.05 | - | 750 | 4000 | No | - | - | - | 1873.7 | 8616 | No | 685.5 | 4308 | No | - | - | 9600 | 2.28 | 750 | 4800 | No | - | - | Yes | 2620 | 7500 | No | - | - | No | - | - | - | - | - | No | - | - | No | - | - | No | - | - | N/A | 60 | 4.521 | 4.482 | 5.124 | 5.834 | 5.523 | 5.556 | 463 | 713 | 2008 | 971 | 1216 | 2672 | 3 | 2.5 | 3.5 | 3.865 | 4.775 | 5.84 | 4.439 | 5.218 | 5.864 | 3277 | 1133 | 176 | 985 | 492 | 117 | 2 | 3 | 4 | N/A | N/A | N/A | N/A | N/A | N/A | N/A | N/A | 15.337 | 3.8062 | 4.1169
[SEER Multi-Split <=65kW] GEMS (Air Conditioners up to 65kW) Determination 2019 | MEPS 2019 | AS/NZS 3823.1.4:2012 | 5MKM100R2VMA |  | N/A | DAIKIN | N/A | Non Ducted | fixed | N/A | Air | - | Thailand | 2.56 | N/A | 10 | N/A | N/A | N/A | N/A | N/A | - | - | Calorimeter Room | 4.1002 | - | N/A | - | N/A | N/A | N/A | N/A | N/A | N/A | N/A | N/A | N/A | N/A | N/A | N/A | N/A | N/A | N/A | N/A | N/A | Single | R32 | Australia,New Zealand | 150831 | 2027-11-13 |  | Approved | Cooling Only | N/A | Yes | Class 20 | Yes | N/A | N/A | N/A | N/A | N/A | N/A | N/A | Available | N/A | N/A | http://www.daikin.com.au/ | http://www.daikin.com.au | N/A |  |  | AAC7147 | Yes | Variable output compressor | Inverter | No | - | 10000 | 2.56 | - | 840 | 5000 | No | - | - | - | 2339.84 | 10770 | No | 767.76 | 5385 | No | - | - | - | - | - | - | - | - | - | - | - | - | - | - | - | - | - | - | - | - | - | - | - | - | - | - | - | - | - | - | N/A | 60 | 5.212 | 5.036 | 5.57 | 6.58 | 6.146 | 6.039 | 514 | 809 | 2325 | 1088 | 1378 | 3086 | 3.5 | 3.5 | 4 | - | - | - | - | - | - | - | - | - | - | - | - | - | - | - | N/A | N/A | N/A | N/A | N/A | N/A | N/A | N/A | 11.3 | 3.8488 | -
[SEER Multi-Split <=65kW] GEMS (Air Conditioners up to 65kW) Determination 2019 | MEPS 2019 | AS/NZS 3823.1.4:2012 | 5MKM100RVMA |  | N/A | DAIKIN | N/A | Non Ducted | fixed | N/A | Air | - | Thailand | 2.56 | N/A | 10 | N/A | N/A | N/A | N/A | N/A | - | - | Calorimeter Room | 4.338 | - | N/A | - | N/A | N/A | N/A | N/A | N/A | N/A | N/A | N/A | N/A | N/A | N/A | N/A | N/A | N/A | N/A | N/A | N/A | Single | R32 | Australia,New Zealand | 146035 | 2027-05-03 |  | Approved | Cooling Only | N/A | Yes | Class 20 | Yes | N/A | N/A | N/A | N/A | N/A | N/A | N/A | Available | N/A | N/A | http://www.daikin.com.au/ | http://www.daikin.com.au | N/A |  |  | AAC6650 | Yes | Variable output compressor | Inverter | No | - | 10000 | 2.56 | - | 840 | 5000 | No | - | - | - | 2339.84 | 10770 | No | 767.76 | 5385 | No | - | - | - | - | - | - | - | - | - | - | - | - | - | - | - | - | - | - | - | - | - | - | - | - | - | - | - | - | - | - | N/A | 60 | 5.266 | 5.077 | 5.585 | 6.611 | 6.169 | 6.049 | 510 | 805 | 2321 | 1085 | 1375 | 3083 | 3.5 | 3.5 | 4 | - | - | - | - | - | - | - | - | - | - | - | - | - | - | - | N/A | N/A | N/A | N/A | N/A | N/A | N/A | N/A | 10.3 | 3.8538 | -
[SEER Multi-Split <=65kW] GEMS (Air Conditioners up to 65kW) Determination 2019 | MEPS 2019 | AS/NZS 3823.1.4:2012 | 5MXM100R2VMA |  | N/A | DAIKIN | N/A | Non Ducted | fixed | N/A | Air | Air | Thailand | 2.56 | N/A | 10 | N/A | N/A | N/A | N/A | N/A | 2.34 | 11 | Calorimeter Room | 4.1599 | 5.0363 | N/A | - | N/A | N/A | N/A | N/A | N/A | N/A | N/A | N/A | N/A | N/A | N/A | N/A | N/A | N/A | N/A | N/A | N/A | Single | R32 | Australia,New Zealand | 144637 | 2027-04-03 |  | Approved | Reverse Cycle | N/A | Yes | Class 20 | Yes | N/A | N/A | N/A | N/A | N/A | N/A | N/A | Available | N/A | N/A | http://www.daikin.com.au/ | http://www.daikin.com.au | N/A |  |  | AAC6594 | Yes | Variable output compressor | Inverter | No | - | 10000 | 2.56 | - | 840 | 5000 | No | - | - | - | 2339.84 | 10770 | No | 767.76 | 5385 | No | - | - | 11000 | 2.34 | 900 | 5500 | No | - | - | Yes | 2610 | 8200 | No | - | - | No | - | - | - | - | - | No | - | - | No | - | - | - | - | - | N/A | 60 | 4.715 | 4.66 | 5.423 | 6.281 | 5.922 | 5.94 | 548 | 849 | 2363 | 1120 | 1410 | 3117 | 3 | 3 | 3.5 | 3.839 | 4.717 | 5.611 | 4.191 | 5.088 | 5.613 | 3789 | 1323 | 218 | 1202 | 586 | 147 | 2 | 3 | 4 | N/A | N/A | N/A | N/A | N/A | N/A | N/A | N/A | 21.523 | 3.7983 | 4.5591
[SEER Multi-Split <=65kW] GEMS (Air Conditioners up to 65kW) Determination 2019 | MEPS 2019 | AS/NZS 3823.1.4:2012 | 5MXM100RVMA |  | N/A | DAIKIN | N/A | Non Ducted | fixed | N/A | Air | Air | Thailand | 2.56 | N/A | 10 | N/A | N/A | N/A | N/A | N/A | 2.34 | 11 | Calorimeter Room | 4.1831 | 5.0324 | N/A | - | N/A | N/A | N/A | N/A | N/A | N/A | N/A | N/A | N/A | N/A | N/A | N/A | N/A | N/A | N/A | N/A | N/A | Single | R32 | Australia,New Zealand | 146031 | 2027-04-21 |  | Approved | Reverse Cycle | N/A | Yes | Class 20 | Yes | N/A | N/A | N/A | N/A | N/A | N/A | N/A | Available | N/A | N/A | http://www.daikin.com.au/ | http://www.daikin.com.au | N/A |  |  | AAC6618 | Yes | Variable output compressor | Inverter | No | - | 10000 | 2.56 | - | 840 | 5000 | No | - | - | - | 2339.84 | 10770 | No | 767.76 | 5385 | No | - | - | 11000 | 2.34 | 900 | 5500 | No | - | - | Yes | 2610 | 8200 | No | - | - | No | - | - | - | - | - | No | - | - | No | - | - | No | - | - | N/A | 60 | 4.715 | 4.66 | 5.423 | 6.281 | 5.922 | 5.94 | 548 | 849 | 2363 | 1120 | 1410 | 3117 | 3 | 3 | 3.5 | 3.839 | 4.717 | 5.611 | 4.191 | 5.088 | 5.613 | 3789 | 1323 | 218 | 1202 | 586 | 147 | 2 | 3 | 4 | N/A | N/A | N/A | N/A | N/A | N/A | N/A | N/A | 21.523 | 3.7983 | 4.5591
[SEER Non Multi-Split <=65kW] GEMS (Air Conditioners up to 65kW) Determination 2019 | MEPS 2019 | AS/NZS 3823.1.1:2012 | DRXF25T2VMA / DTXF25T2VMA |  | N/A | DAIKIN | 0.63 | Non Ducted | Single Split System | Wall Hung | Air | Air | Thailand | 0.67 | 2.87 | 2.5 | N/A | N/A | N/A | N/A | N/A | 0.78 | 3 | Calorimeter Room | 3.8268 | 4.1363 | Yes | - | N/A | 4.8 | 8.3 | N/A | N/A | N/A | N/A | N/A | 3.6939 | 3.8794 | N/A | N/A | 2.8877 | 3.2587 | 2.5 | 3 | Calorimeter Room | Single | R32 | Australia,New Zealand | 149110 | 2027-09-05 |  | Approved | Reverse Cycle | N/A | Yes | Class 8 | Yes | N/A | Yes | N/A | N/A | N/A | BRP070A43 | 3.758 | Available | N/A | N/A | http://www.daikin.com.au/ | http://www.daikin.com.au | Yes |  | https://reg.energyrating.gov.au/static/common/images/star_ratings_2014/aircon_rating_2.5_3.png | AAC6941 | Yes | Variable output compressor | Inverter | No | - | 2500 | 0.67 | - | 270 | 1250 | No | - | - | - | 612.38 | 2692.5 | No | 246.78 | 1346.25 | No | - | - | 3000 | 0.78 | 310 | 1500 | No | - | - | Yes | 740 | 2300 | No | - | - | No | - | - | - | - | - | No | - | - | No | - | - | No | - | - | 56 | 59 | 4.251 | 4.206 | 4.685 | 5.271 | 4.997 | 5.026 | 157 | 241 | 690 | 339 | 423 | 926 | 2.5 | 2.5 | 3 | 3.422 | 3.955 | 4.449 | 3.586 | 4.151 | 4.447 | 1153 | 422 | 66 | 377 | 189 | 43 | 1.5 | 2 | 2.5 | No | - | - | - | - | N/A | N/A | N/A | 3.8 | 3.6612 | 3.7838
[SEER Non Multi-Split <=65kW] GEMS (Air Conditioners up to 65kW) Determination 2019 | MEPS 2019 | AS/NZS 3823.1.1:2012 | DRXF25TVMA / DTXF25TVMA |  | N/A | DAIKIN | 0.63 | Non Ducted | Single Split System | Wall Hung | Air | Air | Thailand | 0.67 | 2.87 | 2.5 | N/A | N/A | N/A | N/A | N/A | 0.78 | 3 | Calorimeter Room | 3.858 | 4.1198 | Yes | - | N/A | 4.8 | 8.3 | N/A | N/A | N/A | N/A | N/A | 3.6939 | 3.8794 | N/A | N/A | 2.8877 | 3.2587 | 2.5 | 3 | Calorimeter Room | Single | R32 | Australia,New Zealand | 129254 | 2025-11-25 |  | Approved | Reverse Cycle | N/A | No | Class 8 | Yes | N/A | Yes | N/A | N/A | N/A | BRP070A43 | 3.758 | Available | N/A | N/A | http://www.daikin.com.au/ | http://www.daikin.com.au | Yes |  | https://reg.energyrating.gov.au/static/common/images/star_ratings_2014/aircon_rating_2.5_3.png | AAC5508 | Yes | Variable output compressor | Inverter | No | - | 2500 | 0.67 | - | 270 | 1250 | No | - | - | - | 612.38 | 2692.5 | No | 246.78 | 1346.25 | No | - | - | 3000 | 0.78 | 310 | 1500 | No | - | - | Yes | 740 | 2300 | No | - | - | No | - | - | - | - | - | No | - | - | No | - | - | No | - | - | 56 | 59 | 4.251 | 4.206 | 4.685 | 5.271 | 4.997 | 5.026 | 157 | 241 | 690 | 339 | 423 | 926 | 2.5 | 2.5 | 3 | 3.422 | 3.955 | 4.449 | 3.586 | 4.151 | 4.447 | 1153 | 422 | 66 | 377 | 189 | 43 | 1.5 | 2 | 2.5 | No | - | - | - | - | N/A | N/A | N/A | 3.8 | 3.6612 | 3.7838
[SEER Non Multi-Split <=65kW] GEMS (Air Conditioners up to 65kW) Determination 2019 | MEPS 2019 | AS/NZS 3823.1.1:2012 | DRXF35T2VMA / DTXF35T2VMA |  | N/A | DAIKIN | 0.63 | Non Ducted | Single Split System | Wall Hung | Air | Air | Thailand | 0.94 | 2.87 | 3.5 | N/A | N/A | N/A | N/A | N/A | 0.96 | 3.7 | Calorimeter Room | 3.8305 | 4.169 | Yes | - | N/A | 4.8 | 8.3 | N/A | N/A | N/A | N/A | N/A | 3.6939 | 3.8794 | N/A | N/A | 2.8877 | 3.2587 | 2.5 | 3 | Calorimeter Room | Single | R32 | Australia,New Zealand | 149112 | 2027-09-06 |  | Approved | Reverse Cycle | N/A | Yes | Class 8 | Yes | N/A | Yes | N/A | N/A | N/A | BRP070A43 | 3.758 | Available | N/A | N/A | http://www.daikin.com.au/ | http://www.daikin.com.au | Yes |  | https://reg.energyrating.gov.au/static/common/images/star_ratings_2014/aircon_rating_2.5_3.png | AAC6957 | Yes | Variable output compressor | Inverter | No | - | 3500 | 0.94 | - | 340 | 1750 | No | - | - | - | 859.16 | 3769.5 | No | 310.76 | 1884.75 | No | - | - | 3700 | 0.96 | 350 | 1850 | No | - | - | Yes | 880 | 2900 | No | - | - | No | - | - | - | - | - | No | - | - | No | - | - | No | - | - | 58 | 60 | 4.595 | 4.495 | 4.996 | 5.761 | 5.423 | 5.39 | 203 | 316 | 906 | 434 | 546 | 1209 | 3 | 2.5 | 3 | 3.659 | 4.251 | 4.843 | 3.984 | 4.491 | 4.851 | 1331 | 485 | 76 | 419 | 216 | 50 | 2 | 2.5 | 3 | No | - | - | - | - | N/A | N/A | N/A | 4.8 | 3.6602 | 3.7901
[SEER Non Multi-Split <=65kW] GEMS (Air Conditioners up to 65kW) Determination 2019 | MEPS 2019 | AS/NZS 3823.1.1:2012 | DRXF35TVMA / DTXF35TVMA |  | N/A | DAIKIN | 0.63 | Non Ducted | Single Split System | Wall Hung | Air | Air | Thailand | 0.94 | 2.87 | 3.5 | N/A | N/A | N/A | N/A | N/A | 0.96 | 3.7 | Calorimeter Room | 3.7885 | 3.978 | Yes | - | N/A | 4.8 | 8.3 | N/A | N/A | N/A | N/A | N/A | 3.6939 | 3.8794 | N/A | N/A | 2.8877 | 3.2587 | 2.5 | 3 | Calorimeter Room | Single | R32 | Australia,New Zealand | 129255 | 2025-11-25 |  | Approved | Reverse Cycle | N/A | No | Class 8 | Yes | N/A | Yes | N/A | N/A | N/A | BRP070A43 | 3.758 | Available | N/A | N/A | http://www.daikin.com.au/ | http://www.daikin.com.au | Yes |  | https://reg.energyrating.gov.au/static/common/images/star_ratings_2014/aircon_rating_2.5_3.png | AAC5505 | Yes | Variable output compressor | Inverter | No | - | 3500 | 0.94 | - | 340 | 1750 | No | - | - | - | 859.16 | 3769.5 | No | 310.76 | 1884.75 | No | - | - | 3700 | 0.96 | 350 | 1850 | No | - | - | Yes | 880 | 2900 | No | - | - | No | - | - | - | - | - | No | - | - | No | - | - | No | - | - | 58 | 60 | 4.595 | 4.495 | 4.996 | 5.761 | 5.423 | 5.39 | 203 | 316 | 906 | 434 | 546 | 1209 | 3 | 2.5 | 3 | 3.659 | 4.251 | 4.843 | 3.984 | 4.491 | 4.851 | 1331 | 485 | 76 | 419 | 216 | 50 | 2 | 2.5 | 3 | No | - | - | - | - | N/A | N/A | N/A | 4.8 | 3.6602 | 3.7901
[SEER Non Multi-Split <=65kW] GEMS (Air Conditioners up to 65kW) Determination 2019 | MEPS 2019 | AS/NZS 3823.1.1:2012 | DRXF50T2VMA / DTXF50T2VMA |  | N/A | DAIKIN | 1.35 | Non Ducted | Single Split System | Wall Hung | Air | Air | Thailand | 1.53 | 3.65 | 5 | N/A | N/A | N/A | N/A | N/A | 1.59 | 5.2 | Calorimeter Room | 3.3244 | 3.7066 | Yes | - | N/A | 3.9 | 3.8 | N/A | N/A | N/A | N/A | N/A | 3.2246 | 3.4787 | N/A | N/A | 1.9493 | 2.4574 | 1.5 | 2 | Calorimeter Room | Single | R32 | Australia,New Zealand | 149113 | 2027-09-07 |  | Approved | Reverse Cycle | N/A | Yes | Class 9 | Yes | N/A | Yes | N/A | N/A | N/A | BRP070A45 | 3.2523 | Available | N/A | N/A | http://www.daikin.com.au/ | http://www.daikin.com.au | Yes |  | https://reg.energyrating.gov.au/static/common/images/star_ratings_2014/aircon_rating_1.5_2.png | AAC6964 | Yes | Variable output compressor | Inverter | No | - | 5000 | 1.53 | - | 550 | 2500 | No | - | - | - | 1398.42 | 5385 | No | 502.7 | 2692.5 | No | - | - | 5200 | 1.59 | 520 | 2600 | No | - | - | Yes | 1720 | 4400 | No | - | - | No | - | - | - | - | - | No | - | - | No | - | - | No | - | - | 61 | 59 | 4.319 | 4.161 | 4.474 | 5.229 | 4.892 | 4.798 | 316 | 497 | 1455 | 691 | 873 | 1949 | 2.5 | 2.5 | 2.5 | 3.36 | 3.901 | 4.561 | 3.703 | 4.184 | 4.581 | 2030 | 734 | 105 | 627 | 319 | 68 | 1.5 | 2 | 3 | No | - | - | - | - | N/A | N/A | N/A | 3.9 | 3.2401 | 3.2435
[SEER Non Multi-Split <=65kW] GEMS (Air Conditioners up to 65kW) Determination 2019 | MEPS 2019 | AS/NZS 3823.1.1:2012 | DRXF50TVMA / DTXF50TVMA |  | N/A | DAIKIN | 1.35 | Non Ducted | Single Split System | Wall Hung | Air | Air | Thailand | 1.53 | 3.65 | 5 | N/A | N/A | N/A | N/A | N/A | 1.59 | 5.2 | Calorimeter Room | 3.3145 | 3.6935 | Yes | - | N/A | 3.9 | 3.8 | N/A | N/A | N/A | N/A | N/A | 3.2246 | 3.4787 | N/A | N/A | 1.9493 | 2.4574 | 1.5 | 2 | Calorimeter Room | Single | R32 | Australia,New Zealand | 129256 | 2025-11-25 |  | Approved | Reverse Cycle | N/A | No | Class 9 | Yes | N/A | Yes | N/A | N/A | N/A | BRP070A45 | 3.2523 | Available | N/A | N/A | http://www.daikin.com.au/ | http://www.daikin.com.au | Yes |  | https://reg.energyrating.gov.au/static/common/images/star_ratings_2014/aircon_rating_1.5_2.png | AAC5509 | Yes | Variable output compressor | Inverter | No | - | 5000 | 1.53 | - | 550 | 2500 | No | - | - | - | 1398.42 | 5385 | No | 502.7 | 2692.5 | No | - | - | 5200 | 1.59 | 520 | 2600 | No | - | - | Yes | 1720 | 4400 | No | - | - | No | - | - | - | - | - | No | - | - | No | - | - | No | - | - | 61 | 59 | 4.319 | 4.161 | 4.474 | 5.229 | 4.892 | 4.798 | 316 | 497 | 1455 | 691 | 873 | 1949 | 2.5 | 2.5 | 2.5 | 3.36 | 3.901 | 4.561 | 3.703 | 4.184 | 4.581 | 2030 | 734 | 105 | 627 | 319 | 68 | 1.5 | 2 | 3 | No | - | - | - | - | N/A | N/A | N/A | 3.9 | 3.2401 | 3.2435
[SEER Non Multi-Split <=65kW] GEMS (Air Conditioners up to 65kW) Determination 2019 | MEPS 2019 | AS/NZS 3823.1.1:2012 | DRXF60T2VMA / DTXF60T2VMA |  | N/A | DAIKIN | 1.25 | Non Ducted | Single Split System | Wall Hung | Air | Air | Thailand | 1.85 | 4.75 | 6 | N/A | N/A | N/A | N/A | N/A | 1.99 | 6.5 | Calorimeter Room | 3.3765 | 3.6249 | Yes | - | N/A | 3.9 | 4.8 | N/A | N/A | N/A | N/A | N/A | 3.237 | 3.2275 | N/A | N/A | 1.9741 | 1.9551 | 1.5 | 1.5 | Calorimeter Room | Single | R32 | Australia,New Zealand | 149115 | 2027-09-07 |  | Approved | Reverse Cycle | N/A | Yes | Class 9 | Yes | N/A | Yes | N/A | N/A | N/A | BRP070A45 | 3.2602 | Available | N/A | N/A | http://www.daikin.com.au/ | http://www.daikin.com.au | Yes |  | https://reg.energyrating.gov.au/static/common/images/star_ratings_2014/aircon_rating_1.5_1.5.png | AAC6965 | Yes | Variable output compressor | Inverter | No | - | 6000 | 1.85 | - | 600 | 3000 | No | - | - | - | 1690.9 | 6462 | No | 548.4 | 3231 | No | - | - | 6500 | 1.99 | 630 | 3250 | No | - | - | Yes | 1720 | 4900 | No | - | - | No | - | - | - | - | - | No | - | - | No | - | - | No | - | - | 62 | 61 | 4.643 | 4.415 | 4.73 | 5.672 | 5.263 | 5.102 | 354 | 564 | 1653 | 766 | 974 | 2200 | 3 | 2.5 | 3 | 3.335 | 3.934 | 4.7 | 3.588 | 4.265 | 4.724 | 2554 | 908 | 126 | 807 | 390 | 80 | 1.5 | 2 | 3 | No | - | - | - | - | N/A | N/A | N/A | 3.9 | 3.2203 | 3.2448
[SEER Non Multi-Split <=65kW] GEMS (Air Conditioners up to 65kW) Determination 2019 | MEPS 2019 | AS/NZS 3823.1.1:2012 | DRXF60TVMA / DTXF60TVMA |  | N/A | DAIKIN | 1.25 | Non Ducted | Single Split System | Wall Hung | Air | Air | Thailand | 1.85 | 4.75 | 6 | N/A | N/A | N/A | N/A | N/A | 1.99 | 6.5 | Calorimeter Room | 3.3698 | 3.6167 | Yes | - | N/A | 3.9 | 4.8 | N/A | N/A | N/A | N/A | N/A | 3.237 | 3.2275 | N/A | N/A | 1.9741 | 1.9551 | 1.5 | 1.5 | Calorimeter Room | Single | R32 | Australia,New Zealand | 129257 | 2025-11-25 |  | Approved | Reverse Cycle | N/A | No | Class 9 | Yes | N/A | Yes | N/A | N/A | N/A | BRP070A45 | 3.2602 | Available | N/A | N/A | http://www.daikin.com.au/ | http://www.daikin.com.au | Yes |  | https://reg.energyrating.gov.au/static/common/images/star_ratings_2014/aircon_rating_1.5_1.5.png | AAC5506 | Yes | Variable output compressor | Inverter | No | - | 6000 | 1.85 | - | 600 | 3000 | No | - | - | - | 1690.9 | 6462 | No | 548.4 | 3231 | No | - | - | 6500 | 1.99 | 630 | 3250 | No | - | - | Yes | 1720 | 4900 | No | - | - | No | - | - | - | - | - | No | - | - | No | - | - | No | - | - | 62 | 61 | 4.643 | 4.415 | 4.73 | 5.672 | 5.263 | 5.102 | 354 | 564 | 1653 | 766 | 974 | 2200 | 3 | 2.5 | 3 | 3.335 | 3.934 | 4.7 | 3.588 | 4.265 | 4.724 | 2554 | 908 | 126 | 807 | 390 | 80 | 1.5 | 2 | 3 | No | - | - | - | - | N/A | N/A | N/A | 3.9 | 3.2203 | 3.2448
[SEER Non Multi-Split <=65kW] GEMS (Air Conditioners up to 65kW) Determination 2019 | MEPS 2019 | AS/NZS 3823.1.1:2012 | DRXF71T2VMA / DTXF71T2VMA |  | N/A | DAIKIN | 1.25 | Non Ducted | Single Split System | Wall Hung | Air | Air | Thailand | 2.19 | 4.75 | 7.1 | N/A | N/A | N/A | N/A | N/A | 2.41 | 8 | Calorimeter Room | 3.2515 | 3.537 | Yes | - | N/A | 3.9 | 4.8 | N/A | N/A | N/A | N/A | N/A | 3.237 | 3.2275 | N/A | N/A | 1.9741 | 1.9551 | 1.5 | 1.5 | Calorimeter Room | Single | R32 | Australia,New Zealand | 149119 | 2027-09-07 |  | Approved | Reverse Cycle | N/A | Yes | Class 9 | Yes | N/A | Yes | N/A | N/A | N/A | BRP070A45 | 3.2602 | Available | N/A | N/A | http://www.daikin.com.au/ | http://www.daikin.com.au | Yes |  | https://reg.energyrating.gov.au/static/common/images/star_ratings_2014/aircon_rating_1.5_1.5.png | AAC6966 | Yes | Variable output compressor | Inverter | No | - | 7100 | 2.19 | - | 780 | 3550 | No | - | - | - | 2001.66 | 7646.7 | No | 712.92 | 3823.35 | No | - | - | 8000 | 2.41 | 770 | 4000 | No | - | - | Yes | 2130 | 5800 | No | - | - | No | - | - | - | - | - | No | - | - | No | - | - | No | - | - | 65 | 65 | 4.373 | 4.195 | 4.478 | 5.259 | 4.911 | 4.799 | 446 | 703 | 2067 | 979 | 1237 | 2769 | 2.5 | 2.5 | 2.5 | 3.257 | 3.9 | 4.735 | 3.546 | 4.261 | 4.758 | 3217 | 1126 | 153 | 1004 | 479 | 97 | 1.5 | 2 | 3 | No | - | - | - | - | N/A | N/A | N/A | 4.4 | 3.2201 | 3.2991
[SEER Non Multi-Split <=65kW] GEMS (Air Conditioners up to 65kW) Determination 2019 | MEPS 2019 | AS/NZS 3823.1.1:2012 | DRXF71TVMA / DTXF71TVMA |  | N/A | DAIKIN | 1.25 | Non Ducted | Single Split System | Wall Hung | Air | Air | Thailand | 2.19 | 4.75 | 7.1 | N/A | N/A | N/A | N/A | N/A | 2.41 | 8 | Calorimeter Room | 3.2422 | 3.531 | Yes | - | N/A | 3.9 | 4.8 | N/A | N/A | N/A | N/A | N/A | 3.237 | 3.2275 | N/A | N/A | 1.9741 | 1.9551 | 1.5 | 1.5 | Calorimeter Room | Single | R32 | Australia,New Zealand | 129259 | 2025-11-25 |  | Approved | Reverse Cycle | N/A | No | Class 9 | Yes | N/A | Yes | N/A | N/A | N/A | BRP070A45 | 3.2602 | Available | N/A | N/A | http://www.daikin.com.au/ | http://www.daikin.com.au | Yes |  | https://reg.energyrating.gov.au/static/common/images/star_ratings_2014/aircon_rating_1.5_1.5.png | AAC5507 | Yes | Variable output compressor | Inverter | No | - | 7100 | 2.19 | - | 780 | 3550 | No | - | - | - | 2001.66 | 7646.7 | No | 712.92 | 3823.35 | No | - | - | 8000 | 2.41 | 770 | 4000 | No | - | - | Yes | 2130 | 5800 | No | - | - | No | - | - | - | - | - | No | - | - | No | - | - | No | - | - | 65 | 65 | 4.373 | 4.195 | 4.478 | 5.259 | 4.911 | 4.799 | 446 | 703 | 2067 | 979 | 1237 | 2769 | 2.5 | 2.5 | 2.5 | 3.257 | 3.9 | 4.735 | 3.546 | 4.261 | 4.758 | 3217 | 1126 | 153 | 1004 | 479 | 97 | 1.5 | 2 | 3 | No | - | - | - | - | N/A | N/A | N/A | 4.4 | 3.2201 | 3.2991
[SEER Non Multi-Split <=65kW] (Air Conditioners up to 65kW) EE Regulations 2020 Schedule 2A | MEPS 2019 | AS/NZS 3823.1.2:2012 | FDMA100AV1A / RZAV100CV1 |  | N/A | Daikin | N/A | Ducted | Single Split System | - | Air | Air | Thailand | 2.793 | N/A | 10 | N/A | N/A | N/A | N/A | N/A | 2.923 | 11.2 | Enthalpy Test Room | 3.5755 | 3.8291 | N/A | - | N/A | N/A | N/A | N/A | N/A | N/A | N/A | N/A | N/A | N/A | N/A | N/A | N/A | N/A | N/A | N/A | N/A | Single | R32 | New Zealand | 125500 | 2120-01-07 |  | Approved | Reverse Cycle | N/A | Yes | Class 11 | No | N/A | Yes | N/A | N/A | N/A | KRP58M51 + EKMKSA2 | N/A | Available | N/A | N/A | http://www.daikin.co.nz | https://www.daikin.co.nz | N/A |  |  | ZAC0659 | Yes | Variable output compressor | Inverter | No | - | 10000 | 2.793 | - | 920 | 5000 | No | - | - | - | - | - | No | - | - | No | - | - | 11200 | 2.923 | 1060 | 5600 | No | - | - | Yes | 3600 | 9900 | - | - | - | No | - | - | - | - | - | - | - | - | No | - | - | No | - | - | - | - | 4.684 | 4.546 | 5.071 | 5.966 | 5.583 | 5.506 | 568 | 891 | 2549 | 1197 | 1514 | 3381 | 3 | 3 | 3.5 | 3.691 | 4.262 | 4.839 | 4.005 | 4.499 | 4.848 | 3994 | 1465 | 230 | 1262 | 653 | 150 | 2 | 2.5 | 3 | No | - | - | - | - | N/A | N/A | N/A | 14.18 | 3.52 | 3.7699
[SEER Non Multi-Split <=65kW] (Air Conditioners up to 65kW) EE Regulations 2020 Schedule 2A | MEPS 2019 | AS/NZS 3823.1.2:2012 | FDMA100AV1A / RZAV100CY1 |  | N/A | Daikin | N/A | Ducted | Single Split System | - | Air | Air | Thailand | 2.793 | N/A | 10 | N/A | N/A | N/A | N/A | N/A | 2.923 | 11.2 | Enthalpy Test Room | 3.5755 | 3.8291 | N/A | - | N/A | N/A | N/A | N/A | N/A | N/A | N/A | N/A | N/A | N/A | N/A | N/A | N/A | N/A | N/A | N/A | N/A | Three | R32 | New Zealand | 125547 | 2120-01-07 |  | Approved | Reverse Cycle | N/A | Yes | Class 11 | No | N/A | Yes | N/A | N/A | N/A | KRP58M51 + EKMKSA2 | N/A | Available | N/A | N/A | http://www.daikin.co.nz | https://www.daikin.co.nz | N/A |  |  | ZAC0656 | Yes | Variable output compressor | Inverter | No | - | 10000 | 2.793 | - | 920 | 5000 | No | - | - | - | - | - | No | - | - | No | - | - | 11200 | 2.923 | 1060 | 5600 | No | - | - | Yes | 3600 | 9900 | No | - | - | No | - | - | - | - | - | - | - | - | No | - | - | No | - | - | - | - | 4.684 | 4.546 | 5.071 | 5.966 | 5.583 | 5.506 | 568 | 891 | 2549 | 1197 | 1514 | 3381 | 3 | 3 | 3.5 | 3.691 | 4.262 | 4.839 | 4.005 | 4.499 | 4.848 | 3994 | 1465 | 230 | 1262 | 653 | 150 | 2 | 2.5 | 3 | No | - | - | - | - | N/A | N/A | N/A | 14.18 | 3.52 | 3.7699
[SEER Non Multi-Split <=65kW] (Air Conditioners up to 65kW) EE Regulations 2020 Schedule 2A | MEPS 2019 | AS/NZS 3823.1.2:2012 | FDMA125AV1A / RZAV125CV1 |  | N/A | Daikin | N/A | Ducted | Single Split System | - | Air | Air | Thailand | 3.763 | N/A | 12.5 | N/A | N/A | N/A | N/A | N/A | 4.233 | 14 | Enthalpy Test Room | 3.3178 | 3.3099 | N/A | - | N/A | N/A | N/A | N/A | N/A | N/A | N/A | N/A | N/A | N/A | N/A | N/A | N/A | N/A | N/A | N/A | N/A | Single | R32 | New Zealand | 125545 | 2120-01-07 |  | Approved | Reverse Cycle | N/A | Yes | Class 11 | No | N/A | Yes | N/A | N/A | N/A | KRP58M51 + EKMKSA2 | N/A | Available | N/A | N/A | http://www.daikin.co.nz | https://www.daikin.co.nz | N/A |  |  | ZAC0658 | Yes | Variable output compressor | Inverter | No | - | 12500 | 3.763 | - | 1340 | 6250 | No | - | - | - | - | - | No | - | - | No | - | - | 14000 | 4.233 | 1380 | 7000 | No | - | - | Yes | 4000 | 10800 | No | - | - | No | - | - | - | - | - | - | - | - | No | - | - | No | - | - | - | - | 4.28 | 4.15 | 4.536 | 5.282 | 4.953 | 4.883 | 788 | 1234 | 3576 | 1702 | 2145 | 4777 | 2.5 | 2.5 | 3 | 3.303 | 3.893 | 4.627 | 3.548 | 4.208 | 4.647 | 5567 | 1991 | 289 | 1769 | 862 | 187 | 1.5 | 2 | 3 | No | - | - | - | - | N/A | N/A | N/A | 14.18 | 3.28 | 3.2703
[SEER Non Multi-Split <=65kW] (Air Conditioners up to 65kW) EE Regulations 2020 Schedule 2A | MEPS 2019 | AS/NZS 3823.1.2:2012 | FDMA125AV1A / RZAV125CY1 |  | N/A | Daikin | N/A | Ducted | Single Split System | - | Air | Air | Thailand | 3.763 | N/A | 12.5 | N/A | N/A | N/A | N/A | N/A | 4.233 | 14 | Enthalpy Test Room | 3.3178 | 3.3099 | N/A | - | N/A | N/A | N/A | N/A | N/A | N/A | N/A | N/A | N/A | N/A | N/A | N/A | N/A | N/A | N/A | N/A | N/A | Three | R32 | New Zealand | 125563 | 2120-01-07 |  | Approved | Reverse Cycle | N/A | Yes | Class 11 | No | N/A | Yes | N/A | N/A | N/A | KRP58M51 + EKMKSA2 | N/A | Available | N/A | N/A | http://www.daikin.co.nz | https://www.daikin.co.nz | N/A |  |  | ZAC0655 | Yes | Variable output compressor | Inverter | No | - | 12500 | 3.763 | - | 1340 | 6250 | No | - | - | - | - | - | No | - | - | No | - | - | 14000 | 4.233 | 1380 | 7000 | No | - | - | Yes | 4000 | 10800 | No | - | - | No | - | - | - | - | - | - | - | - | No | - | - | No | - | - | - | - | 4.28 | 4.15 | 4.536 | 5.282 | 4.953 | 4.883 | 788 | 1234 | 3576 | 1702 | 2145 | 4777 | 2.5 | 2.5 | 3 | 3.303 | 3.893 | 4.627 | 3.548 | 4.208 | 4.647 | 5567 | 1991 | 289 | 1769 | 862 | 187 | 1.5 | 2 | 3 | No | - | - | - | - | N/A | N/A | N/A | 14.18 | 3.28 | 3.2703
[SEER Non Multi-Split <=65kW] (Air Conditioners up to 65kW) EE Regulations 2020 Schedule 2A | MEPS 2019 | AS/NZS 3823.1.2:2012 | FDMA140AV1A / RZAV140CV1 |  | N/A | Daikin | N/A | Ducted | Single Split System | - | Air | Air | Thailand | 4.468 | N/A | 14 | N/A | N/A | N/A | N/A | N/A | 5.147 | 16 | Enthalpy Test Room | 3.1355 | 3.1122 | N/A | - | N/A | N/A | N/A | N/A | N/A | N/A | N/A | N/A | N/A | N/A | N/A | N/A | N/A | N/A | N/A | N/A | N/A | Single | R32 | New Zealand | 125546 | 2120-01-07 |  | Approved | Reverse Cycle | N/A | Yes | Class 11 | No | N/A | Yes | N/A | N/A | N/A | KRP58M51 + EKMKSA2 | N/A | Available | N/A | N/A | http://www.daikin.co.nz | https://www.daikin.co.nz | N/A |  |  | ZAC0657 | Yes | Variable output compressor | Inverter | No | - | 14000 | 4.468 | - | 1450 | 6900 | No | - | - | - | - | - | No | - | - | No | - | - | 16000 | 5.147 | 1730 | 8000 | No | - | - | Yes | 4300 | 11600 | No | - | - | No | - | - | - | - | - | - | - | - | No | - | - | No | - | - | - | - | 4.308 | 4.135 | 4.493 | 5.344 | 4.977 | 4.854 | 881 | 1392 | 4048 | 1887 | 2394 | 5386 | 2.5 | 2.5 | 2.5 | 3.063 | 3.578 | 4.223 | 3.277 | 3.856 | 4.238 | 6853 | 2466 | 353 | 2182 | 1068 | 227 | 1.5 | 2 | 2.5 | No | - | - | - | - | N/A | N/A | N/A | 14.18 | 3.1001 | 3.0799
[SEER Non Multi-Split <=65kW] (Air Conditioners up to 65kW) EE Regulations 2020 Schedule 2A | MEPS 2019 | AS/NZS 3823.1.2:2012 | FDMA140AV1A / RZAV140CY1 |  | N/A | Daikin | N/A | Ducted | Single Split System | - | Air | Air | Thailand | 4.468 | N/A | 14 | N/A | N/A | N/A | N/A | N/A | 5.147 | 16 | Enthalpy Test Room | 3.1355 | 3.1122 | N/A | - | N/A | N/A | N/A | N/A | N/A | N/A | N/A | N/A | N/A | N/A | N/A | N/A | N/A | N/A | N/A | N/A | N/A | Three | R32 | New Zealand | 125565 | 2120-01-07 |  | Approved | Reverse Cycle | N/A | Yes | Class 11 | No | N/A | Yes | N/A | N/A | N/A | KRP58M51 + EKMKSA2 | N/A | Available | N/A | N/A | http://www.daikin.co.nz | https://www.daikin.co.nz | N/A |  |  | ZAC0654 | Yes | Variable output compressor | Inverter | No | - | 14000 | 4.468 | - | 1450 | 6900 | No | - | - | - | - | - | No | - | - | No | - | - | 16000 | 5.147 | 1730 | 8000 | No | - | - | Yes | 4300 | 11600 | No | - | - | No | - | - | - | - | - | - | - | - | No | - | - | No | - | - | - | - | 4.308 | 4.135 | 4.493 | 5.344 | 4.977 | 4.854 | 881 | 1392 | 4048 | 1887 | 2394 | 5386 | 2.5 | 2.5 | 2.5 | 3.063 | 3.578 | 4.223 | 3.277 | 3.856 | 4.238 | 6853 | 2466 | 353 | 2182 | 1068 | 227 | 1.5 | 2 | 2.5 | No | - | - | - | - | N/A | N/A | N/A | 14.18 | 3.1001 | 3.0799
[SEER Non Multi-Split <=65kW] (Air Conditioners up to 65kW) EE Regulations 2020 Schedule 2A | MEPS 2019 | AS/NZS 3823.1.2:2012 | FDMA71AV1A / RZAV71CV1 |  | N/A | Daikin | N/A | Ducted | Single Split System | - | Air | Air | Thailand | 2.25 | N/A | 7.1 | N/A | N/A | N/A | N/A | N/A | 2.46 | 8 | Enthalpy Test Room | 3.0588 | 3.2456 | N/A | 90.1831 | N/A | N/A | N/A | N/A | N/A | N/A | N/A | N/A | N/A | N/A | N/A | N/A | N/A | N/A | N/A | N/A | N/A | Single | R32 | New Zealand | 125265 | 2120-01-07 |  | Approved | Reverse Cycle | N/A | Yes | Class 10 | No | N/A | Yes | N/A | N/A | N/A | KRP58M51 + EKMKSA2 | N/A | Available | N/A | N/A | http://www.daikin.co.nz | https://www.daikin.co.nz | N/A |  |  | ZAC0661 | Yes | Variable output compressor | Inverter | No | - | 7100 | 2.25 | - | 740 | 3550 | No | - | - | - | - | - | No | - | - | No | - | - | 8000 | 2.46 | 810 | 4000 | No | - | - | Yes | 2600 | 7100 | No | - | - | No | - | - | - | - | - | - | - | - | No | - | - | No | - | - | - | - | 4.01 | 3.918 | 4.438 | 5.193 | 4.872 | 4.834 | 466 | 728 | 2061 | 971 | 1226 | 2729 | 2.5 | 2 | 2.5 | 3.436 | 3.903 | 4.506 | 3.746 | 4.165 | 4.525 | 3072 | 1151 | 184 | 971 | 510 | 121 | 1.5 | 2 | 3 | No | - | - | - | - | N/A | N/A | N/A | 14.055 | 3.0903 | 3.1904
[SEER Non Multi-Split <=65kW] (Air Conditioners up to 65kW) EE Regulations 2020 Schedule 2A | MEPS 2019 | AS/NZS 3823.1.2:2012 | FDMA85AV1A / RZAV85CV1 |  | N/A | Daikin | N/A | Ducted | Single Split System | - | Air | Air | Thailand | 2.287 | N/A | 8.5 | N/A | N/A | N/A | N/A | N/A | 2.484 | 10 | Enthalpy Test Room | 3.7178 | 4.0252 | N/A | - | N/A | N/A | N/A | N/A | N/A | N/A | N/A | N/A | N/A | N/A | N/A | N/A | N/A | N/A | N/A | N/A | N/A | Single | R32 | New Zealand | 125403 | 2120-01-07 |  | Approved | Reverse Cycle | N/A | Yes | Class 10 | No | N/A | Yes | N/A | N/A | N/A | KRP58M51 + EKMKSA2 | N/A | Available | N/A | N/A | http://www.daikin.co.nz | https://www.daikin.co.nz | N/A |  |  | ZAC0660 | Yes | Variable output compressor | Inverter | No | - | 8500 | 2.287 | - | 860 | 4250 | No | - | - | - | - | - | No | - | - | No | - | - | 10000 | 2.484 | 990 | 5000 | No | - | - | Yes | 3400 | 9200 | No | - | - | No | - | - | - | - | - | - | - | - | No | - | - | No | - | - | - | - | 4.363 | 4.307 | 4.842 | 5.513 | 5.213 | 5.225 | 515 | 796 | 2265 | 1099 | 1375 | 3026 | 2.5 | 2.5 | 3 | 3.7 | 4.211 | 4.644 | 3.947 | 4.376 | 4.641 | 3561 | 1327 | 216 | 1146 | 601 | 142 | 2 | 2.5 | 3 | No | - | - | - | - | N/A | N/A | N/A | 14.18 | 3.6404 | 3.9496
[SEER Non Multi-Split <=65kW] GEMS (Air Conditioners up to 65kW) Determination 2019 | MEPS Oct 2011 | AS/NZS 3823.1.2:2012 | FDYQ50D / RZQS50A |  | N/A | DAIKIN | 0.9 | Ducted | Single Split System | - | Air | Air | Thailand | 1.5 | 4.2 | 5.1 | - | 0 | - | - | - | 1.62 | 6 | Enthalpy Test Room | 3.321 | 3.6484 | Yes | - | N/A | 29.8 | 37.2 | 0 | 0 | N/A | N/A | N/A | 3.1204 | 3.3862 | N/A | N/A | 0 | 0 | 0 | 0 | Enthalpy Test Room | Single | R410A | Australia,New Zealand | 124528 | 2024-12-15 |  | Approved | Reverse Cycle | - | No | Class 10 | No | - | No | No | No | No | - | 3.321 | Available | N/A | N/A | http://www.daikin.com.au/ | http://www.daikin.com.au | Yes |  |  | AAC4272 | N/A | Variable output compressor | Inverter | N/A | N/A | N/A | 1.5 | N/A | N/A | N/A | N/A | N/A | N/A | N/A | N/A | N/A | N/A | N/A | N/A | N/A | N/A | N/A | N/A | 1.62 | N/A | N/A | N/A | N/A | N/A | N/A | N/A | N/A | N/A | N/A | N/A | N/A | N/A | N/A | N/A | N/A | N/A | N/A | N/A | N/A | N/A | N/A | N/A | N/A | N/A | N/A | N/A | N/A | N/A | N/A | N/A | N/A | N/A | N/A | N/A | N/A | N/A | N/A | N/A | N/A | N/A | N/A | N/A | N/A | N/A | N/A | N/A | N/A | N/A | N/A | N/A | N/A | N/A | N/A | N/A | N/A | N/A | N/A | N/A | N/A | N/A | N/A | N/A | N/A | N/A | N/A | N/A | 3.1861 | 3.4369
AS/NZS 3823.2:2013 [Non Multi-Split] | NZ MEPS April 2013 | AS/NZS 3823.1.2:2012 | FDYQ60DV1 / RZQS60AV1 |  | N/A | Daikin | 1.05 | Ducted | Single Split System | - | Air | Air | Thailand,Australia | 1.71 | 4.95 | 6 | 851 | 0 | 0 | 0 | 300 | 2.09 | 7 | Enthalpy Test Room | 3.3525 | 3.7105 | Yes | 0 | N/A | 29.8 | 37.2 | 0 | 0 | N/A | N/A | N/A | 3.1704 | 3.4845 | N/A | N/A | 0 | 0 | 0 | 0 | Enthalpy Test Room | Single | R410A | Australia,Fiji,New Zealand | 130577 | 2120-07-10 | 2022-07-04 | Superseded | Reverse Cycle | 1015 | Yes | Class 6 | No | - | Yes | - | - | - | KRP58M51 | 3.3525 | Unavailable | N/A | N/A | http://www.daikin.co.nz | https://www.daikin.co.nz | Yes |  |  | ZAC0684 | N/A | Variable output compressor | Inverter | N/A | N/A | N/A | 1.71 | N/A | N/A | N/A | N/A | N/A | N/A | N/A | N/A | N/A | N/A | N/A | N/A | N/A | N/A | N/A | N/A | 2.09 | N/A | N/A | N/A | N/A | N/A | N/A | N/A | N/A | N/A | N/A | N/A | N/A | N/A | N/A | N/A | N/A | N/A | N/A | N/A | N/A | N/A | N/A | N/A | N/A | N/A | N/A | N/A | N/A | N/A | N/A | N/A | N/A | N/A | N/A | N/A | N/A | N/A | N/A | N/A | N/A | N/A | N/A | N/A | N/A | N/A | N/A | N/A | N/A | N/A | N/A | N/A | N/A | N/A | N/A | N/A | N/A | N/A | N/A | N/A | N/A | N/A | N/A | N/A | N/A | N/A | N/A | N/A | 3.3136 | 3.1592
[SEER Non Multi-Split <=65kW] GEMS (Air Conditioners up to 65kW) Determination 2019 | MEPS Oct 2011 | AS/NZS 3823.1.2:2012 | FDYQN125LA / RZQ125L |  | N/A | DAIKIN | 1.5 | Ducted | Single Split System | - | Air | Air | Australia,Thailand | 4.14 | 11 | 12.5 | 899 | 0 | - | - | 360 | 4.48 | 15 | Enthalpy Test Room | 3.0675 | 3.3929 | Yes | 96.35 | N/A | 29.8 | 37.2 | 5.0376 | 3.9371 | N/A | N/A | N/A | 2.9938 | 3.2967 | N/A | N/A | 0 | 0 | 0 | 0 | Enthalpy Test Room | Single | R410A | Australia,Fiji,New Zealand | 124526 | 2024-11-07 |  | Approved | Reverse Cycle | 1498 | Yes | Class 11 | No | - | Yes | Yes | Yes | Yes | DTA104A61 | 3.0675 | Available | N/A | N/A | http://www.daikin.com.au/ | http://www.daikin.com.au | Yes |  |  | AAC4271 | N/A | Variable output compressor | Inverter | N/A | N/A | N/A | 4.14 | N/A | N/A | N/A | N/A | N/A | N/A | N/A | N/A | N/A | N/A | N/A | N/A | N/A | N/A | N/A | N/A | 4.48 | N/A | N/A | N/A | N/A | N/A | N/A | N/A | N/A | N/A | N/A | N/A | N/A | N/A | N/A | N/A | N/A | N/A | N/A | N/A | N/A | N/A | N/A | N/A | N/A | N/A | N/A | N/A | N/A | N/A | N/A | N/A | N/A | N/A | N/A | N/A | N/A | N/A | N/A | N/A | N/A | N/A | N/A | N/A | N/A | N/A | N/A | N/A | N/A | N/A | N/A | N/A | N/A | N/A | N/A | N/A | N/A | N/A | N/A | N/A | N/A | N/A | N/A | N/A | N/A | N/A | N/A | N/A | 2.9476 | 3.2568
[SEER Non Multi-Split <=65kW] GEMS (Air Conditioners up to 65kW) Determination 2019 | MEPS Oct 2011 | AS/NZS 3823.1.2:2012 | FDYQN140LB / RZQ140L |  | N/A | DAIKIN | 1.1 | Ducted | Single Split System | - | Air | Air | Australia,Thailand | 4.65 | 12.9 | 14 | 899 | 0 | 0 | 0 | 360 | 4.48 | 16.5 | Enthalpy Test Room | 3.0572 | 3.7501 | Yes | 94.52 | N/A | 29.8 | 37.2 | 5.1285 | 0 | N/A | N/A | N/A | 2.9904 | 3.6463 | N/A | N/A | 0 | 0 | 0 | 0 | Enthalpy Test Room | Single | R410A | Australia,New Zealand | 124467 | 2024-10-17 |  | Approved | Reverse Cycle | 1498 | No | Class 11 | No | - | Yes | - | - | - | DTA104A61 | 3.0572 | Available | N/A | N/A | http://www.daikin.com.au/ | http://www.daikin.com.au | Yes |  |  | AAC4270 | N/A | Variable output compressor | Inverter | N/A | N/A | N/A | 4.65 | N/A | N/A | N/A | N/A | N/A | N/A | N/A | N/A | N/A | N/A | N/A | N/A | N/A | N/A | N/A | N/A | 4.48 | N/A | N/A | N/A | N/A | N/A | N/A | N/A | N/A | N/A | N/A | N/A | N/A | N/A | N/A | N/A | N/A | N/A | N/A | N/A | N/A | N/A | N/A | N/A | N/A | N/A | N/A | N/A | N/A | N/A | N/A | N/A | N/A | N/A | N/A | N/A | N/A | N/A | N/A | N/A | N/A | N/A | N/A | N/A | N/A | N/A | N/A | N/A | N/A | N/A | N/A | N/A | N/A | N/A | N/A | N/A | N/A | N/A | N/A | N/A | N/A | N/A | N/A | N/A | N/A | N/A | N/A | N/A | 2.9469 | 3.5825
AS/NZS 3823.2:2013 [Non Multi-Split] | NZ MEPS April 2013 | AS/NZS 3823.1.2:2012 | FDYQN160LAV1 / RZQ160LV1 |  | N/A | Daikin | 1.3 | Ducted | Single Split System | - | Air | Air | Thailand,Australia | 4.97 | 14.2 | 15.5 | 899 | 0 | 0 | 0 | 360 | 4.83 | 18 | Enthalpy Test Room | 3.0506 | 3.7591 | Yes | 88.0968 | N/A | 29.8 | 37.2 | 3.7412 | 0 | N/A | N/A | N/A | 2.9897 | 3.6631 | N/A | N/A | 0 | 0 | 0 | 0 | Enthalpy Test Room | Single | R410A | Australia,Fiji,New Zealand | 130556 | 2120-07-10 | 2022-07-04 | Superseded | Reverse Cycle | 1498 | Yes | Class 7 | No | - | Yes | - | - | - | KRP58M51 | 3.0506 | Unavailable | N/A | N/A | http://www.daikin.co.nz | https://www.daikin.co.nz | Yes |  |  | ZAC0683 | N/A | Variable output compressor | Inverter | N/A | N/A | N/A | 4.97 | N/A | N/A | N/A | N/A | N/A | N/A | N/A | N/A | N/A | N/A | N/A | N/A | N/A | N/A | N/A | N/A | 4.83 | N/A | N/A | N/A | N/A | N/A | N/A | N/A | N/A | N/A | N/A | N/A | N/A | N/A | N/A | N/A | N/A | N/A | N/A | N/A | N/A | N/A | N/A | N/A | N/A | N/A | N/A | N/A | N/A | N/A | N/A | N/A | N/A | N/A | N/A | N/A | N/A | N/A | N/A | N/A | N/A | N/A | N/A | N/A | N/A | N/A | N/A | N/A | N/A | N/A | N/A | N/A | N/A | N/A | N/A | N/A | N/A | N/A | N/A | N/A | N/A | N/A | N/A | N/A | N/A | N/A | N/A | N/A | 3.0568 | 3.6322
AS/NZS 3823.2:2013 [Non Multi-Split] | NZ MEPS April 2013 | AS/NZS 3823.1.1:2012 | FTXJ25P**** / RXJ25P*** | FTXJ25P**** / RXJ25P*** | N/A | Daikin | 0.39 | Non Ducted | Single Split System | Wall Hung | Air | Air | Thailand | 0.54 | 2.11 | 2.5 | 212 | 0 | 0 | 0 | 303 | 0.7 | 3.2 | Calorimeter Room | 4.6586 | 4.537 | Yes | 0 | N/A | 1.4 | 1.4 | 0 | 0 | N/A | N/A | N/A | 4.6181 | 4.5054 | N/A | N/A | 4.7362 | 4.5109 | 4.5 | 4.5 | Calorimeter Room | Single | R32 | Australia,Fiji,New Zealand | 130366 | 2120-07-09 | 2021-06-30 | Superseded | Reverse Cycle | 998 | Yes | Class 3 | Yes | Yes | - | Yes | Yes | Yes | - | 4.6586 | Available | N/A | N/A | http://www.daikin.co.nz | https://www.daikin.co.nz | Yes |  | https://reg.energyrating.gov.au/static/common/images/star_ratings_2014/aircon_rating_4.5_4.5.png | ZAC0680 | N/A | Variable output compressor | Inverter | N/A | N/A | N/A | 0.54 | N/A | N/A | N/A | N/A | N/A | N/A | N/A | N/A | N/A | N/A | N/A | N/A | N/A | N/A | N/A | N/A | 0.7 | N/A | N/A | N/A | N/A | N/A | N/A | N/A | N/A | N/A | N/A | N/A | N/A | N/A | N/A | N/A | N/A | N/A | N/A | N/A | N/A | N/A | N/A | N/A | N/A | N/A | N/A | N/A | N/A | N/A | N/A | N/A | N/A | N/A | N/A | N/A | N/A | N/A | N/A | N/A | N/A | N/A | N/A | N/A | N/A | N/A | N/A | N/A | N/A | N/A | N/A | N/A | N/A | N/A | N/A | N/A | N/A | N/A | N/A | N/A | N/A | N/A | N/A | N/A | N/A | N/A | N/A | N/A | 4.5894 | 4.5407
AS/NZS 3823.2:2013 [Non Multi-Split] | NZ MEPS April 2013 | AS/NZS 3823.1.1:2012 | FTXJ25PVMAS / RXJ25PVMA | FTXJ25P**** / RXJ25P*** | N/A | Daikin | 0.39 | Non Ducted | Single Split System | Wall Hung | Air | Air | Thailand | 0.54 | 2.11 | 2.5 | 212 | 0 | 0 | 0 | 303 | 0.7 | 3.2 | Calorimeter Room | 4.6586 | 4.537 | Yes | 0 | N/A | 1.4 | 1.4 | 0 | 0 | N/A | N/A | N/A | 4.6181 | 4.5054 | N/A | N/A | 4.7362 | 4.5109 | 4.5 | 4.5 | Calorimeter Room | Single | R32 | Australia,Fiji,New Zealand | 130366 | 2120-07-09 | 2021-06-30 | Superseded | Reverse Cycle | 998 | Yes | Class 3 | Yes | Yes | - | Yes | Yes | Yes | - | 4.6586 | Available | N/A | N/A | http://www.daikin.co.nz | https://www.daikin.co.nz | Yes |  | https://reg.energyrating.gov.au/static/common/images/star_ratings_2014/aircon_rating_4.5_4.5.png | ZAC0680 | N/A | Variable output compressor | Inverter | N/A | N/A | N/A | 0.54 | N/A | N/A | N/A | N/A | N/A | N/A | N/A | N/A | N/A | N/A | N/A | N/A | N/A | N/A | N/A | N/A | 0.7 | N/A | N/A | N/A | N/A | N/A | N/A | N/A | N/A | N/A | N/A | N/A | N/A | N/A | N/A | N/A | N/A | N/A | N/A | N/A | N/A | N/A | N/A | N/A | N/A | N/A | N/A | N/A | N/A | N/A | N/A | N/A | N/A | N/A | N/A | N/A | N/A | N/A | N/A | N/A | N/A | N/A | N/A | N/A | N/A | N/A | N/A | N/A | N/A | N/A | N/A | N/A | N/A | N/A | N/A | N/A | N/A | N/A | N/A | N/A | N/A | N/A | N/A | N/A | N/A | N/A | N/A | N/A | 4.5894 | 4.5407
AS/NZS 3823.2:2013 [Non Multi-Split] | NZ MEPS April 2013 | AS/NZS 3823.1.1:2012 | FTXJ25PVMAW / RXJ25PVMA | FTXJ25P**** / RXJ25P*** | N/A | Daikin | 0.39 | Non Ducted | Single Split System | Wall Hung | Air | Air | Thailand | 0.54 | 2.11 | 2.5 | 212 | 0 | 0 | 0 | 303 | 0.7 | 3.2 | Calorimeter Room | 4.6586 | 4.537 | Yes | 0 | N/A | 1.4 | 1.4 | 0 | 0 | N/A | N/A | N/A | 4.6181 | 4.5054 | N/A | N/A | 4.7362 | 4.5109 | 4.5 | 4.5 | Calorimeter Room | Single | R32 | Australia,Fiji,New Zealand | 130366 | 2120-07-09 | 2021-06-30 | Superseded | Reverse Cycle | 998 | Yes | Class 3 | Yes | Yes | - | Yes | Yes | Yes | - | 4.6586 | Available | N/A | N/A | http://www.daikin.co.nz | https://www.daikin.co.nz | Yes |  | https://reg.energyrating.gov.au/static/common/images/star_ratings_2014/aircon_rating_4.5_4.5.png | ZAC0680 | N/A | Variable output compressor | Inverter | N/A | N/A | N/A | 0.54 | N/A | N/A | N/A | N/A | N/A | N/A | N/A | N/A | N/A | N/A | N/A | N/A | N/A | N/A | N/A | N/A | 0.7 | N/A | N/A | N/A | N/A | N/A | N/A | N/A | N/A | N/A | N/A | N/A | N/A | N/A | N/A | N/A | N/A | N/A | N/A | N/A | N/A | N/A | N/A | N/A | N/A | N/A | N/A | N/A | N/A | N/A | N/A | N/A | N/A | N/A | N/A | N/A | N/A | N/A | N/A | N/A | N/A | N/A | N/A | N/A | N/A | N/A | N/A | N/A | N/A | N/A | N/A | N/A | N/A | N/A | N/A | N/A | N/A | N/A | N/A | N/A | N/A | N/A | N/A | N/A | N/A | N/A | N/A | N/A | 4.5894 | 4.5407
AS/NZS 3823.2:2013 [Non Multi-Split] | NZ MEPS April 2013 | AS/NZS 3823.1.1:2012 | FTXJ35P**** / RXJ35P*** | FTXJ35P**** / RXJ35P*** | N/A | Daikin | 0.67 | Non Ducted | Single Split System | Wall Hung | Air | Air | Thailand | 0.92 | 2.83 | 3.5 | 212 | 0 | 0 | 0 | 303 | 0.99 | 4 | Calorimeter Room | 3.9649 | 4.0505 | Yes | 0 | N/A | 1.4 | 1.4 | 0 | 0 | N/A | N/A | N/A | 3.9444 | 4.0312 | N/A | N/A | 3.3888 | 3.5624 | 3 | 3.5 | Calorimeter Room | Single | R32 | Australia,Fiji,New Zealand | 130370 | 2120-07-09 | 2021-06-30 | Superseded | Reverse Cycle | 998 | Yes | Class 3 | Yes | Yes | - | Yes | Yes | Yes | - | 3.9649 | Available | N/A | N/A | http://www.daikin.co.nz | https://www.daikin.co.nz | Yes |  | https://reg.energyrating.gov.au/static/common/images/star_ratings_2014/aircon_rating_3_3.5.png | ZAC0681 | N/A | Variable output compressor | Inverter | N/A | N/A | N/A | 0.92 | N/A | N/A | N/A | N/A | N/A | N/A | N/A | N/A | N/A | N/A | N/A | N/A | N/A | N/A | N/A | N/A | 0.99 | N/A | N/A | N/A | N/A | N/A | N/A | N/A | N/A | N/A | N/A | N/A | N/A | N/A | N/A | N/A | N/A | N/A | N/A | N/A | N/A | N/A | N/A | N/A | N/A | N/A | N/A | N/A | N/A | N/A | N/A | N/A | N/A | N/A | N/A | N/A | N/A | N/A | N/A | N/A | N/A | N/A | N/A | N/A | N/A | N/A | N/A | N/A | N/A | N/A | N/A | N/A | N/A | N/A | N/A | N/A | N/A | N/A | N/A | N/A | N/A | N/A | N/A | N/A | N/A | N/A | N/A | N/A | 3.7849 | 4.0212
AS/NZS 3823.2:2013 [Non Multi-Split] | NZ MEPS April 2013 | AS/NZS 3823.1.1:2012 | FTXJ35PVMAS / RxJ35PVMA | FTXJ35P**** / RXJ35P*** | N/A | Daikin | 0.67 | Non Ducted | Single Split System | Wall Hung | Air | Air | Thailand | 0.92 | 2.83 | 3.5 | 212 | 0 | 0 | 0 | 303 | 0.99 | 4 | Calorimeter Room | 3.9649 | 4.0505 | Yes | 0 | N/A | 1.4 | 1.4 | 0 | 0 | N/A | N/A | N/A | 3.9444 | 4.0312 | N/A | N/A | 3.3888 | 3.5624 | 3 | 3.5 | Calorimeter Room | Single | R32 | Australia,Fiji,New Zealand | 130370 | 2120-07-09 | 2021-06-30 | Superseded | Reverse Cycle | 998 | Yes | Class 3 | Yes | Yes | - | Yes | Yes | Yes | - | 3.9649 | Available | N/A | N/A | http://www.daikin.co.nz | https://www.daikin.co.nz | Yes |  | https://reg.energyrating.gov.au/static/common/images/star_ratings_2014/aircon_rating_3_3.5.png | ZAC0681 | N/A | Variable output compressor | Inverter | N/A | N/A | N/A | 0.92 | N/A | N/A | N/A | N/A | N/A | N/A | N/A | N/A | N/A | N/A | N/A | N/A | N/A | N/A | N/A | N/A | 0.99 | N/A | N/A | N/A | N/A | N/A | N/A | N/A | N/A | N/A | N/A | N/A | N/A | N/A | N/A | N/A | N/A | N/A | N/A | N/A | N/A | N/A | N/A | N/A | N/A | N/A | N/A | N/A | N/A | N/A | N/A | N/A | N/A | N/A | N/A | N/A | N/A | N/A | N/A | N/A | N/A | N/A | N/A | N/A | N/A | N/A | N/A | N/A | N/A | N/A | N/A | N/A | N/A | N/A | N/A | N/A | N/A | N/A | N/A | N/A | N/A | N/A | N/A | N/A | N/A | N/A | N/A | N/A | 3.7849 | 4.0212
AS/NZS 3823.2:2013 [Non Multi-Split] | NZ MEPS April 2013 | AS/NZS 3823.1.1:2012 | FTXJ35PVMAW / RxJ35PVMA | FTXJ35P**** / RXJ35P*** | N/A | Daikin | 0.67 | Non Ducted | Single Split System | Wall Hung | Air | Air | Thailand | 0.92 | 2.83 | 3.5 | 212 | 0 | 0 | 0 | 303 | 0.99 | 4 | Calorimeter Room | 3.9649 | 4.0505 | Yes | 0 | N/A | 1.4 | 1.4 | 0 | 0 | N/A | N/A | N/A | 3.9444 | 4.0312 | N/A | N/A | 3.3888 | 3.5624 | 3 | 3.5 | Calorimeter Room | Single | R32 | Australia,Fiji,New Zealand | 130370 | 2120-07-09 | 2021-06-30 | Superseded | Reverse Cycle | 998 | Yes | Class 3 | Yes | Yes | - | Yes | Yes | Yes | - | 3.9649 | Available | N/A | N/A | http://www.daikin.co.nz | https://www.daikin.co.nz | Yes |  | https://reg.energyrating.gov.au/static/common/images/star_ratings_2014/aircon_rating_3_3.5.png | ZAC0681 | N/A | Variable output compressor | Inverter | N/A | N/A | N/A | 0.92 | N/A | N/A | N/A | N/A | N/A | N/A | N/A | N/A | N/A | N/A | N/A | N/A | N/A | N/A | N/A | N/A | 0.99 | N/A | N/A | N/A | N/A | N/A | N/A | N/A | N/A | N/A | N/A | N/A | N/A | N/A | N/A | N/A | N/A | N/A | N/A | N/A | N/A | N/A | N/A | N/A | N/A | N/A | N/A | N/A | N/A | N/A | N/A | N/A | N/A | N/A | N/A | N/A | N/A | N/A | N/A | N/A | N/A | N/A | N/A | N/A | N/A | N/A | N/A | N/A | N/A | N/A | N/A | N/A | N/A | N/A | N/A | N/A | N/A | N/A | N/A | N/A | N/A | N/A | N/A | N/A | N/A | N/A | N/A | N/A | 3.7849 | 4.0212
AS/NZS 3823.2:2013 [Non Multi-Split] | NZ MEPS April 2013 | AS/NZS 3823.1.1:2012 | FTXJ50P**** / RXJ50P*** | FTXJ50P**** / RXJ50P*** | N/A | Daikin | 1.56 | Non Ducted | Single Split System | Wall Hung | Air | Air | Thailand | 1.47 | 3.44 | 5 | 212 | 0 | 0 | 0 | 303 | 1.59 | 5.8 | Calorimeter Room | 3.4286 | 3.6444 | Yes | 0 | N/A | 1.5 | 1.5 | 0 | 0 | N/A | N/A | N/A | 3.4167 | 3.6328 | N/A | N/A | 2.3333 | 2.7657 | 2 | 2.5 | Calorimeter Room | Single | R32 | Australia,New Zealand | 130371 | 2120-07-09 | 2021-06-30 | Superseded | Reverse Cycle | 998 | Yes | Class 4 | Yes | Yes | - | Yes | Yes | Yes | - | 3.4286 | Available | N/A | N/A | http://www.daikin.co.nz | https://www.daikin.co.nz | Yes |  | https://reg.energyrating.gov.au/static/common/images/star_ratings_2014/aircon_rating_2_2.5.png | ZAC0682 | N/A | Variable output compressor | Inverter | N/A | N/A | N/A | 1.47 | N/A | N/A | N/A | N/A | N/A | N/A | N/A | N/A | N/A | N/A | N/A | N/A | N/A | N/A | N/A | N/A | 1.59 | N/A | N/A | N/A | N/A | N/A | N/A | N/A | N/A | N/A | N/A | N/A | N/A | N/A | N/A | N/A | N/A | N/A | N/A | N/A | N/A | N/A | N/A | N/A | N/A | N/A | N/A | N/A | N/A | N/A | N/A | N/A | N/A | N/A | N/A | N/A | N/A | N/A | N/A | N/A | N/A | N/A | N/A | N/A | N/A | N/A | N/A | N/A | N/A | N/A | N/A | N/A | N/A | N/A | N/A | N/A | N/A | N/A | N/A | N/A | N/A | N/A | N/A | N/A | N/A | N/A | N/A | N/A | 3.3897 | 3.6362
AS/NZS 3823.2:2013 [Non Multi-Split] | NZ MEPS April 2013 | AS/NZS 3823.1.1:2012 | FTXJ50PVMAS / RXJ50PVMA | FTXJ50P**** / RXJ50P*** | N/A | Daikin | 1.56 | Non Ducted | Single Split System | Wall Hung | Air | Air | Thailand | 1.47 | 3.44 | 5 | 212 | 0 | 0 | 0 | 303 | 1.59 | 5.8 | Calorimeter Room | 3.4286 | 3.6444 | Yes | 0 | N/A | 1.5 | 1.5 | 0 | 0 | N/A | N/A | N/A | 3.4167 | 3.6328 | N/A | N/A | 2.3333 | 2.7657 | 2 | 2.5 | Calorimeter Room | Single | R32 | Australia,New Zealand | 130371 | 2120-07-09 | 2021-06-30 | Superseded | Reverse Cycle | 998 | Yes | Class 4 | Yes | Yes | - | Yes | Yes | Yes | - | 3.4286 | Available | N/A | N/A | http://www.daikin.co.nz | https://www.daikin.co.nz | Yes |  | https://reg.energyrating.gov.au/static/common/images/star_ratings_2014/aircon_rating_2_2.5.png | ZAC0682 | N/A | Variable output compressor | Inverter | N/A | N/A | N/A | 1.47 | N/A | N/A | N/A | N/A | N/A | N/A | N/A | N/A | N/A | N/A | N/A | N/A | N/A | N/A | N/A | N/A | 1.59 | N/A | N/A | N/A | N/A | N/A | N/A | N/A | N/A | N/A | N/A | N/A | N/A | N/A | N/A | N/A | N/A | N/A | N/A | N/A | N/A | N/A | N/A | N/A | N/A | N/A | N/A | N/A | N/A | N/A | N/A | N/A | N/A | N/A | N/A | N/A | N/A | N/A | N/A | N/A | N/A | N/A | N/A | N/A | N/A | N/A | N/A | N/A | N/A | N/A | N/A | N/A | N/A | N/A | N/A | N/A | N/A | N/A | N/A | N/A | N/A | N/A | N/A | N/A | N/A | N/A | N/A | N/A | 3.3897 | 3.6362
AS/NZS 3823.2:2013 [Non Multi-Split] | NZ MEPS April 2013 | AS/NZS 3823.1.1:2012 | FTXJ50PVMAW / RXJ50PVMA | FTXJ50P**** / RXJ50P*** | N/A | Daikin | 1.56 | Non Ducted | Single Split System | Wall Hung | Air | Air | Thailand | 1.47 | 3.44 | 5 | 212 | 0 | 0 | 0 | 303 | 1.59 | 5.8 | Calorimeter Room | 3.4286 | 3.6444 | Yes | 0 | N/A | 1.5 | 1.5 | 0 | 0 | N/A | N/A | N/A | 3.4167 | 3.6328 | N/A | N/A | 2.3333 | 2.7657 | 2 | 2.5 | Calorimeter Room | Single | R32 | Australia,New Zealand | 130371 | 2120-07-09 | 2021-06-30 | Superseded | Reverse Cycle | 998 | Yes | Class 4 | Yes | Yes | - | Yes | Yes | Yes | - | 3.4286 | Available | N/A | N/A | http://www.daikin.co.nz | https://www.daikin.co.nz | Yes |  | https://reg.energyrating.gov.au/static/common/images/star_ratings_2014/aircon_rating_2_2.5.png | ZAC0682 | N/A | Variable output compressor | Inverter | N/A | N/A | N/A | 1.47 | N/A | N/A | N/A | N/A | N/A | N/A | N/A | N/A | N/A | N/A | N/A | N/A | N/A | N/A | N/A | N/A | 1.59 | N/A | N/A | N/A | N/A | N/A | N/A | N/A | N/A | N/A | N/A | N/A | N/A | N/A | N/A | N/A | N/A | N/A | N/A | N/A | N/A | N/A | N/A | N/A | N/A | N/A | N/A | N/A | N/A | N/A | N/A | N/A | N/A | N/A | N/A | N/A | N/A | N/A | N/A | N/A | N/A | N/A | N/A | N/A | N/A | N/A | N/A | N/A | N/A | N/A | N/A | N/A | N/A | N/A | N/A | N/A | N/A | N/A | N/A | N/A | N/A | N/A | N/A | N/A | N/A | N/A | N/A | N/A | 3.3897 | 3.6362
AS/NZS 3823.2:2013 [Non Multi-Split] | NZ MEPS April 2013 | AS/NZS 3823.1.1:2012 | FVXG25K2V1B / RXG25L2V1B |  | N/A | Daikin | 0.249 | Non Ducted | Single Split System | Floor Mounted | Air | Air | Czechia | 0.54 | 2.251 | 2.5 | 215 | 0 | 0 | 0 | 600 | 0.76 | 3.4 | Calorimeter Room | 4.9127 | 4.5087 | Yes | 0 | N/A | 2.2 | 2.2 | 0 | 0 | N/A | N/A | N/A | 4.8444 | 4.4643 | N/A | N/A | 5.1887 | 4.4285 | 5 | 4 | Calorimeter Room | Single | R410A | Australia,Fiji,New Zealand | 130346 | 2120-07-06 | 2021-06-30 | Superseded | Reverse Cycle | 950 | No | Class 3 | No | - | No | - | - | - | - | 4.9127 | Available | N/A | N/A | http://www.daikin.co.nz | https://www.daikin.co.nz | Yes |  | https://reg.energyrating.gov.au/static/common/images/star_ratings_2014/aircon_rating_5_4.png | ZAC0679 | N/A | Variable output compressor | Inverter | N/A | N/A | N/A | 0.54 | N/A | N/A | N/A | N/A | N/A | N/A | N/A | N/A | N/A | N/A | N/A | N/A | N/A | N/A | N/A | N/A | 0.76 | N/A | N/A | N/A | N/A | N/A | N/A | N/A | N/A | N/A | N/A | N/A | N/A | N/A | N/A | N/A | N/A | N/A | N/A | N/A | N/A | N/A | N/A | N/A | N/A | N/A | N/A | N/A | N/A | N/A | N/A | N/A | N/A | N/A | N/A | N/A | N/A | N/A | N/A | N/A | N/A | N/A | N/A | N/A | N/A | N/A | N/A | N/A | N/A | N/A | N/A | N/A | N/A | N/A | N/A | N/A | N/A | N/A | N/A | N/A | N/A | N/A | N/A | N/A | N/A | N/A | N/A | N/A | 4.5667 | 4.4303
AS/NZS 3823.2:2013 [Non Multi-Split] | NZ MEPS April 2013 | AS/NZS 3823.1.1:2012 | FVXG35K2V1B / RXG35L2V1B |  | N/A | Daikin | 0.93 | Non Ducted | Single Split System | Floor Mounted | Air | Air | Czechia | 0.94 | 2.57 | 3.5 | 215 | 0 | 0 | 0 | 600 | 1.21 | 4.5 | Calorimeter Room | 3.7473 | 3.7121 | Yes | 0 | N/A | 2.2 | 2.2 | 0 | 0 | N/A | N/A | N/A | 3.718 | 3.6898 | N/A | N/A | 2.936 | 2.8797 | 2.5 | 2.5 | Calorimeter Room | Single | R410A | Australia,Fiji,New Zealand | 130360 | 2120-07-06 | 2021-06-30 | Superseded | Reverse Cycle | 950 | No | Class 3 | No | - | No | - | - | - | - | 3.7473 | Available | N/A | N/A | http://www.daikin.co.nz | https://www.daikin.co.nz | Yes |  | https://reg.energyrating.gov.au/static/common/images/star_ratings_2014/aircon_rating_2.5_2.5.png | ZAC0678 | N/A | Variable output compressor | Inverter | N/A | N/A | N/A | 0.94 | N/A | N/A | N/A | N/A | N/A | N/A | N/A | N/A | N/A | N/A | N/A | N/A | N/A | N/A | N/A | N/A | 1.21 | N/A | N/A | N/A | N/A | N/A | N/A | N/A | N/A | N/A | N/A | N/A | N/A | N/A | N/A | N/A | N/A | N/A | N/A | N/A | N/A | N/A | N/A | N/A | N/A | N/A | N/A | N/A | N/A | N/A | N/A | N/A | N/A | N/A | N/A | N/A | N/A | N/A | N/A | N/A | N/A | N/A | N/A | N/A | N/A | N/A | N/A | N/A | N/A | N/A | N/A | N/A | N/A | N/A | N/A | N/A | N/A | N/A | N/A | N/A | N/A | N/A | N/A | N/A | N/A | N/A | N/A | N/A | 3.6942 | 3.6963
AS/NZS 3823.2:2013 [Non Multi-Split] | NZ MEPS April 2013 | AS/NZS 3823.1.1:2012 | FVXG50K2V1B / RXG50L2V1B |  | N/A | Daikin | 1.56 | Non Ducted | Single Split System | Floor Mounted | Air | Air | Czechia | 1.43 | 3.24 | 4.8 | 215 | 0 | 0 | 0 | 600 | 1.57 | 5.8 | Calorimeter Room | 3.3768 | 3.8527 | Yes | 0 | N/A | 17.85 | 16.18 | 0 | 0 | N/A | N/A | N/A | 3.2391 | 3.7194 | N/A | N/A | 1.9783 | 2.9389 | 1.5 | 2.5 | Calorimeter Room | Single | R410A | Australia,Fiji,New Zealand | 130362 | 2120-07-06 | 2021-06-30 | Superseded | Reverse Cycle | 950 | No | Class 4 | No | - | No | - | - | - | - | 3.3768 | Available | N/A | N/A | http://www.daikin.co.nz | https://www.daikin.co.nz | Yes |  | https://reg.energyrating.gov.au/static/common/images/star_ratings_2014/aircon_rating_1.5_2.5.png | ZAC0677 | N/A | Variable output compressor | Inverter | N/A | N/A | N/A | 1.43 | N/A | N/A | N/A | N/A | N/A | N/A | N/A | N/A | N/A | N/A | N/A | N/A | N/A | N/A | N/A | N/A | 1.57 | N/A | N/A | N/A | N/A | N/A | N/A | N/A | N/A | N/A | N/A | N/A | N/A | N/A | N/A | N/A | N/A | N/A | N/A | N/A | N/A | N/A | N/A | N/A | N/A | N/A | N/A | N/A | N/A | N/A | N/A | N/A | N/A | N/A | N/A | N/A | N/A | N/A | N/A | N/A | N/A | N/A | N/A | N/A | N/A | N/A | N/A | N/A | N/A | N/A | N/A | N/A | N/A | N/A | N/A | N/A | N/A | N/A | N/A | N/A | N/A | N/A | N/A | N/A | N/A | N/A | N/A | N/A | 3.2208 | 3.5699
AS/NZS 3823.2:2013 [Non Multi-Split] | NZ MEPS April 2013 | AS/NZS 3823.1.1:2012 | FVXM25A2V1B / RXM25R5V1B |  | N/A | Daikin | 0.335 | Non Ducted | Single Split System | Floor Mounted | Air | Air | Czechia | 0.537 | 2.065 | 2.4 | 238 | - | - | - | 600 | 0.747 | 3.4 | Calorimeter Room | 4.5553 | 4.5938 | Yes | - | N/A | 2.5 | 2.5 | - | - | N/A | N/A | N/A | 4.4843 | 4.5416 | N/A | N/A | 4.4685 | 4.5832 | 4 | 4.5 | Calorimeter Room | Single | R32 | New Zealand | 136604 | 2121-03-16 | 2021-06-30 | Superseded | Reverse Cycle | 750 | No | Class 3 | No | - | No | - | - | - | - | 4.5553 | Available | N/A | N/A | http://www.daikin.co.nz | https://www.daikin.co.nz | Yes |  | https://reg.energyrating.gov.au/static/common/images/star_ratings_2014/aircon_rating_4_4.5.png | ZAC0711 | N/A | Variable output compressor | Inverter | N/A | N/A | N/A | 0.537 | N/A | N/A | N/A | N/A | N/A | N/A | N/A | N/A | N/A | N/A | N/A | N/A | N/A | N/A | N/A | N/A | 0.747 | N/A | N/A | N/A | N/A | N/A | N/A | N/A | N/A | N/A | N/A | N/A | N/A | N/A | N/A | N/A | N/A | N/A | N/A | N/A | N/A | N/A | N/A | N/A | N/A | N/A | N/A | N/A | N/A | N/A | N/A | N/A | N/A | N/A | N/A | N/A | N/A | N/A | N/A | N/A | N/A | N/A | N/A | N/A | N/A | N/A | N/A | N/A | N/A | N/A | N/A | N/A | N/A | N/A | N/A | N/A | N/A | N/A | N/A | N/A | N/A | N/A | N/A | N/A | N/A | N/A | N/A | N/A | 4.4 | 4.5006
AS/NZS 3823.2:2013 [Non Multi-Split] | NZ MEPS April 2013 | AS/NZS 3823.1.1:2012 | FVXM35A2V1B / RXM35R5V1B |  | N/A | Daikin | 0.625 | Non Ducted | Single Split System | Floor Mounted | Air | Air | Czechia | 0.848 | 2.775 | 3.4 | 238 | - | - | - | 600 | 1.154 | 4.5 | Calorimeter Room | 4.0533 | 4.0027 | Yes | - | N/A | 2.5 | 2.5 | - | - | N/A | N/A | N/A | 4.0131 | 3.9729 | N/A | N/A | 3.5263 | 3.4459 | 3.5 | 3 | Calorimeter Room | Single | R32 | New Zealand | 136637 | 2121-03-18 | 2021-06-30 | Superseded | Reverse Cycle | 750 | No | Class 3 | No | - | No | - | - | - | - | 4.0533 | Available | N/A | N/A | http://www.daikin.co.nz | https://www.daikin.co.nz | Yes |  | https://reg.energyrating.gov.au/static/common/images/star_ratings_2014/aircon_rating_3.5_3.png | ZAC0712 | N/A | Variable output compressor | Inverter | N/A | N/A | N/A | 0.848 | N/A | N/A | N/A | N/A | N/A | N/A | N/A | N/A | N/A | N/A | N/A | N/A | N/A | N/A | N/A | N/A | 1.154 | N/A | N/A | N/A | N/A | N/A | N/A | N/A | N/A | N/A | N/A | N/A | N/A | N/A | N/A | N/A | N/A | N/A | N/A | N/A | N/A | N/A | N/A | N/A | N/A | N/A | N/A | N/A | N/A | N/A | N/A | N/A | N/A | N/A | N/A | N/A | N/A | N/A | N/A | N/A | N/A | N/A | N/A | N/A | N/A | N/A | N/A | N/A | N/A | N/A | N/A | N/A | N/A | N/A | N/A | N/A | N/A | N/A | N/A | N/A | N/A | N/A | N/A | N/A | N/A | N/A | N/A | N/A | 3.9699 | 3.8711
AS/NZS 3823.2:2013 [Non Multi-Split] | NZ MEPS April 2013 | AS/NZS 3823.1.1:2012 | FVXM50A2V1B / RXM50R2V1B |  | N/A | Daikin | 0.86 | Non Ducted | Single Split System | Floor Mounted | Air | Air | Czechia | 1.312 | 4.14 | 5 | 238 | - | - | - | 600 | 1.522 | 5.8 | Calorimeter Room | 4.1893 | 3.9893 | Yes | - | N/A | 2.5 | 2.5 | - | - | N/A | N/A | N/A | 4.16 | 3.9669 | N/A | N/A | 3.82 | 3.4338 | 3.5 | 3 | Calorimeter Room | Single | R32 | New Zealand | 136639 | 2121-03-18 | 2021-06-30 | Superseded | Reverse Cycle | 750 | No | Class 4 | No | - | No | - | - | - | - | 4.1893 | Available | N/A | N/A | http://www.daikin.co.nz | https://www.daikin.co.nz | Yes |  | https://reg.energyrating.gov.au/static/common/images/star_ratings_2014/aircon_rating_3.5_3.png | ZAC0713 | N/A | Variable output compressor | Inverter | N/A | N/A | N/A | 1.312 | N/A | N/A | N/A | N/A | N/A | N/A | N/A | N/A | N/A | N/A | N/A | N/A | N/A | N/A | N/A | N/A | 1.522 | N/A | N/A | N/A | N/A | N/A | N/A | N/A | N/A | N/A | N/A | N/A | N/A | N/A | N/A | N/A | N/A | N/A | N/A | N/A | N/A | N/A | N/A | N/A | N/A | N/A | N/A | N/A | N/A | N/A | N/A | N/A | N/A | N/A | N/A | N/A | N/A | N/A | N/A | N/A | N/A | N/A | N/A | N/A | N/A | N/A | N/A | N/A | N/A | N/A | N/A | N/A | N/A | N/A | N/A | N/A | N/A | N/A | N/A | N/A | N/A | N/A | N/A | N/A | N/A | N/A | N/A | N/A | 3.7866 | 3.7897
[SEER Multi-Split <=65kW] GEMS (Air Conditioners up to 65kW) Determination 2019 | MEPS 2019 | AS/NZS 3823.1.4:2012 | REYQ10BYM |  | N/A | DAIKIN | N/A | Non Ducted | vrf | N/A | Air | Air | Thailand | 7.06 | N/A | 28 | N/A | N/A | N/A | N/A | N/A | 7.552 | 31.5 | Enthalpy Test Room | 3.842 | 4.2816 | N/A | - | N/A | N/A | N/A | N/A | N/A | N/A | N/A | N/A | N/A | N/A | N/A | N/A | N/A | N/A | N/A | N/A | N/A | Three | R410A | Australia,New Zealand | 152748 | 2028-02-28 |  | Approved | Reverse Cycle | N/A | Yes | Class 20 | Yes | N/A | N/A | N/A | N/A | N/A | N/A | N/A | Available | N/A | N/A | http://www.daikin.com.au/ | http://www.daikin.com.au | N/A |  |  | AAC7311 | Yes | Variable output compressor | Inverter | No | - | 28000 | 7.06 | - | 2692 | 14000 | No | - | - | - | 6452.84 | 30156 | Yes | 2154 | 14000 | No | - | - | 31500 | 7.552 | 3527 | 15750 | No | - | - | Yes | 15390 | 24724 | No | - | - | No | - | - | - | - | - | No | - | - | No | - | - | No | - | - | N/A | 80 | 4.411 | 4.437 | 5.268 | 6.521 | 5.96 | 5.933 | 1620 | 2471 | 6784 | 2990 | 3896 | 8712 | 2.5 | 2.5 | 3.5 | 2.878 | 3.593 | 4.134 | 3.223 | 3.715 | 4.115 | 14457 | 4955 | 822 | 4460 | 2274 | 550 | 1 | 2 | 2.5 | N/A | N/A | N/A | N/A | N/A | N/A | N/A | N/A | 73 | 3.8321 | 4.0391
[SEER Multi-Split <=65kW] GEMS (Air Conditioners up to 65kW) Determination 2019 | MEPS 2019 | AS/NZS 3823.1.4:2012 | REYQ10BYM9 |  | N/A | DAIKIN | N/A | Non Ducted | vrf | N/A | Air | Air | Thailand | 7.06 | N/A | 28 | N/A | N/A | N/A | N/A | N/A | 7.552 | 31.5 | Enthalpy Test Room | 3.842 | 4.2816 | N/A | - | N/A | N/A | N/A | N/A | N/A | N/A | N/A | N/A | N/A | N/A | N/A | N/A | N/A | N/A | N/A | N/A | N/A | Three | R410A | Australia,New Zealand | 152759 | 2028-02-27 |  | Approved | Reverse Cycle | N/A | Yes | Class 20 | Yes | N/A | N/A | N/A | N/A | N/A | N/A | N/A | Available | N/A | N/A | http://www.daikin.com.au/ | http://www.daikin.com.au | N/A |  |  | AAC7284 | Yes | Variable output compressor | Inverter | No | - | 28000 | 7.06 | - | 2692 | 14000 | No | - | - | - | 6452.84 | 30156 | Yes | 2154 | 14000 | No | - | - | 31500 | 7.552 | 3527 | 15750 | No | - | - | Yes | 10067 | 24724 | No | - | - | No | - | - | - | - | - | No | - | - | No | - | - | No | - | - | N/A | 80 | 4.411 | 4.437 | 5.268 | 6.521 | 5.96 | 5.933 | 1620 | 2471 | 6784 | 2990 | 3896 | 8712 | 2.5 | 2.5 | 3.5 | 3.23 | 3.776 | 4.134 | 3.472 | 3.867 | 4.115 | 12896 | 4724 | 822 | 4151 | 2190 | 550 | 1.5 | 2 | 2.5 | N/A | N/A | N/A | N/A | N/A | N/A | N/A | N/A | 73 | 3.8321 | 4.0391
[SEER Multi-Split <=65kW] GEMS (Air Conditioners up to 65kW) Determination 2019 | MEPS 2019 | AS/NZS 3823.1.4:2012 | REYQ10TAY1 |  | N/A | DAIKIN | 1.94 | Non Ducted | vrf | N/A | Air | Air | Thailand | 7.44 | 14.06 | 28 | N/A | N/A | N/A | N/A | N/A | 7.665 | 31.5 | Enthalpy Test Room | 3.7465 | 4.0999 | Yes | - | N/A | 59 | 66 | N/A | N/A | N/A | N/A | N/A | 4.0767 | 4.3005 | N/A | N/A | N/A | N/A | N/A | N/A | Calorimeter Room | Three | R410A | Australia,New Zealand | 153070 | 2028-03-28 |  | Approved | Reverse Cycle | N/A | No | Class 20 | No | N/A | Yes | N/A | N/A | N/A | DTA104A61 | 4.3032 | Available | N/A | N/A | http://www.daikin.com.au/ | http://www.daikin.com.au | Yes |  |  | AAC7383 | Yes | Variable output compressor | Inverter | No | - | 28000 | 7.44 | - | 2706 | 14000 | No | - | - | - | 6800.16 | 30156 | Yes | 2436 | 14000 | No | - | - | 31500 | 7.665 | 4291 | 15750 | No | - | - | Yes | 13755 | 24724 | No | - | - | No | - | - | - | - | - | No | - | - | No | - | - | No | - | - | N/A | 78 | 4.168 | 4.16 | 4.725 | 5.208 | 5 | 5.043 | 1759 | 2691 | 7623 | 3815 | 4707 | 10308 | 2.5 | 2.5 | 3 | 2.734 | 3.215 | 3.425 | 2.912 | 3.214 | 3.393 | 15171 | 5473 | 915 | 4887 | 2572 | 604 | 1 | 1.5 | 1.5 | N/A | N/A | N/A | N/A | N/A | N/A | N/A | N/A | 57.2 | 3.6681 | 4.0085
[SEER Multi-Split <=65kW] GEMS (Air Conditioners up to 65kW) Determination 2019 | MEPS 2019 | AS/NZS 3823.1.4:2012 | REYQ12BYM |  | N/A | DAIKIN | N/A | Non Ducted | vrf | N/A | Air | Air | Thailand | 9.022 | N/A | 33.5 | N/A | N/A | N/A | N/A | N/A | 10.125 | 37.5 | Enthalpy Test Room | 3.488 | 3.5377 | N/A | - | N/A | N/A | N/A | N/A | N/A | N/A | N/A | N/A | N/A | N/A | N/A | N/A | N/A | N/A | N/A | N/A | N/A | Three | R410A | Australia,New Zealand | 152749 | 2028-02-27 |  | Approved | Reverse Cycle | N/A | Yes | Class 20 | Yes | N/A | N/A | N/A | N/A | N/A | N/A | N/A | Available | N/A | N/A | http://www.daikin.com.au/ | http://www.daikin.com.au | N/A |  |  | AAC7288 | Yes | Variable output compressor | Inverter | No | No | 33500 | 9.022 | - | 3393 | 16750 | No | - | - | - | 8246.108 | 36079.5 | Yes | 2714 | 16750 | No | - | - | 37500 | 10.125 | 4202 | 18750 | No | - | - | Yes | 15046 | 26352 | No | - | - | No | - | - | - | - | - | No | - | - | No | - | - | No | - | - | N/A | - | 4.323 | 4.311 | 5.024 | 6.295 | 5.723 | 5.643 | 2002 | 3075 | 8544 | 3732 | 4882 | 10988 | 2.5 | 2.5 | 3.5 | 2.456 | 3.001 | 4.11 | 2.801 | 3.483 | 4.103 | 20114 | 6993 | 960 | 6064 | 2857 | 638 | 0.5 | 1.5 | 2.5 | N/A | N/A | N/A | N/A | N/A | N/A | N/A | N/A | 78 | 3.6077 | 3.6097
[SEER Multi-Split <=65kW] GEMS (Air Conditioners up to 65kW) Determination 2019 | MEPS 2019 | AS/NZS 3823.1.4:2012 | REYQ12BYM9 |  | N/A | DAIKIN | N/A | Non Ducted | vrf | N/A | Air | Air | Thailand | 9.022 | N/A | 33.5 | N/A | N/A | N/A | N/A | N/A | 10.125 | 37.5 | Enthalpy Test Room | 3.488 | 3.5377 | N/A | - | N/A | N/A | N/A | N/A | N/A | N/A | N/A | N/A | N/A | N/A | N/A | N/A | N/A | N/A | N/A | N/A | N/A | Three | R410A | Australia,New Zealand | 152761 | 2028-02-27 |  | Approved | Reverse Cycle | N/A | Yes | Class 20 | Yes | N/A | N/A | N/A | N/A | N/A | N/A | N/A | Available | N/A | N/A | http://www.daikin.com.au/ | http://www.daikin.com.au | N/A |  |  | AAC7285 | Yes | Variable output compressor | Inverter | No | No | 33500 | 9.022 | - | 3393 | 16750 | No | - | - | - | 8246.108 | 36079.5 | Yes | 2714 | 16750 | No | - | - | 37500 | 10.125 | 4202 | 18750 | No | - | - | Yes | 13318 | 26352 | No | - | - | No | - | - | - | - | - | No | - | - | No | - | - | No | - | - | N/A | - | 4.323 | 4.311 | 5.024 | 6.295 | 5.723 | 5.643 | 2002 | 3075 | 8544 | 3732 | 4882 | 10988 | 2.5 | 2.5 | 3.5 | 2.569 | 3.096 | 4.11 | 2.888 | 3.539 | 4.103 | 19233 | 6784 | 960 | 5886 | 2814 | 638 | 1 | 1.5 | 2.5 | N/A | N/A | N/A | N/A | N/A | N/A | N/A | N/A | 78 | 3.6077 | 3.6097
[SEER Multi-Split <=65kW] GEMS (Air Conditioners up to 65kW) Determination 2019 | MEPS 2019 | AS/NZS 3823.1.4:2012 | REYQ12TAY1 |  | N/A | DAIKIN | 1.94 | Non Ducted | vrf | N/A | Air | Air | Thailand | 9.14 | 14.06 | 33.5 | N/A | N/A | N/A | N/A | N/A | 9.67 | 37.5 | Enthalpy Test Room | 3.6141 | 3.8687 | Yes | - | N/A | 59 | 66 | N/A | N/A | N/A | N/A | N/A | 4.0767 | 4.3005 | N/A | N/A | N/A | N/A | N/A | N/A | Calorimeter Room | Three | R410A | Australia,New Zealand | 153071 | 2028-04-01 |  | Approved | Reverse Cycle | N/A | No | Class 20 | No | N/A | Yes | N/A | N/A | N/A | DTA104A61 | 4.3032 | Available | N/A | N/A | http://www.daikin.com.au/ | http://www.daikin.com.au | Yes |  |  | AAC7400 | Yes | Variable output compressor | Inverter | No | No | 33500 | 9.14 | - | 3413 | 16750 | No | - | - | - | 8353.96 | 36079.5 | Yes | 3082 | 16750 | No | - | - | 37500 | 9.67 | 5141 | 18750 | No | - | - | Yes | 14381 | 26352 | No | - | - | No | - | - | - | - | - | No | - | - | No | - | - | No | - | - | N/A | - | 4.086 | 4.064 | 4.553 | 4.996 | 4.799 | 4.834 | 2168 | 3321 | 9491 | 4780 | 5890 | 12889 | 2.5 | 2.5 | 3 | 2.335 | 2.744 | 3.395 | 2.55 | 3.024 | 3.368 | 21108 | 7581 | 1077 | 6610 | 3229 | 707 | 0.5 | 1 | 1.5 | N/A | N/A | N/A | N/A | N/A | N/A | N/A | N/A | 60.3 | 3.5853 | 3.7979
[SEER Multi-Split <=65kW] GEMS (Air Conditioners up to 65kW) Determination 2019 | MEPS 2019 | AS/NZS 3823.1.4:2012 | REYQ14BYM |  | N/A | DAIKIN | N/A | Non Ducted | vrf | N/A | Air | Air | Thailand | 11.564 | N/A | 40 | N/A | N/A | N/A | N/A | N/A | 13.167 | 45 | Enthalpy Test Room | 3.2473 | 3.6617 | N/A | - | N/A | N/A | N/A | N/A | N/A | N/A | N/A | N/A | N/A | N/A | N/A | N/A | N/A | N/A | N/A | N/A | N/A | Three | R410A | Australia,New Zealand | 152750 | 2028-02-28 |  | Approved | Reverse Cycle | N/A | Yes | Class 21 | Yes | N/A | N/A | N/A | N/A | N/A | N/A | N/A | Available | N/A | N/A | http://www.daikin.com.au/ | http://www.daikin.com.au | N/A |  |  | AAC7312 | Yes | Variable output compressor | Inverter | No | No | 40000 | 11.564 | - | 3822 | 20000 | No | - | - | - | 10569.496 | 43080 | Yes | 3058 | 20000 | No | - | - | 45000 | 13.167 | 4899 | 22500 | No | - | - | Yes | 11836 | 27426 | No | - | - | No | - | - | - | - | - | No | - | - | No | - | - | No | - | - | N/A | - | 4.157 | 4.143 | 4.961 | 6.298 | 5.716 | 5.64 | 2440 | 3764 | 10271 | 4402 | 5784 | 13077 | 2.5 | 2.5 | 3 | 2.358 | 2.799 | 4.149 | 2.76 | 3.317 | 4.216 | 25185 | 9045 | 1204 | 7434 | 3641 | 800 | 0.5 | 1 | 2.5 | N/A | N/A | N/A | N/A | N/A | N/A | N/A | N/A | 118 | 3.3437 | 3.3172
[SEER Multi-Split <=65kW] GEMS (Air Conditioners up to 65kW) Determination 2019 | MEPS 2019 | AS/NZS 3823.1.4:2012 | REYQ14BYM9 |  | N/A | DAIKIN | N/A | Non Ducted | vrf | N/A | Air | Air | Thailand | 11.564 | N/A | 40 | N/A | N/A | N/A | N/A | N/A | 13.167 | 45 | Enthalpy Test Room | 3.2473 | 3.6617 | N/A | - | N/A | N/A | N/A | N/A | N/A | N/A | N/A | N/A | N/A | N/A | N/A | N/A | N/A | N/A | N/A | N/A | N/A | Three | R410A | Australia | 152762 | 2028-02-28 |  | Approved | Reverse Cycle | N/A | Yes | Class 21 | Yes | N/A | N/A | N/A | N/A | N/A | N/A | N/A | Available | N/A | N/A | http://www.daikin.com.au/ | http://www.daikin.com.au | N/A |  |  | AAC7308 | Yes | Variable output compressor | Inverter | No | No | 40000 | 11.564 | - | 3822 | 20000 | No | - | - | - | 10569.496 | 43080 | Yes | 3058 | 20000 | No | - | - | 45000 | 13.167 | 4899 | 22500 | No | - | - | Yes | 11835 | 27426 | No | - | - | No | - | - | - | - | - | No | - | - | No | - | - | No | - | - | N/A | - | 4.157 | 4.143 | 4.961 | 6.298 | 5.716 | 5.64 | 2440 | 3764 | 10271 | 4402 | 5784 | 13077 | 2.5 | 2.5 | 3 | 2.358 | 2.799 | 4.149 | 2.76 | 3.317 | 4.216 | 25184 | 9044 | 1204 | 7434 | 3641 | 800 | 0.5 | 1 | 2.5 | N/A | N/A | N/A | N/A | N/A | N/A | N/A | N/A | 118 | 3.3437 | 3.3172
[SEER Multi-Split <=65kW] GEMS (Air Conditioners up to 65kW) Determination 2019 | MEPS 2019 | AS/NZS 3823.1.4:2012 | REYQ16BYM |  | N/A | DAIKIN | N/A | Non Ducted | vrf | N/A | Air | Air | Thailand | 13.316 | N/A | 45 | N/A | N/A | N/A | N/A | N/A | 14.02 | 50 | Enthalpy Test Room | 3.1596 | 3.429 | N/A | - | N/A | N/A | N/A | N/A | N/A | N/A | N/A | N/A | N/A | N/A | N/A | N/A | N/A | N/A | N/A | N/A | N/A | Three | R410A | Australia,New Zealand | 152751 | 2028-02-27 |  | Approved | Reverse Cycle | N/A | Yes | Class 21 | Yes | N/A | N/A | N/A | N/A | N/A | N/A | N/A | Available | N/A | N/A | http://www.daikin.com.au/ | http://www.daikin.com.au | N/A |  |  | AAC7289 | Yes | Variable output compressor | Inverter | No | No | 45000 | 13.316 | - | 4961 | 22500 | No | - | - | - | 12170.824 | 48465 | Yes | 3969 | 22500 | No | - | - | 50000 | 14.02 | 5496 | 25000 | No | - | - | Yes | 18277 | 33159 | No | - | - | No | - | - | - | - | - | No | - | - | No | - | - | No | - | - | N/A | - | 3.9 | 3.899 | 4.577 | 5.724 | 5.211 | 5.151 | 2966 | 4548 | 12577 | 5496 | 7185 | 16153 | 2 | 2 | 3 | 2.455 | 3.007 | 4.18 | 2.813 | 3.516 | 4.179 | 26870 | 9356 | 1311 | 8090 | 3815 | 878 | 0.5 | 1.5 | 2.5 | N/A | N/A | N/A | N/A | N/A | N/A | N/A | N/A | 123 | 3.2771 | 3.4636
[SEER Multi-Split <=65kW] GEMS (Air Conditioners up to 65kW) Determination 2019 | MEPS 2019 | AS/NZS 3823.1.4:2012 | REYQ16BYM9 |  | N/A | DAIKIN | N/A | Non Ducted | vrf | N/A | Air | Air | Thailand | 13.316 | N/A | 45 | N/A | N/A | N/A | N/A | N/A | 14.02 | 50 | Enthalpy Test Room | 3.1596 | 3.429 | N/A | - | N/A | N/A | N/A | N/A | N/A | N/A | N/A | N/A | N/A | N/A | N/A | N/A | N/A | N/A | N/A | N/A | N/A | Three | R410A | Australia,New Zealand | 152764 | 2028-02-28 |  | Approved | Reverse Cycle | N/A | Yes | Class 21 | Yes | N/A | N/A | N/A | N/A | N/A | N/A | N/A | Available | N/A | N/A | http://www.daikin.com.au/ | http://www.daikin.com.au | N/A |  |  | AAC7316 | Yes | Variable output compressor | Inverter | No | No | 45000 | 13.316 | - | 4961 | 22500 | No | - | - | - | 12170.824 | 48465 | Yes | 3969 | 22500 | No | - | - | 50000 | 14.02 | 5496 | 25000 | No | - | - | Yes | 18276 | 33159 | No | - | - | No | - | - | - | - | - | No | - | - | No | - | - | No | - | - | N/A | - | 3.9 | 3.899 | 4.577 | 5.724 | 5.211 | 5.151 | 2966 | 4548 | 12577 | 5496 | 7185 | 16153 | 2 | 2 | 3 | 2.455 | 3.007 | 4.18 | 2.813 | 3.516 | 4.179 | 26870 | 9356 | 1311 | 8090 | 3815 | 878 | 0.5 | 1.5 | 2.5 | N/A | N/A | N/A | N/A | N/A | N/A | N/A | N/A | 123 | 3.2771 | 3.4636
[SEER Multi-Split <=65kW] GEMS (Air Conditioners up to 65kW) Determination 2019 | MEPS 2019 | AS/NZS 3823.1.4:2012 | REYQ18BYM |  | N/A | DAIKIN | N/A | Non Ducted | vrf | N/A | Air | Air | Thailand | 14.868 | N/A | 50 | N/A | N/A | N/A | N/A | N/A | 14.972 | 56 | Enthalpy Test Room | 3.3526 | 3.7651 | N/A | - | N/A | N/A | N/A | N/A | N/A | N/A | N/A | N/A | N/A | N/A | N/A | N/A | N/A | N/A | N/A | N/A | N/A | Three | R410A | Australia,New Zealand | 152752 | 2028-02-28 |  | Approved | Reverse Cycle | N/A | Yes | Class 21 | Yes | N/A | N/A | N/A | N/A | N/A | N/A | N/A | Available | N/A | N/A | http://www.daikin.com.au/ | http://www.daikin.com.au | N/A |  |  | AAC7313 | Yes | Variable output compressor | Inverter | No | No | 50000 | 14.868 | - | 5631 | 25000 | No | - | - | - | 13589.352 | 53850 | Yes | 4505 | 25000 | No | - | - | 56000 | 14.972 | 6410 | 28000 | No | - | - | Yes | 21771 | 37454 | No | - | - | No | - | - | - | - | - | No | - | - | No | - | - | No | - | - | N/A | - | 3.897 | 3.889 | 4.531 | 5.668 | 5.156 | 5.087 | 3316 | 5088 | 14139 | 6186 | 8088 | 18192 | 2 | 2 | 3 | 2.394 | 2.931 | 4.029 | 2.736 | 3.408 | 4.019 | 30837 | 10716 | 1488 | 9290 | 4381 | 994 | 0.5 | 1 | 2.5 | N/A | N/A | N/A | N/A | N/A | N/A | N/A | N/A | 129 | 3.2671 | 3.6345
[SEER Multi-Split <=65kW] GEMS (Air Conditioners up to 65kW) Determination 2019 | MEPS 2019 | AS/NZS 3823.1.4:2012 | REYQ18BYM9 |  | N/A | DAIKIN | N/A | Non Ducted | vrf | N/A | Air | Air | Thailand | 14.868 | N/A | 50 | N/A | N/A | N/A | N/A | N/A | 14.972 | 56 | Enthalpy Test Room | 3.3526 | 3.7651 | N/A | - | N/A | N/A | N/A | N/A | N/A | N/A | N/A | N/A | N/A | N/A | N/A | N/A | N/A | N/A | N/A | N/A | N/A | Three | R410A | Australia,New Zealand | 152765 | 2028-02-27 |  | Approved | Reverse Cycle | N/A | Yes | Class 21 | Yes | N/A | N/A | N/A | N/A | N/A | N/A | N/A | Available | N/A | N/A | http://www.daikin.com.au/ | http://www.daikin.com.au | N/A |  |  | AAC7286 | Yes | Variable output compressor | Inverter | No | No | 50000 | 14.868 | - | 5631 | 25000 | No | - | - | - | 13589.352 | 53850 | Yes | 4505 | 25000 | No | - | - | 56000 | 14.972 | 6410 | 28000 | No | - | - | Yes | 20321 | 37454 | No | - | - | No | - | - | - | - | - | No | - | - | No | - | - | No | - | - | N/A | - | 3.897 | 3.889 | 4.531 | 5.668 | 5.156 | 5.087 | 3316 | 5088 | 14139 | 6186 | 8088 | 18192 | 2 | 2 | 3 | 2.453 | 2.982 | 4.029 | 2.782 | 3.438 | 4.019 | 30098 | 10541 | 1488 | 9141 | 4346 | 994 | 0.5 | 1 | 2.5 | N/A | N/A | N/A | N/A | N/A | N/A | N/A | N/A | 129 | 3.2671 | 3.6345
[SEER Multi-Split <=65kW] GEMS (Air Conditioners up to 65kW) Determination 2019 | MEPS 2019 | AS/NZS 3823.1.4:2012 | REYQ20BYM |  | N/A | DAIKIN | N/A | Non Ducted | vrf | N/A | Air | Air | Thailand | 18.02 | N/A | 56 | N/A | N/A | N/A | N/A | N/A | 17.725 | 63 | Enthalpy Test Room | 3.1952 | 3.5664 | N/A | - | N/A | N/A | N/A | N/A | N/A | N/A | N/A | N/A | N/A | N/A | N/A | N/A | N/A | N/A | N/A | N/A | N/A | Three | R410A | Australia,New Zealand | 152753 | 2028-02-27 |  | Approved | Reverse Cycle | N/A | Yes | Class 21 | Yes | N/A | N/A | N/A | N/A | N/A | N/A | N/A | Available | N/A | N/A | http://www.daikin.com.au/ | http://www.daikin.com.au | N/A |  |  | AAC7290 | Yes | Variable output compressor | Inverter | No | No | 56000 | 18.02 | - | 6238 | 28000 | No | - | - | - | 16470.28 | 60312 | Yes | 4991 | 28000 | No | - | - | 63000 | 17.725 | 7466 | 31500 | No | - | - | Yes | 25979 | 41655 | No | - | - | No | - | - | - | - | - | No | - | - | No | - | - | No | - | - | N/A | - | 3.897 | 3.841 | 4.431 | 5.674 | 5.121 | 4.988 | 3737 | 5803 | 16227 | 6942 | 9144 | 20805 | 2 | 2 | 2.5 | 2.286 | 2.801 | 3.889 | 2.623 | 2.981 | 3.881 | 36278 | 12569 | 1694 | 10869 | 5568 | 1124 | 0.5 | 1 | 2 | N/A | N/A | N/A | N/A | N/A | N/A | N/A | N/A | 134 | 3.0315 | 3.4657
[SEER Multi-Split <=65kW] GEMS (Air Conditioners up to 65kW) Determination 2019 | MEPS 2019 | AS/NZS 3823.1.4:2012 | REYQ20BYM9 |  | N/A | DAIKIN | N/A | Non Ducted | vrf | N/A | Air | Air | Thailand | 18.02 | N/A | 56 | N/A | N/A | N/A | N/A | N/A | 17.725 | 63 | Enthalpy Test Room | 3.1952 | 3.5664 | N/A | - | N/A | N/A | N/A | N/A | N/A | N/A | N/A | N/A | N/A | N/A | N/A | N/A | N/A | N/A | N/A | N/A | N/A | Three | R410A | Australia,New Zealand | 152766 | 2028-02-28 |  | Approved | Reverse Cycle | N/A | Yes | Class 21 | Yes | N/A | N/A | N/A | N/A | N/A | N/A | N/A | Available | N/A | N/A | http://www.daikin.com.au/ | http://www.daikin.com.au | N/A |  |  | AAC7317 | Yes | Variable output compressor | Inverter | No | No | 56000 | 18.02 | - | 6238 | 28000 | No | - | - | - | 16470.28 | 60312 | Yes | 4991 | 28000 | No | - | - | 63000 | 17.725 | 7466 | 31500 | No | - | - | Yes | 24010 | 41655 | No | - | - | No | - | - | - | - | - | No | - | - | No | - | - | No | - | - | N/A | - | 3.897 | 3.841 | 4.431 | 5.674 | 5.121 | 4.988 | 3737 | 5803 | 16227 | 6942 | 9144 | 20805 | 2 | 2 | 2.5 | 2.352 | 2.857 | 3.889 | 2.674 | 3.029 | 3.881 | 35274 | 12331 | 1694 | 10666 | 5484 | 1124 | 0.5 | 1 | 2 | N/A | N/A | N/A | N/A | N/A | N/A | N/A | N/A | 134 | 3.0315 | 3.4657
[SEER Multi-Split <=65kW] GEMS (Air Conditioners up to 65kW) Determination 2019 | MEPS 2019 | AS/NZS 3823.1.4:2012 | REYQ22BYM |  | N/A | DAIKIN | N/A | Non Ducted | vrf | N/A | Air | Air | Thailand | 19.25 | N/A | 61.5 | N/A | N/A | N/A | N/A | N/A | 20.243 | 69 | Enthalpy Test Room | 3.1951 | 3.4382 | N/A | - | N/A | N/A | N/A | N/A | N/A | N/A | N/A | N/A | N/A | N/A | N/A | N/A | N/A | N/A | N/A | N/A | N/A | Three | R410A | Australia,New Zealand | 152754 | 2028-02-28 |  | Approved | Reverse Cycle | N/A | Yes | Class 21 | Yes | N/A | N/A | N/A | N/A | N/A | N/A | N/A | Available | N/A | N/A | http://www.daikin.com.au/ | http://www.daikin.com.au | N/A |  |  | AAC7314 | Yes | Variable output compressor | Inverter | No | No | 61500 | 19.25 | - | 7048 | 30750 | No | - | - | - | 17594.5 | 66235.5 | Yes | 5639 | 30750 | No | - | - | 69000 | 20.243 | 7915 | 34500 | No | - | - | Yes | 26118 | 43738 | No | - | - | No | - | - | - | - | - | No | - | - | No | - | - | No | - | - | N/A | - | 3.903 | 3.858 | 4.426 | 5.616 | 5.08 | 4.962 | 4115 | 6364 | 17864 | 7723 | 10143 | 22988 | 2 | 2 | 2.5 | 2.09 | 2.514 | 3.931 | 2.668 | 3.046 | 4.005 | 43421 | 15276 | 1819 | 11691 | 5959 | 1187 | 0.5 | 1 | 2 | N/A | N/A | N/A | N/A | N/A | N/A | N/A | N/A | 139 | 3.1187 | 3.3313
[SEER Multi-Split <=65kW] GEMS (Air Conditioners up to 65kW) Determination 2019 | MEPS 2019 | AS/NZS 3823.1.4:2012 | REYQ22BYM9 |  | N/A | DAIKIN | N/A | Non Ducted | vrf | N/A | Air | Air | Thailand | 19.25 | N/A | 61.5 | N/A | N/A | N/A | N/A | N/A | 20.243 | 69 | Enthalpy Test Room | 3.1951 | 3.4382 | N/A | - | N/A | N/A | N/A | N/A | N/A | N/A | N/A | N/A | N/A | N/A | N/A | N/A | N/A | N/A | N/A | N/A | N/A | Three | R410A | Australia,New Zealand | 152767 | 2028-02-27 |  | Approved | Reverse Cycle | N/A | Yes | Class 21 | Yes | N/A | N/A | N/A | N/A | N/A | N/A | N/A | Available | N/A | N/A | http://www.daikin.com.au/ | http://www.daikin.com.au | N/A |  |  | AAC7287 | Yes | Variable output compressor | Inverter | No | No | 61500 | 19.25 | - | 7048 | 30750 | No | - | - | - | 17594.5 | 66235.5 | Yes | 5639 | 30750 | No | - | - | 69000 | 20.243 | 7915 | 34500 | No | - | - | Yes | 26117 | 43738 | No | - | - | No | - | - | - | - | - | No | - | - | No | - | - | No | - | - | N/A | - | 3.903 | 3.858 | 4.426 | 5.616 | 5.08 | 4.962 | 4115 | 6364 | 17864 | 7723 | 10143 | 22988 | 2 | 2 | 2.5 | 2.09 | 2.514 | 3.931 | 2.668 | 3.046 | 4.005 | 43420 | 15276 | 1819 | 11690 | 5959 | 1187 | 0.5 | 1 | 2 | N/A | N/A | N/A | N/A | N/A | N/A | N/A | N/A | 139 | 3.1187 | 3.3313
[SEER Multi-Split >65kW] GEMS (Air Conditioners above 65kW) Determination 2022 | MEPS 2020 | AS/NZS 3823.1.4:2012 | REYQ24BYM |  | N/A | DAIKIN | 6470 | Non Ducted | vrf | N/A | Air | Air | Thailand | 22009 | 60530 | 67 | N/A | N/A | N/A | N/A | N/A | 22901 | 75 | Enthalpy Test Room | 2.9617 | 3.3321 | N/A | - | N/A | N/A | N/A | N/A | N/A | N/A | N/A | N/A | N/A | N/A | N/A | N/A | N/A | N/A | N/A | N/A | N/A | Three-phase | R410A | Australia,New Zealand | 152755 | 2028-02-27 |  | Approved | Reverse Cycle | N/A | Yes | Class 27 | Yes | N/A | N/A | N/A | N/A | N/A | N/A | N/A | Available | N/A | N/A | http://www.daikin.com.au/ | http://www.daikin.com.au | N/A |  |  | AAC7283 | Yes | Variable output compressor | Inverter | No | No | 67000 | 22009 | - | 8005 | 33500 | No | - | - | - | - | - | Yes | 6404 | 33500 | No | - | - | 75000 | 22901 | 8701 | 37500 | No | - | - | Yes | 30081 | 47530 | No | - | - | No | - | - | - | - | - | No | - | - | No | - | - | No | - | - | N/A | N/A | 3.796 | 3.737 | 4.252 | 5.425 | 4.895 | 4.761 | 4636 | 7191 | 20292 | 8737 | 11495 | 26127 | 2 | 2 | 2.5 | 2.026 | 2.44 | 3.88 | 2.605 | 2.979 | 3.958 | 48669 | 17072 | 1981 | 12990 | 6602 | 1287 | 0.5 | 0.5 | 2 | N/A | N/A | N/A | N/A | N/A | N/A | N/A | N/A | 144 | 2.9783 | 3.2068
[SEER Multi-Split >65kW] GEMS (Air Conditioners above 65kW) Determination 2022 | MEPS 2020 | AS/NZS 3823.1.4:2012 | REYQ24BYM9 |  | N/A | DAIKIN | 6470 | Non Ducted | vrf | N/A | Air | Air | Thailand | 22009 | 60530 | 67 | N/A | N/A | N/A | N/A | N/A | 22901 | 75 | Enthalpy Test Room | 2.9617 | 3.3321 | N/A | - | N/A | N/A | N/A | N/A | N/A | N/A | N/A | N/A | N/A | N/A | N/A | N/A | N/A | N/A | N/A | N/A | N/A | Three-phase | R410A | Australia,New Zealand | 152768 | 2028-02-28 |  | Approved | Reverse Cycle | N/A | Yes | Class 27 | Yes | N/A | N/A | N/A | N/A | N/A | N/A | N/A | Available | N/A | N/A | http://www.daikin.com.au/ | http://www.daikin.com.au | N/A |  |  | AAC7309 | Yes | Variable output compressor | Inverter | No | No | 67000 | 22009 | - | 8005 | 33500 | No | - | - | - | - | - | Yes | 6404 | 33500 | No | - | - | 75000 | 22901 | 8701 | 37500 | No | - | - | Yes | 30080 | 47530 | No | - | - | No | - | - | - | - | - | No | - | - | No | - | - | No | - | - | N/A | N/A | 3.796 | 3.737 | 4.252 | 5.425 | 4.895 | 4.761 | 4636 | 7191 | 20292 | 8737 | 11495 | 26127 | 2 | 2 | 2.5 | 2.026 | 2.44 | 3.88 | 2.605 | 2.979 | 3.958 | 48669 | 17071 | 1981 | 12990 | 6602 | 1287 | 0.5 | 0.5 | 2 | N/A | N/A | N/A | N/A | N/A | N/A | N/A | N/A | 144 | 2.9783 | 3.2068
[SEER Multi-Split <=65kW] GEMS (Air Conditioners up to 65kW) Determination 2019 | MEPS 2019 | AS/NZS 3823.1.4:2012 | REYQ6TAY1 |  | N/A | DAIKIN | 1.94 | Non Ducted | vrf | N/A | Air | Air | Thailand | 3.62 | 14.06 | 16 | N/A | N/A | N/A | N/A | N/A | 3.955 | 18 | Enthalpy Test Room | 4.3032 | 4.5519 | Yes | - | N/A | 59 | 66 | N/A | N/A | N/A | N/A | N/A | 4.0767 | 4.3005 | N/A | N/A | N/A | N/A | N/A | N/A | Calorimeter Room | Three | R410A | Australia,New Zealand | 153029 | 2028-03-29 |  | Approved | Reverse Cycle | N/A | No | Class 20 | No | N/A | Yes | N/A | N/A | N/A | DTA104A61 | 4.3032 | Available | N/A | N/A | http://www.daikin.com.au/ | http://www.daikin.com.au | Yes |  |  | AAC7392 | Yes | Variable output compressor | Inverter | No | - | 16000 | 3.62 | - | 1427 | 8000 | No | - | - | - | 3308.68 | 17232 | Yes | 1333 | 8000 | No | - | - | 18000 | 3.955 | 2435 | 9000 | No | - | - | Yes | 7237 | 18000 | No | - | - | No | - | - | - | - | - | No | - | - | No | - | - | No | - | - | N/A | 76 | 4.018 | 4.133 | 4.972 | 5.094 | 5.021 | 5.283 | 1004 | 1499 | 4090 | 2192 | 2639 | 5582 | 2.5 | 2.5 | 3 | 3.325 | 3.555 | 3.463 | 3.277 | 3.438 | 3.423 | 7183 | 2885 | 564 | 2528 | 1417 | 380 | 1.5 | 2 | 1.5 | N/A | N/A | N/A | N/A | N/A | N/A | N/A | N/A | 51.2 | 4.2182 | 4.3604
[SEER Multi-Split <=65kW] GEMS (Air Conditioners up to 65kW) Determination 2019 | MEPS 2019 | AS/NZS 3823.1.4:2012 | REYQ8BYM |  | N/A | DAIKIN | N/A | Non Ducted | vrf | N/A | Air | Air | Thailand | 5.37 | N/A | 22.4 | N/A | N/A | N/A | N/A | N/A | 5.89 | 25 | Enthalpy Test Room | 3.9875 | 4.4299 | N/A | - | N/A | N/A | N/A | N/A | N/A | N/A | N/A | N/A | N/A | N/A | N/A | N/A | N/A | N/A | N/A | N/A | N/A | Three | R410A | Australia,New Zealand | 152747 | 2028-02-27 |  | Approved | Reverse Cycle | N/A | Yes | Class 20 | Yes | N/A | N/A | N/A | N/A | N/A | N/A | N/A | Available | N/A | N/A | http://www.daikin.com.au/ | http://www.daikin.com.au | N/A |  |  | AAC7282 | Yes | Variable output compressor | Inverter | No | - | 22400 | 5.37 | - | 2110 | 11200 | No | - | - | - | 4908.18 | 24124.8 | Yes | 1620 | 11200 | No | - | - | 25000 | 5.89 | 2518 | 12500 | No | - | - | Yes | 9212 | 21818 | No | - | - | No | - | - | - | - | - | No | - | - | No | - | - | No | - | - | N/A | 80 | 4.476 | 4.546 | 5.565 | 7.151 | 6.425 | 6.421 | 1254 | 1901 | 5105 | 2151 | 2863 | 6411 | 2.5 | 3 | 4 | 3.531 | 4.149 | 4.578 | 3.796 | 4.299 | 4.567 | 9396 | 3452 | 628 | 3044 | 1597 | 426 | 2 | 2.5 | 3 | N/A | N/A | N/A | N/A | N/A | N/A | N/A | N/A | 68 | 4.0001 | 4.0851
[SEER Multi-Split <=65kW] GEMS (Air Conditioners up to 65kW) Determination 2019 | MEPS 2019 | AS/NZS 3823.1.4:2012 | REYQ8BYM9 |  | N/A | DAIKIN | N/A | Non Ducted | vrf | N/A | Air | Air | Thailand | 5.37 | N/A | 22.4 | N/A | N/A | N/A | N/A | N/A | 5.89 | 25 | Enthalpy Test Room | 3.9875 | 4.4299 | N/A | - | N/A | N/A | N/A | N/A | N/A | N/A | N/A | N/A | N/A | N/A | N/A | N/A | N/A | N/A | N/A | N/A | N/A | Three | R410A | Australia,New Zealand | 152758 | 2028-02-28 |  | Approved | Reverse Cycle | N/A | Yes | Class 20 | Yes | N/A | N/A | N/A | N/A | N/A | N/A | N/A | Available | N/A | N/A | http://www.daikin.com.au/ | http://www.daikin.com.au | N/A |  |  | AAC7315 | Yes | Variable output compressor | Inverter | No | - | 22400 | 5.37 | - | 2110 | 11200 | No | - | - | - | 4908.18 | 24124.8 | Yes | 1620 | 11200 | No | - | - | 25000 | 5.89 | 2518 | 12500 | No | - | - | Yes | 9211 | 21818 | No | - | - | No | - | - | - | - | - | No | - | - | No | - | - | No | - | - | N/A | 80 | 4.476 | 4.546 | 5.565 | 7.151 | 6.425 | 6.421 | 1254 | 1901 | 5105 | 2151 | 2863 | 6411 | 2.5 | 3 | 4 | 3.531 | 4.149 | 4.578 | 3.796 | 4.299 | 4.567 | 9396 | 3452 | 628 | 3044 | 1597 | 426 | 2 | 2.5 | 3 | N/A | N/A | N/A | N/A | N/A | N/A | N/A | N/A | 68 | 4.0001 | 4.0851
[SEER Multi-Split <=65kW] GEMS (Air Conditioners up to 65kW) Determination 2019 | MEPS 2019 | AS/NZS 3823.1.4:2012 | REYQ8TAY1 |  | N/A | DAIKIN | 1.94 | Non Ducted | vrf | N/A | Air | Air | Thailand | 5.48 | 14.06 | 22.4 | N/A | N/A | N/A | N/A | N/A | 5.98 | 25 | Enthalpy Test Room | 3.9539 | 4.1674 | Yes | - | N/A | 59 | 66 | N/A | N/A | N/A | N/A | N/A | 4.0767 | 4.3005 | N/A | N/A | N/A | N/A | N/A | N/A | Calorimeter Room | Three | R410A | Australia,New Zealand | 153069 | 2028-04-01 |  | Approved | Reverse Cycle | N/A | No | Class 20 | No | N/A | Yes | N/A | N/A | N/A | DTA104A61 | 4.3032 | Available | N/A | N/A | http://www.daikin.com.au/ | http://www.daikin.com.au | Yes |  |  | AAC7401 | Yes | Variable output compressor | Inverter | No | - | 22400 | 5.48 | - | 2078 | 11200 | No | - | - | - | 5008.72 | 24124.8 | Yes | 1864 | 11200 | No | - | - | 25000 | 5.98 | 2843 | 12500 | No | - | - | Yes | 8888 | 21818 | No | - | - | No | - | - | - | - | - | No | - | - | No | - | - | No | - | - | N/A | 77 | 4.23 | 4.271 | 4.965 | 5.403 | 5.209 | 5.32 | 1366 | 2071 | 5776 | 2920 | 3592 | 7794 | 2.5 | 2.5 | 3 | 3.36 | 3.831 | 4.073 | 3.523 | 3.891 | 4.053 | 9838 | 3689 | 651 | 3241 | 1721 | 434 | 1.5 | 2 | 2.5 | N/A | N/A | N/A | N/A | N/A | N/A | N/A | N/A | 54.4 | 3.9549 | 4.0559
[SEER Non Multi-Split <=65kW] GEMS (Air Conditioners up to 65kW) Determination 2019 | MEPS 2019 | AS/NZS 3823.1.1:2012 | RKF20T2VMA / FTKF20T2VMA |  | N/A | DAIKIN | N/A | Non Ducted | Single Split System | Wall Hung | Air | - | Thailand | 0.49 | N/A | 2 | N/A | N/A | N/A | N/A | N/A | - | - | Calorimeter Room | 4.1174 | - | N/A | - | N/A | N/A | N/A | N/A | N/A | N/A | N/A | N/A | N/A | N/A | N/A | N/A | N/A | N/A | N/A | N/A | N/A | Single | R32 | Australia,New Zealand | 149613 | 2027-09-29 |  | Approved | Cooling Only | N/A | Yes | Class 8 | Yes | N/A | N/A | N/A | N/A | N/A | N/A | N/A | Available | N/A | N/A | http://www.daikin.com.au/ | http://www.daikin.com.au | N/A |  |  | AAC7065 | Yes | Variable output compressor | Inverter | No | - | 2000 | 0.49 | - | 210 | 1000 | No | - | - | - | 447.86 | 2154 | No | 191.94 | 1077 | No | - | - | - | - | - | - | - | - | - | - | - | - | - | - | - | - | - | - | - | - | - | - | - | - | - | - | - | - | - | - | 55 | 59 | 4.574 | 4.524 | 4.973 | 5.544 | 5.263 | 5.3 | 118 | 181 | 521 | 259 | 323 | 704 | 3 | 3 | 3 | - | - | - | - | - | - | - | - | - | - | - | - | - | - | - | No | - | - | - | - | N/A | N/A | N/A | 2.3 | 4.0179 | -
[SEER Non Multi-Split <=65kW] GEMS (Air Conditioners up to 65kW) Determination 2019 | MEPS 2019 | AS/NZS 3823.1.1:2012 | RKF20TVMA / FTKF20TVMA |  | N/A | DAIKIN | N/A | Non Ducted | Single Split System | Wall Hung | Air | - | Thailand | 0.49 | N/A | 2 | N/A | N/A | N/A | N/A | N/A | - | - | Calorimeter Room | 4.1283 | - | N/A | - | N/A | N/A | N/A | N/A | N/A | N/A | N/A | N/A | N/A | N/A | N/A | N/A | N/A | N/A | N/A | N/A | N/A | Single | R32 | Australia,New Zealand | 162066 | 2029-05-26 |  | Approved | Cooling Only | N/A | No | Class 8 | No | N/A | N/A | N/A | N/A | N/A | N/A | N/A | Available | N/A | N/A | http://www.daikin.com.au/ | http://www.daikin.com.au | N/A |  |  | AAC8267 | Yes | Variable output compressor | Inverter | No | - | 2000 | 0.49 | - | 210 | 1000 | No | - | - | - | 447.86 | 2154 | No | 191.94 | 1077 | No | - | - | - | - | - | - | - | - | - | - | - | - | - | - | - | - | - | - | - | - | - | - | - | - | - | - | - | - | - | - | 55 | 59 | 4.79 | 4.69 | 5.032 | 5.655 | 5.347 | 5.339 | 114 | 177 | 518 | 256 | 320 | 701 | 3 | 3 | 3.5 | - | - | - | - | - | - | - | - | - | - | - | - | - | - | - | No | - | - | - | - | N/A | N/A | N/A | 1.3 | 4.0454 | -
[SEER Non Multi-Split <=65kW] GEMS (Air Conditioners up to 65kW) Determination 2019 | MEPS 2019 | AS/NZS 3823.1.1:2012 | RKF25T2VMA / FTKF25T2VMA |  | N/A | DAIKIN | N/A | Non Ducted | Single Split System | Wall Hung | Air | - | Thailand | 0.67 | N/A | 2.5 | N/A | N/A | N/A | N/A | N/A | - | - | Calorimeter Room | 3.8841 | - | N/A | - | N/A | N/A | N/A | N/A | N/A | N/A | N/A | N/A | N/A | N/A | N/A | N/A | N/A | N/A | N/A | N/A | N/A | Single | R32 | Australia,New Zealand | 149659 | 2027-09-29 |  | Approved | Cooling Only | N/A | Yes | Class 8 | Yes | N/A | N/A | N/A | N/A | N/A | N/A | N/A | Available | N/A | N/A | http://www.daikin.com.au/ | http://www.daikin.com.au | N/A |  |  | AAC7064 | Yes | Variable output compressor | Inverter | No | - | 2500 | 0.67 | - | 270 | 1250 | No | - | - | - | 612.38 | 2692.5 | No | 246.78 | 1346.25 | No | - | - | - | - | - | - | - | - | - | - | - | - | - | - | - | - | - | - | - | - | - | - | - | - | - | - | - | - | - | - | 56 | 59 | 4.477 | 4.379 | 4.749 | 5.392 | 5.089 | 5.067 | 152 | 235 | 684 | 334 | 419 | 922 | 2.5 | 2.5 | 3 | - | - | - | - | - | - | - | - | - | - | - | - | - | - | - | No | - | - | - | - | N/A | N/A | N/A | 2.3 | 3.6885 | -
[SEER Non Multi-Split <=65kW] GEMS (Air Conditioners up to 65kW) Determination 2019 | MEPS 2019 | AS/NZS 3823.1.1:2012 | RKF25TVMA / FTKF25TVMA |  | N/A | DAIKIN | N/A | Non Ducted | Single Split System | Wall Hung | Air | - | Thailand | 0.67 | N/A | 2.5 | N/A | N/A | N/A | N/A | N/A | - | - | Calorimeter Room | 3.9108 | - | N/A | - | N/A | N/A | N/A | N/A | N/A | N/A | N/A | N/A | N/A | N/A | N/A | N/A | N/A | N/A | N/A | N/A | N/A | Single | R32 | Australia,New Zealand | 162067 | 2029-05-27 |  | Approved | Cooling Only | N/A | No | Class 8 | No | N/A | N/A | N/A | N/A | N/A | N/A | N/A | Available | N/A | N/A | http://www.daikin.com.au/ | http://www.daikin.com.au | N/A |  |  | AAC8270 | Yes | Variable output compressor | Inverter | No | - | 2500 | 0.67 | - | 270 | 1250 | No | - | - | - | 612.38 | 2692.5 | No | 246.78 | 1346.25 | No | - | - | - | - | - | - | - | - | - | - | - | - | - | - | - | - | - | - | - | - | - | - | - | - | - | - | - | - | - | - | 56 | 59 | 4.641 | 4.503 | 4.792 | 5.475 | 5.152 | 5.095 | 148 | 231 | 680 | 331 | 415 | 919 | 3 | 3 | 3 | - | - | - | - | - | - | - | - | - | - | - | - | - | - | - | No | - | - | - | - | N/A | N/A | N/A | 1.3 | 3.707 | -
[SEER Non Multi-Split <=65kW] GEMS (Air Conditioners up to 65kW) Determination 2019 | MEPS 2019 | AS/NZS 3823.1.1:2012 | RKF35T2VMA / FTKF35T2VMA |  | N/A | DAIKIN | N/A | Non Ducted | Single Split System | Wall Hung | Air | - | Thailand | 0.91 | N/A | 3.5 | N/A | N/A | N/A | N/A | N/A | - | - | Calorimeter Room | 3.9012 | - | N/A | - | N/A | N/A | N/A | N/A | N/A | N/A | N/A | N/A | N/A | N/A | N/A | N/A | N/A | N/A | N/A | N/A | N/A | Single | R32 | Australia,New Zealand | 149662 | 2027-09-28 |  | Approved | Cooling Only | N/A | Yes | Class 8 | Yes | N/A | N/A | N/A | N/A | N/A | N/A | N/A | Available | N/A | N/A | http://www.daikin.com.au/ | http://www.daikin.com.au | N/A |  |  | AAC7060 | Yes | Variable output compressor | Inverter | No | - | 3500 | 0.91 | - | 350 | 1750 | No | - | - | - | 831.74 | 3769.5 | No | 319.9 | 1884.75 | No | - | - | - | - | - | - | - | - | - | - | - | - | - | - | - | - | - | - | - | - | - | - | - | - | - | - | - | - | - | - | 58 | 60 | 4.864 | 4.715 | 5.06 | 5.826 | 5.474 | 5.403 | 197 | 307 | 901 | 435 | 546 | 1212 | 3 | 3 | 3.5 | - | - | - | - | - | - | - | - | - | - | - | - | - | - | - | No | - | - | - | - | N/A | N/A | N/A | 2.3 | 3.8136 | -
[SEER Non Multi-Split <=65kW] GEMS (Air Conditioners up to 65kW) Determination 2019 | MEPS 2019 | AS/NZS 3823.1.1:2012 | RKF35TVMA / FTKF35TVMA |  | N/A | DAIKIN | N/A | Non Ducted | Single Split System | Wall Hung | Air | - | Thailand | 0.91 | N/A | 3.5 | N/A | N/A | N/A | N/A | N/A | - | - | Calorimeter Room | 3.9052 | - | N/A | - | N/A | N/A | N/A | N/A | N/A | N/A | N/A | N/A | N/A | N/A | N/A | N/A | N/A | N/A | N/A | N/A | N/A | Single | R32 | Australia,New Zealand | 162068 | 2029-05-27 |  | Approved | Cooling Only | N/A | No | Class 8 | No | N/A | N/A | N/A | N/A | N/A | N/A | N/A | Available | N/A | N/A | http://www.daikin.com.au/ | http://www.daikin.com.au | N/A |  |  | AAC8274 | Yes | Variable output compressor | Inverter | No | - | 3500 | 0.91 | - | 350 | 1750 | No | - | - | - | 831.74 | 3769.5 | No | 319.9 | 1884.75 | No | - | - | - | - | - | - | - | - | - | - | - | - | - | - | - | - | - | - | - | - | - | - | - | - | - | - | - | - | - | - | 58 | 60 | 5.001 | 4.817 | 5.095 | 5.896 | 5.526 | 5.426 | 194 | 303 | 897 | 432 | 543 | 1208 | 3.5 | 3 | 3.5 | - | - | - | - | - | - | - | - | - | - | - | - | - | - | - | No | - | - | - | - | N/A | N/A | N/A | 1.3 | 3.8277 | -
[SEER Non Multi-Split <=65kW] GEMS (Air Conditioners up to 65kW) Determination 2019 | MEPS 2019 | AS/NZS 3823.1.1:2012 | RKF46T2VMA / FTKF46T2VMA |  | N/A | DAIKIN | N/A | Non Ducted | Single Split System | Wall Hung | Air | - | Thailand | 1.31 | N/A | 4.6 | N/A | N/A | N/A | N/A | N/A | - | - | Calorimeter Room | 3.4977 | - | N/A | - | N/A | N/A | N/A | N/A | N/A | N/A | N/A | N/A | N/A | N/A | N/A | N/A | N/A | N/A | N/A | N/A | N/A | Single | R32 | Australia,New Zealand | 149663 | 2027-09-29 |  | Approved | Cooling Only | N/A | Yes | Class 9 | Yes | N/A | N/A | N/A | N/A | N/A | N/A | N/A | Available | N/A | N/A | http://www.daikin.com.au/ | http://www.daikin.com.au | N/A |  |  | AAC7068 | Yes | Variable output compressor | Inverter | No | - | 4600 | 1.31 | - | 460 | 2300 | No | - | - | - | 1197.34 | 4954.2 | No | 420.44 | 2477.1 | No | - | - | - | - | - | - | - | - | - | - | - | - | - | - | - | - | - | - | - | - | - | - | - | - | - | - | - | - | - | - | 60 | 59 | 4.814 | 4.604 | 4.899 | 5.779 | 5.388 | 5.252 | 263 | 416 | 1225 | 578 | 731 | 1640 | 3 | 3 | 3 | - | - | - | - | - | - | - | - | - | - | - | - | - | - | - | No | - | - | - | - | N/A | N/A | N/A | 2.3 | 3.4907 | -
[SEER Non Multi-Split <=65kW] GEMS (Air Conditioners up to 65kW) Determination 2019 | MEPS 2019 | AS/NZS 3823.1.1:2012 | RKF46TVMA / FTKF46TVMA |  | N/A | DAIKIN | N/A | Non Ducted | Single Split System | Wall Hung | Air | - | Thailand | 1.31 | N/A | 4.6 | N/A | N/A | N/A | N/A | N/A | - | - | Calorimeter Room | 3.6438 | - | N/A | - | N/A | N/A | N/A | N/A | N/A | N/A | N/A | N/A | N/A | N/A | N/A | N/A | N/A | N/A | N/A | N/A | N/A | Single | R32 | Australia,New Zealand | 162069 | 2029-05-27 |  | Approved | Cooling Only | N/A | No | Class 9 | No | N/A | N/A | N/A | N/A | N/A | N/A | N/A | Available | N/A | N/A | http://www.daikin.com.au/ | http://www.daikin.com.au | N/A |  |  | AAC8271 | Yes | Variable output compressor | Inverter | No | - | 4600 | 1.31 | - | 460 | 2300 | No | - | - | - | 1197.34 | 4954.2 | No | 420.44 | 2477.1 | No | - | - | - | - | - | - | - | - | - | - | - | - | - | - | - | - | - | - | - | - | - | - | - | - | - | - | - | - | - | - | 60 | 59 | 4.844 | 4.626 | 4.907 | 5.795 | 5.4 | 5.257 | 262 | 415 | 1224 | 577 | 730 | 1639 | 3 | 3 | 3 | - | - | - | - | - | - | - | - | - | - | - | - | - | - | - | No | - | - | - | - | N/A | N/A | N/A | 2 | 3.4934 | -
[SEER Non Multi-Split <=65kW] GEMS (Air Conditioners up to 65kW) Determination 2019 | MEPS 2019 | AS/NZS 3823.1.1:2012 | RKF50T2VMA / FTKF50T2VMA |  | N/A | DAIKIN | N/A | Non Ducted | Single Split System | Wall Hung | Air | - | Thailand | 1.53 | N/A | 5 | N/A | N/A | N/A | N/A | N/A | - | - | Calorimeter Room | 3.4617 | - | N/A | - | N/A | N/A | N/A | N/A | N/A | N/A | N/A | N/A | N/A | N/A | N/A | N/A | N/A | N/A | N/A | N/A | N/A | Single | R32 | Australia,New Zealand | 149672 | 2027-09-28 |  | Approved | Cooling Only | N/A | Yes | Class 9 | Yes | N/A | N/A | N/A | N/A | N/A | N/A | N/A | Available | N/A | N/A | http://www.daikin.com.au/ | http://www.daikin.com.au | N/A |  |  | AAC7061 | Yes | Variable output compressor | Inverter | No | - | 5000 | 1.53 | - | 500 | 2500 | No | - | - | - | 1398.42 | 5385 | No | 457 | 2692.5 | No | - | - | - | - | - | - | - | - | - | - | - | - | - | - | - | - | - | - | - | - | - | - | - | - | - | - | - | - | - | - | 61 | 59 | 4.736 | 4.488 | 4.765 | 5.722 | 5.304 | 5.128 | 291 | 464 | 1369 | 634 | 807 | 1826 | 3 | 2.5 | 3 | - | - | - | - | - | - | - | - | - | - | - | - | - | - | - | No | - | - | - | - | N/A | N/A | N/A | 2.3 | 3.2515 | -
[SEER Non Multi-Split <=65kW] GEMS (Air Conditioners up to 65kW) Determination 2019 | MEPS 2019 | AS/NZS 3823.1.1:2012 | RKF50TVMA / FTKF50TVMA |  | N/A | DAIKIN | N/A | Non Ducted | Single Split System | Wall Hung | Air | - | Thailand | 1.53 | N/A | 5 | N/A | N/A | N/A | N/A | N/A | - | - | Calorimeter Room | 3.3237 | - | N/A | - | N/A | N/A | N/A | N/A | N/A | N/A | N/A | N/A | N/A | N/A | N/A | N/A | N/A | N/A | N/A | N/A | N/A | Single | R32 | Australia,New Zealand | 162070 | 2029-05-26 |  | Approved | Cooling Only | N/A | No | Class 9 | No | N/A | N/A | N/A | N/A | N/A | N/A | N/A | Available | N/A | N/A | http://www.daikin.com.au/ | http://www.daikin.com.au | N/A |  |  | AAC8266 | Yes | Variable output compressor | Inverter | No | - | 5000 | 1.53 | - | 500 | 2500 | No | - | - | - | 1398.42 | 5385 | No | 457 | 2692.5 | No | - | - | - | - | - | - | - | - | - | - | - | - | - | - | - | - | - | - | - | - | - | - | - | - | - | - | - | - | - | - | 61 | 59 | 4.763 | 4.507 | 4.772 | 5.736 | 5.314 | 5.133 | 290 | 463 | 1368 | 634 | 807 | 1825 | 3 | 3 | 3 | - | - | - | - | - | - | - | - | - | - | - | - | - | - | - | No | - | - | - | - | N/A | N/A | N/A | 2 | 3.2536 | -
[SEER Non Multi-Split <=65kW] GEMS (Air Conditioners up to 65kW) Determination 2019 | MEPS 2019 | AS/NZS 3823.1.1:2012 | RKF60T2VMA / FTKF60T2VMA |  | N/A | DAIKIN | N/A | Non Ducted | Single Split System | Wall Hung | Air | - | Thailand | 1.74 | N/A | 6 | N/A | N/A | N/A | N/A | N/A | - | - | Calorimeter Room | 3.5507 | - | N/A | - | N/A | N/A | N/A | N/A | N/A | N/A | N/A | N/A | N/A | N/A | N/A | N/A | N/A | N/A | N/A | N/A | N/A | Single | R32 | Australia,New Zealand | 149674 | 2027-09-28 |  | Approved | Cooling Only | N/A | Yes | Class 9 | Yes | N/A | N/A | N/A | N/A | N/A | N/A | N/A | Available | N/A | N/A | http://www.daikin.com.au/ | http://www.daikin.com.au | N/A |  |  | AAC7062 | Yes | Variable output compressor | Inverter | No | - | 6000 | 1.74 | - | 550 | 3000 | No | - | - | - | 1590.36 | 6462 | No | 502.7 | 3231 | No | - | - | - | - | - | - | - | - | - | - | - | - | - | - | - | - | - | - | - | - | - | - | - | - | - | - | - | - | - | - | 62 | 61 | 5.138 | 4.844 | 5.134 | 6.22 | 5.748 | 5.535 | 323 | 517 | 1526 | 701 | 895 | 2031 | 3.5 | 3 | 3.5 | - | - | - | - | - | - | - | - | - | - | - | - | - | - | - | No | - | - | - | - | N/A | N/A | N/A | 2.3 | 3.4329 | -
[SEER Non Multi-Split <=65kW] GEMS (Air Conditioners up to 65kW) Determination 2019 | MEPS 2019 | AS/NZS 3823.1.1:2012 | RKF60TVMA / FTKF60TVMA |  | N/A | DAIKIN | N/A | Non Ducted | Single Split System | Wall Hung | Air | - | Thailand | 1.74 | N/A | 6 | N/A | N/A | N/A | N/A | N/A | - | - | Calorimeter Room | 3.5586 | - | N/A | - | N/A | N/A | N/A | N/A | N/A | N/A | N/A | N/A | N/A | N/A | N/A | N/A | N/A | N/A | N/A | N/A | N/A | Single | R32 | Australia,New Zealand | 162071 | 2029-05-27 |  | Approved | Cooling Only | N/A | No | Class 9 | No | N/A | N/A | N/A | N/A | N/A | N/A | N/A | Available | N/A | N/A | http://www.daikin.com.au/ | http://www.daikin.com.au | N/A |  |  | AAC8273 | Yes | Variable output compressor | Inverter | No | - | 6000 | 1.74 | - | 550 | 3000 | No | - | - | - | 1590.36 | 6462 | No | 502.7 | 3231 | No | - | - | - | - | - | - | - | - | - | - | - | - | - | - | - | - | - | - | - | - | - | - | - | - | - | - | - | - | - | - | 62 | 61 | 5.165 | 4.863 | 5.14 | 6.233 | 5.758 | 5.539 | 322 | 516 | 1525 | 700 | 894 | 2030 | 3.5 | 3 | 3.5 | - | - | - | - | - | - | - | - | - | - | - | - | - | - | - | No | - | - | - | - | N/A | N/A | N/A | 2 | 3.4349 | -
[SEER Non Multi-Split <=65kW] GEMS (Air Conditioners up to 65kW) Determination 2019 | MEPS 2019 | AS/NZS 3823.1.1:2012 | RKF71T2VMA / FTKF71T2VMA |  | N/A | DAIKIN | N/A | Non Ducted | Single Split System | Wall Hung | Air | - | Thailand | 2.12 | N/A | 7.1 | N/A | N/A | N/A | N/A | N/A | - | - | Calorimeter Room | 3.3363 | - | N/A | - | N/A | N/A | N/A | N/A | N/A | N/A | N/A | N/A | N/A | N/A | N/A | N/A | N/A | N/A | N/A | N/A | N/A | Single | R32 | Australia,New Zealand | 149676 | 2027-09-28 |  | Approved | Cooling Only | N/A | Yes | Class 9 | Yes | N/A | N/A | N/A | N/A | N/A | N/A | N/A | Available | N/A | N/A | http://www.daikin.com.au/ | http://www.daikin.com.au | N/A |  |  | AAC7063 | Yes | Variable output compressor | Inverter | No | - | 7100 | 2.12 | - | 720 | 3550 | No | - | - | - | 1937.68 | 7646.7 | No | 658.08 | 3823.35 | No | - | - | - | - | - | - | - | - | - | - | - | - | - | - | - | - | - | - | - | - | - | - | - | - | - | - | - | - | - | - | 65 | 63 | 4.785 | 4.539 | 4.787 | 5.71 | 5.303 | 5.134 | 412 | 654 | 1938 | 905 | 1149 | 2592 | 3 | 3 | 3 | - | - | - | - | - | - | - | - | - | - | - | - | - | - | - | No | - | - | - | - | N/A | N/A | N/A | 2.3 | 3.3368 | -
[SEER Non Multi-Split <=65kW] GEMS (Air Conditioners up to 65kW) Determination 2019 | MEPS 2019 | AS/NZS 3823.1.1:2012 | RKF71TVMA / FTKF71TVMA |  | N/A | DAIKIN | N/A | Non Ducted | Single Split System | Wall Hung | Air | - | Thailand | 2.12 | N/A | 7.1 | N/A | N/A | N/A | N/A | N/A | - | - | Calorimeter Room | 3.367 | - | N/A | - | N/A | N/A | N/A | N/A | N/A | N/A | N/A | N/A | N/A | N/A | N/A | N/A | N/A | N/A | N/A | N/A | N/A | Single | R32 | Australia,New Zealand | 162073 | 2029-05-27 |  | Approved | Cooling Only | N/A | No | Class 9 | No | N/A | N/A | N/A | N/A | N/A | N/A | N/A | Available | N/A | N/A | http://www.daikin.com.au/ | http://www.daikin.com.au | N/A |  |  | AAC8272 | Yes | Variable output compressor | Inverter | No | - | 7100 | 2.12 | - | 720 | 3550 | No | - | - | - | 1937.68 | 7646.7 | No | 658.08 | 3823.35 | No | - | - | - | - | - | - | - | - | - | - | - | - | - | - | - | - | - | - | - | - | - | - | - | - | - | - | - | - | - | - | 65 | 63 | 4.804 | 4.553 | 4.792 | 5.72 | 5.31 | 5.137 | 411 | 653 | 1937 | 904 | 1148 | 2591 | 3 | 3 | 3 | - | - | - | - | - | - | - | - | - | - | - | - | - | - | - | No | - | - | - | - | N/A | N/A | N/A | 2 | 3.3384 | -
[SEER Non Multi-Split <=65kW] GEMS (Air Conditioners up to 65kW) Determination 2019 | MEPS 2019 | AS/NZS 3823.1.1:2012 | RKM20Q2VMA / FTKM20Q2VMA |  | N/A | DAIKIN | 0.1 | Non Ducted | Single Split System | Wall Hung | Air | - | Thailand | 0.4 | 1.9 | 2 | 223 | N/A | N/A | N/A | 285 | - | - | Calorimeter Room | 4.9876 | - | Yes | - | N/A | 2 | N/A | N/A | N/A | N/A | N/A | N/A | 4.892 | N/A | N/A | N/A | 5.284 | N/A | 5 | N/A | Calorimeter Room | Single | R32 | Australia,New Zealand | 149252 | 2027-09-28 |  | Approved | Cooling Only | 770 | Yes | Class 8 | Yes | N/A | Yes | N/A | N/A | N/A | BRP070A43 | 4.973 | Available | N/A | N/A | http://www.daikin.com.au/ | http://www.daikin.com.au | Yes | https://reg.energyrating.gov.au/static/common/images/star_ratings_2014/Blue_EnergyStarRating_5_Star.eps | https://reg.energyrating.gov.au/static/common/images/star_ratings_2014/Blue_EnergyStarRating_5_Star.png | AAC7058 | Yes | Variable output compressor | Inverter | No | - | 2000 | 0.4 | - | 170 | 1000 | No | - | - | - | 365.6 | 2154 | Yes | 130 | 1050 | No | - | - | - | - | - | - | - | - | - | - | - | - | - | - | - | - | - | - | - | - | - | - | - | - | - | - | - | - | - | - | 54 | 58 | 6.229 | 6.13 | 6.945 | 9.455 | 8.255 | 7.95 | 85 | 132 | 372 | 150 | 204 | 468 | 4.5 | 4.5 | 5 | - | - | - | - | - | - | - | - | - | - | - | - | - | - | - | No | - | - | - | - | N/A | N/A | N/A | 2.3 | 4.9047 | -
[SEER Non Multi-Split <=65kW] GEMS (Air Conditioners up to 65kW) Determination 2019 | MEPS 2019 | AS/NZS 3823.1.1:2012 | RKM20QVMA / FTKM20QVMA |  | N/A | DAIKIN | 0.1 | Non Ducted | Single Split System | Wall Hung | Air | - | Thailand | 0.4 | 1.9 | 2 | 223 | N/A | N/A | N/A | 285 | - | - | Calorimeter Room | 4.973 | - | Yes | - | N/A | 2 | N/A | N/A | N/A | N/A | N/A | N/A | 4.892 | N/A | N/A | N/A | 5.284 | N/A | 5 | N/A | Calorimeter Room | Single | R32 | Australia,New Zealand | 130141 | 2025-10-26 |  | Approved | Cooling Only | 770 | No | Class 8 | Yes | N/A | Yes | N/A | N/A | N/A | BRP070A43 | 4.973 | Available | N/A | N/A | http://www.daikin.com.au/ | http://www.daikin.com.au | Yes | https://reg.energyrating.gov.au/static/common/images/star_ratings_2014/Blue_EnergyStarRating_5_Star.eps | https://reg.energyrating.gov.au/static/common/images/star_ratings_2014/Blue_EnergyStarRating_5_Star.png | AAC5436 | Yes | Variable output compressor | Inverter | No | - | 2000 | 0.4 | - | 170 | 1000 | No | - | - | - | 365.6 | 2154 | Yes | 130 | 1050 | No | - | - | - | - | - | - | - | - | - | - | - | - | - | - | - | - | - | - | - | - | - | - | - | - | - | - | - | - | - | - | 54 | 58 | 6.51 | 6.344 | 7.026 | 9.682 | 8.402 | 8.01 | 83 | 129 | 369 | 148 | 202 | 466 | 5 | 4.5 | 5.5 | - | - | - | - | - | - | - | - | - | - | - | - | - | - | - | No | - | - | - | - | N/A | N/A | N/A | 1.6 | 4.9333 | -
[SEER Non Multi-Split <=65kW] GEMS (Air Conditioners up to 65kW) Determination 2019 | MEPS 2019 | AS/NZS 3823.1.1:2012 | RKM20W2VMA / FTKM20W2VMA |  | N/A | DAIKIN | N/A | Non Ducted | Single Split System | Wall Hung | Air | - | Thailand | 0.415 | N/A | 2.2 | N/A | N/A | N/A | N/A | N/A | - | - | Calorimeter Room | 5.2847 | - | N/A | - | N/A | N/A | N/A | N/A | N/A | N/A | N/A | N/A | N/A | N/A | N/A | N/A | N/A | N/A | N/A | N/A | N/A | Single | R32 | Australia | 149134 | 2027-09-04 |  | Approved | Cooling Only | N/A | Yes | Class 8 | Yes | N/A | N/A | N/A | N/A | N/A | N/A | N/A | Available | N/A | N/A | http://www.daikin.com.au/ | http://www.daikin.com.au | N/A |  |  | AAC6930 | Yes | Variable output compressor | Inverter | No | - | 2200 | 0.415 | - | 200 | 1100 | No | - | - | - | 379.31 | 2369.4 | Yes | 137 | 1185 | No | - | - | - | - | - | - | - | - | - | - | - | - | - | - | - | - | - | - | - | - | - | - | - | - | - | - | - | - | - | - | 55 | 58 | 6.976 | 6.832 | 7.749 | 12.64 | 10.092 | 9.361 | 84 | 131 | 367 | 123 | 184 | 437 | 5 | 5 | 6 | - | - | - | - | - | - | - | - | - | - | - | - | - | - | - | No | - | - | - | - | N/A | N/A | N/A | 2 | 5.2162 | -
[SEER Non Multi-Split <=65kW] GEMS (Air Conditioners up to 65kW) Determination 2019 | MEPS 2019 | AS/NZS 3823.1.1:2012 | RKM20WVMA / FTKM20WVMA |  | N/A | DAIKIN | N/A | Non Ducted | Single Split System | Wall Hung | Air | - | Thailand | 0.415 | N/A | 2.2 | N/A | N/A | N/A | N/A | N/A | - | - | Calorimeter Room | 5.2985 | - | N/A | - | N/A | N/A | N/A | N/A | N/A | N/A | N/A | N/A | N/A | N/A | N/A | N/A | N/A | N/A | N/A | N/A | N/A | Single | R32 | Australia | 138889 | 2026-06-11 |  | Approved | Cooling Only | N/A | Yes | Class 8 | Yes | N/A | N/A | N/A | N/A | N/A | N/A | N/A | Available | N/A | N/A | http://www.daikin.com.au/ | http://www.daikin.com.au | N/A |  |  | AAC6073 | Yes | Variable output compressor | Inverter | No | - | 2200 | 0.415 | - | 200 | 1100 | No | - | - | - | 379.31 | 2369.4 | Yes | 137 | 1185 | No | - | - | - | - | - | - | - | - | - | - | - | - | - | - | - | - | - | - | - | - | - | - | - | - | - | - | - | - | - | - | 55 | 58 | 7.393 | 7.145 | 7.867 | 13.121 | 10.35 | 9.459 | 81 | 127 | 364 | 120 | 181 | 434 | 5.5 | 5.5 | 6 | - | - | - | - | - | - | - | - | - | - | - | - | - | - | - | No | - | - | - | - | N/A | N/A | N/A | 1.1 | 5.2541 | -
[SEER Non Multi-Split <=65kW] GEMS (Air Conditioners up to 65kW) Determination 2019 | MEPS 2019 | AS/NZS 3823.1.1:2012 | RKM20YVMA / FTKM20YVMA |  | N/A | DAIKIN | N/A | Non Ducted | Single Split System | Wall Hung | Air | - | Thailand | 0.416 | N/A | 2.2 | N/A | N/A | N/A | N/A | N/A | - | - | Calorimeter Room | 5.0117 | - | N/A | - | N/A | N/A | N/A | N/A | N/A | N/A | N/A | N/A | N/A | N/A | N/A | N/A | N/A | N/A | N/A | N/A | N/A | Single | R32 | Australia | 155098 | 2028-06-28 |  | Approved | Cooling Only | N/A | Yes | Class 8 | Yes | N/A | N/A | N/A | N/A | N/A | N/A | N/A | Available | N/A | N/A | http://www.daikin.com.au/ | http://www.daikin.com.au | N/A |  |  | AAC7606 | Yes | Variable output compressor | Inverter | No | - | 2200 | 0.416 | - | 208 | 1100 | No | - | - | - | 380.224 | 2369.4 | Yes | 138 | 1185 | No | - | - | - | - | - | - | - | - | - | - | - | - | - | - | - | - | - | - | - | - | - | - | - | - | - | - | - | - | - | - | 55 | 58 | 6.993 | 6.854 | 7.798 | 13.514 | 10.448 | 9.589 | 84 | 130 | 365 | 115 | 177 | 427 | 5 | 5 | 6 | - | - | - | - | - | - | - | - | - | - | - | - | - | - | - | No | - | - | - | - | N/A | N/A | N/A | 2 | 5.2039 | -
[SEER Non Multi-Split <=65kW] GEMS (Air Conditioners up to 65kW) Determination 2019 | MEPS 2019 | AS/NZS 3823.1.1:2012 | RKM25Q2VMA / FTKM25Q2VMA |  | N/A | DAIKIN | 0.1 | Non Ducted | Single Split System | Wall Hung | Air | - | Thailand | 0.49 | 1.9 | 2.5 | 223 | N/A | N/A | N/A | 285 | - | - | Calorimeter Room | 5.0533 | - | Yes | - | N/A | 2 | N/A | N/A | N/A | N/A | N/A | N/A | 4.892 | N/A | N/A | N/A | 5.284 | N/A | 5 | N/A | Calorimeter Room | Single | R32 | Australia,New Zealand | 149254 | 2027-09-26 |  | Approved | Cooling Only | 770 | Yes | Class 8 | Yes | N/A | Yes | N/A | N/A | N/A | BRP070A43 | 4.973 | Available | N/A | N/A | http://www.daikin.com.au/ | http://www.daikin.com.au | Yes | https://reg.energyrating.gov.au/static/common/images/star_ratings_2014/Blue_EnergyStarRating_5_Star.eps | https://reg.energyrating.gov.au/static/common/images/star_ratings_2014/Blue_EnergyStarRating_5_Star.png | AAC7045 | Yes | Variable output compressor | Inverter | No | - | 2500 | 0.49 | - | 210 | 1250 | Yes | 160 | 800 | - | 447.86 | 2692.5 | Yes | 155 | 1350 | - | 110 | 960 | - | - | - | - | - | - | - | - | - | - | - | - | - | - | - | - | - | - | - | - | - | - | - | - | - | - | - | - | 58 | 59 | 7.015 | 6.852 | 7.686 | 12.653 | 10.256 | 9.137 | 95 | 148 | 421 | 140 | 205 | 509 | 5.5 | 5 | 6 | - | - | - | - | - | - | - | - | - | - | - | - | - | - | - | No | - | - | - | - | N/A | N/A | N/A | 2.3 | 5.0224 | -
[SEER Non Multi-Split <=65kW] GEMS (Air Conditioners up to 65kW) Determination 2019 | MEPS 2019 | AS/NZS 3823.1.1:2012 | RKM25QVMA / FTKM25QVMA |  | N/A | DAIKIN | 0.1 | Non Ducted | Single Split System | Wall Hung | Air | - | Thailand | 0.49 | 1.9 | 2.5 | 223 | N/A | N/A | N/A | 285 | - | - | Calorimeter Room | 5.0504 | - | Yes | - | N/A | 2 | N/A | N/A | N/A | N/A | N/A | N/A | 4.892 | N/A | N/A | N/A | 5.284 | N/A | 5 | N/A | Calorimeter Room | Single | R32 | Australia,New Zealand | 130143 | 2025-11-17 |  | Approved | Cooling Only | 770 | No | Class 8 | Yes | N/A | Yes | N/A | N/A | N/A | BRP070A43 | 4.973 | Available | N/A | N/A | http://www.daikin.com.au/ | http://www.daikin.com.au | Yes | https://reg.energyrating.gov.au/static/common/images/star_ratings_2014/Blue_EnergyStarRating_5_Star.eps | https://reg.energyrating.gov.au/static/common/images/star_ratings_2014/Blue_EnergyStarRating_5_Star.png | AAC5494 | Yes | Variable output compressor | Inverter | No | - | 2500 | 0.49 | - | 210 | 1250 | Yes | 160 | 800 | - | 447.86 | 2692.5 | Yes | 155 | 1350 | - | 110 | 960 | - | - | - | - | - | - | - | - | - | - | - | - | - | - | - | - | - | - | - | - | - | - | - | - | - | - | - | - | 56 | 59 | 7.298 | 7.065 | 7.765 | 12.979 | 10.437 | 9.2 | 93 | 145 | 418 | 138 | 203 | 507 | 5.5 | 5.5 | 6 | - | - | - | - | - | - | - | - | - | - | - | - | - | - | - | No | - | - | - | - | N/A | N/A | N/A | 1.6 | 5.0463 | -
[SEER Non Multi-Split <=65kW] GEMS (Air Conditioners up to 65kW) Determination 2019 | MEPS 2019 | AS/NZS 3823.1.1:2012 | RKM25W2VMA / FTKM25W2VMA |  | N/A | DAIKIN | N/A | Non Ducted | Single Split System | Wall Hung | Air | - | Thailand | 0.465 | N/A | 2.5 | N/A | N/A | N/A | N/A | N/A | - | - | Calorimeter Room | 5.4683 | - | N/A | - | N/A | N/A | N/A | N/A | N/A | N/A | N/A | N/A | N/A | N/A | N/A | N/A | N/A | N/A | N/A | N/A | N/A | Single | R32 | Australia | 149135 | 2027-09-06 |  | Approved | Cooling Only | N/A | Yes | Class 8 | Yes | N/A | N/A | N/A | N/A | N/A | N/A | N/A | Unavailable | N/A | N/A | http://www.daikin.com.au/ | http://www.daikin.com.au | N/A |  |  | AAC6950 | Yes | Variable output compressor | Inverter | No | - | 2500 | 0.465 | - | 220 | 1250 | Yes | 190 | 1100 | - | 425.01 | 2692.5 | Yes | 155 | 1346 | - | 133 | 1185 | - | - | - | - | - | - | - | - | - | - | - | - | - | - | - | - | - | - | - | - | - | - | - | - | - | - | - | - | 57 | 59 | 7.16 | 7.003 | 7.847 | 12.442 | 10.132 | 9.337 | 94 | 145 | 413 | 143 | 208 | 499 | 5.5 | 5.5 | 6 | - | - | - | - | - | - | - | - | - | - | - | - | - | - | - | No | - | - | - | - | N/A | N/A | N/A | 2 | 5.2993 | -
[SEER Non Multi-Split <=65kW] GEMS (Air Conditioners up to 65kW) Determination 2019 | MEPS 2019 | AS/NZS 3823.1.1:2012 | RKM25WVMA / FTKM25WVMA |  | N/A | DAIKIN | N/A | Non Ducted | Single Split System | Wall Hung | Air | - | Thailand | 0.465 | N/A | 2.5 | N/A | N/A | N/A | N/A | N/A | - | - | Calorimeter Room | 5.4671 | - | N/A | - | N/A | N/A | N/A | N/A | N/A | N/A | N/A | N/A | N/A | N/A | N/A | N/A | N/A | N/A | N/A | N/A | N/A | Single | R32 | Australia | 138890 | 2026-06-11 |  | Approved | Cooling Only | N/A | Yes | Class 8 | Yes | N/A | N/A | N/A | N/A | N/A | N/A | N/A | Available | N/A | N/A | http://www.daikin.com.au/ | http://www.daikin.com.au | N/A |  |  | AAC6079 | Yes | Variable output compressor | Inverter | No | - | 2500 | 0.465 | - | 220 | 1250 | Yes | 190 | 1100 | - | 425.01 | 2692.5 | Yes | 155 | 1346 | - | 133 | 1185 | - | - | - | - | - | - | - | - | - | - | - | - | - | - | - | - | - | - | - | - | - | - | - | - | - | - | - | - | 57 | 59 | 7.545 | 7.292 | 7.953 | 12.85 | 10.36 | 9.423 | 91 | 142 | 409 | 140 | 206 | 496 | 6 | 5.5 | 6 | - | - | - | - | - | - | - | - | - | - | - | - | - | - | - | No | - | - | - | - | N/A | N/A | N/A | 1.1 | 5.3337 | -
[SEER Non Multi-Split <=65kW] GEMS (Air Conditioners up to 65kW) Determination 2019 | MEPS 2019 | AS/NZS 3823.1.1:2012 | RKM25YVMA / FTKM25YVMA |  | N/A | DAIKIN | N/A | Non Ducted | Single Split System | Wall Hung | Air | - | Thailand | 0.465 | N/A | 2.5 | N/A | N/A | N/A | N/A | N/A | - | - | Calorimeter Room | 5.1021 | - | N/A | - | N/A | N/A | N/A | N/A | N/A | N/A | N/A | N/A | N/A | N/A | N/A | N/A | N/A | N/A | N/A | N/A | N/A | Single | R32 | Australia | 155099 | 2028-06-28 |  | Approved | Cooling Only | N/A | Yes | Class 8 | Yes | N/A | N/A | N/A | N/A | N/A | N/A | N/A | Available | N/A | N/A | http://www.daikin.com.au/ | http://www.daikin.com.au | N/A |  |  | AAC7602 | Yes | Variable output compressor | Inverter | No | - | 2500 | 0.465 | - | 220 | 1250 | Yes | 201 | 1000 | - | 425.01 | 2692.5 | Yes | 155 | 1346 | - | 133 | 1185 | - | - | - | - | - | - | - | - | - | - | - | - | - | - | - | - | - | - | - | - | - | - | - | - | - | - | - | - | 57 | 59 | 7.278 | 7.133 | 7.986 | 13.97 | 10.926 | 9.647 | 92 | 143 | 405 | 127 | 193 | 482 | 5.5 | 5.5 | 6 | - | - | - | - | - | - | - | - | - | - | - | - | - | - | - | No | - | - | - | - | N/A | N/A | N/A | 2 | 5.2993 | -
[SEER Non Multi-Split <=65kW] GEMS (Air Conditioners up to 65kW) Determination 2019 | MEPS 2019 | AS/NZS 3823.1.1:2012 | RKM35Q2VMA / FTKM35Q2VMA |  | N/A | DAIKIN | 0.64 | Non Ducted | Single Split System | Wall Hung | Air | - | Thailand | 0.81 | 2.86 | 3.5 | 223 | N/A | N/A | N/A | 285 | - | - | Calorimeter Room | 4.2207 | - | Yes | - | N/A | 2 | N/A | N/A | N/A | N/A | N/A | N/A | 4.2 | N/A | N/A | N/A | 3.9 | N/A | 3.5 | N/A | Calorimeter Room | Single | R32 | Australia,New Zealand | 149256 | 2027-09-26 |  | Approved | Cooling Only | 770 | Yes | Class 8 | Yes | N/A | Yes | N/A | N/A | N/A | BRP070A43 | 4.2345 | Available | N/A | N/A | http://www.daikin.com.au/ | http://www.daikin.com.au | Yes | https://reg.energyrating.gov.au/static/common/images/star_ratings_2014/Blue_EnergyStarRating_3.5_Star.eps | https://reg.energyrating.gov.au/static/common/images/star_ratings_2014/Blue_EnergyStarRating_3.5_Star.png | AAC7044 | Yes | Variable output compressor | Inverter | No | - | 3500 | 0.81 | - | 310 | 1750 | Yes | 160 | 800 | - | 740.34 | 3769.5 | Yes | 240 | 1800 | - | 110 | 960 | - | - | - | - | - | - | - | - | - | - | - | - | - | - | - | - | - | - | - | - | - | - | - | - | - | - | - | - | 58 | 61 | 6.415 | 6.2 | 6.64 | 11.193 | 9.193 | 7.719 | 148 | 232 | 685 | 224 | 323 | 847 | 4.5 | 4.5 | 5 | - | - | - | - | - | - | - | - | - | - | - | - | - | - | - | No | - | - | - | - | N/A | N/A | N/A | 2.3 | 4.2799 | -
[SEER Non Multi-Split <=65kW] GEMS (Air Conditioners up to 65kW) Determination 2019 | MEPS 2019 | AS/NZS 3823.1.1:2012 | RKM35QVMA / FTKM35QVMA |  | N/A | DAIKIN | 0.64 | Non Ducted | Single Split System | Wall Hung | Air | - | Thailand | 0.81 | 2.86 | 3.5 | 223 | N/A | N/A | N/A | 285 | - | - | Calorimeter Room | 4.2345 | - | Yes | - | N/A | 2 | N/A | N/A | N/A | N/A | N/A | N/A | 4.2 | N/A | N/A | N/A | 3.9 | N/A | 3.5 | N/A | Calorimeter Room | Single | R32 | Australia,New Zealand | 130144 | 2025-10-26 |  | Approved | Cooling Only | 770 | No | Class 8 | Yes | N/A | Yes | N/A | N/A | N/A | BRP070A43 | 4.2345 | Available | N/A | N/A | http://www.daikin.com.au/ | http://www.daikin.com.au | Yes | https://reg.energyrating.gov.au/static/common/images/star_ratings_2014/Blue_EnergyStarRating_3.5_Star.eps | https://reg.energyrating.gov.au/static/common/images/star_ratings_2014/Blue_EnergyStarRating_3.5_Star.png | AAC5445 | Yes | Variable output compressor | Inverter | No | - | 3500 | 0.81 | - | 310 | 1750 | Yes | 160 | 800 | - | 740.34 | 3769.5 | Yes | 240 | 1800 | - | 110 | 960 | - | - | - | - | - | - | - | - | - | - | - | - | - | - | - | - | - | - | - | - | - | - | - | - | - | - | - | - | 58 | 61 | 6.582 | 6.323 | 6.682 | 11.373 | 9.296 | 7.752 | 146 | 230 | 682 | 222 | 321 | 844 | 5 | 4.5 | 5 | - | - | - | - | - | - | - | - | - | - | - | - | - | - | - | No | - | - | - | - | N/A | N/A | N/A | 1.6 | 4.2923 | -
[SEER Non Multi-Split <=65kW] GEMS (Air Conditioners up to 65kW) Determination 2019 | MEPS 2019 | AS/NZS 3823.1.1:2012 | RKM35W2VMA / FTKM35W2VMA |  | N/A | DAIKIN | N/A | Non Ducted | Single Split System | Wall Hung | Air | - | Thailand | 0.8 | N/A | 3.5 | N/A | N/A | N/A | N/A | N/A | - | - | Calorimeter Room | 4.4211 | - | N/A | - | N/A | N/A | N/A | N/A | N/A | N/A | N/A | N/A | N/A | N/A | N/A | N/A | N/A | N/A | N/A | N/A | N/A | Single | R32 | Australia | 149137 | 2027-09-06 |  | Approved | Cooling Only | N/A | Yes | Class 8 | Yes | N/A | N/A | N/A | N/A | N/A | N/A | N/A | Available | N/A | N/A | http://www.daikin.com.au/ | http://www.daikin.com.au | N/A |  |  | AAC6951 | Yes | Variable output compressor | Inverter | No | - | 3500 | 0.8 | - | 295 | 1750 | Yes | 196 | 1100 | - | 731.2 | 3769.5 | Yes | 235 | 1885 | - | 135 | 1185 | - | - | - | - | - | - | - | - | - | - | - | - | - | - | - | - | - | - | - | - | - | - | - | - | - | - | - | - | 58 | 61 | 6.725 | 6.434 | 6.92 | 11.568 | 9.394 | 8.035 | 142 | 224 | 658 | 217 | 317 | 814 | 5 | 4.5 | 5 | - | - | - | - | - | - | - | - | - | - | - | - | - | - | - | No | - | - | - | - | N/A | N/A | N/A | 2 | 4.3383 | -
[SEER Non Multi-Split <=65kW] GEMS (Air Conditioners up to 65kW) Determination 2019 | MEPS 2019 | AS/NZS 3823.1.1:2012 | RKM35WVMA / FTKM35WVMA |  | N/A | DAIKIN | N/A | Non Ducted | Single Split System | Wall Hung | Air | - | Thailand | 0.8 | N/A | 3.5 | N/A | N/A | N/A | N/A | N/A | - | - | Calorimeter Room | 4.4327 | - | N/A | - | N/A | N/A | N/A | N/A | N/A | N/A | N/A | N/A | N/A | N/A | N/A | N/A | N/A | N/A | N/A | N/A | N/A | Single | R32 | Australia | 138891 | 2026-06-11 |  | Approved | Cooling Only | N/A | Yes | Class 8 | Yes | N/A | N/A | N/A | N/A | N/A | N/A | N/A | Available | N/A | N/A | http://www.daikin.com.au/ | http://www.daikin.com.au | N/A |  |  | AAC6072 | Yes | Variable output compressor | Inverter | No | - | 3500 | 0.8 | - | 295 | 1750 | Yes | 196 | 1100 | - | 731.2 | 3769.5 | Yes | 235 | 1885 | - | 135 | 1185 | - | - | - | - | - | - | - | - | - | - | - | - | - | - | - | - | - | - | - | - | - | - | - | - | - | - | - | - | 58 | 61 | 6.963 | 6.606 | 6.979 | 11.818 | 9.532 | 8.08 | 139 | 221 | 655 | 214 | 314 | 811 | 5 | 5 | 5 | - | - | - | - | - | - | - | - | - | - | - | - | - | - | - | No | - | - | - | - | N/A | N/A | N/A | 1.1 | 4.3548 | -
[SEER Non Multi-Split <=65kW] GEMS (Air Conditioners up to 65kW) Determination 2019 | MEPS 2019 | AS/NZS 3823.1.1:2012 | RKM35YVMA / FTKM35YVMA |  | N/A | DAIKIN | N/A | Non Ducted | Single Split System | Wall Hung | Air | - | Thailand | 0.8 | N/A | 3.5 | N/A | N/A | N/A | N/A | N/A | - | - | Calorimeter Room | 4.3308 | - | N/A | - | N/A | N/A | N/A | N/A | N/A | N/A | N/A | N/A | N/A | N/A | N/A | N/A | N/A | N/A | N/A | N/A | N/A | Single | R32 | Australia | 155100 | 2028-06-28 |  | Approved | Cooling Only | N/A | Yes | Class 8 | Yes | N/A | N/A | N/A | N/A | N/A | N/A | N/A | Available | N/A | N/A | http://www.daikin.com.au/ | http://www.daikin.com.au | N/A |  |  | AAC7605 | Yes | Variable output compressor | Inverter | No | - | 3500 | 0.8 | - | 295 | 1750 | Yes | 196 | 1000 | - | 731.2 | 3769.5 | Yes | 235 | 1885 | - | 135 | 1185 | - | - | - | - | - | - | - | - | - | - | - | - | - | - | - | - | - | - | - | - | - | - | - | - | - | - | - | - | 58 | 61 | 6.765 | 6.475 | 6.958 | 11.776 | 9.565 | 8.099 | 141 | 223 | 654 | 213 | 311 | 807 | 5 | 4.5 | 5 | - | - | - | - | - | - | - | - | - | - | - | - | - | - | - | No | - | - | - | - | N/A | N/A | N/A | 2 | 4.3383 | -
[SEER Non Multi-Split <=65kW] GEMS (Air Conditioners up to 65kW) Determination 2019 | MEPS 2019 | AS/NZS 3823.1.1:2012 | RKM46Q2VMA / FTKM46Q2VMA |  | N/A | DAIKIN | 1.2 | Non Ducted | Single Split System | Wall Hung | Air | - | Thailand | 1.2 | 3.4 | 4.6 | 223 | N/A | N/A | N/A | 285 | - | - | Calorimeter Room | 3.8803 | - | Yes | - | N/A | 3 | N/A | N/A | N/A | N/A | N/A | N/A | 3.8347 | N/A | N/A | N/A | 3.1694 | N/A | 3 | N/A | Calorimeter Room | Single | R32 | Australia,New Zealand | 149258 | 2027-09-26 |  | Approved | Cooling Only | 770 | Yes | Class 9 | Yes | N/A | Yes | N/A | N/A | N/A | BRP070A43 | 3.8675 | Available | N/A | N/A | http://www.daikin.com.au/ | http://www.daikin.com.au | Yes | https://reg.energyrating.gov.au/static/common/images/star_ratings_2014/Blue_EnergyStarRating_3_Star.eps | https://reg.energyrating.gov.au/static/common/images/star_ratings_2014/Blue_EnergyStarRating_3_Star.png | AAC7043 | Yes | Variable output compressor | Inverter | No | - | 4600 | 1.2 | - | 440 | 2300 | No | - | - | - | 1096.8 | 4954.2 | Yes | 360 | 2450 | No | - | - | - | - | - | - | - | - | - | - | - | - | - | - | - | - | - | - | - | - | - | - | - | - | - | - | - | - | - | - | 60 | 59 | 5.538 | 5.275 | 5.668 | 7.484 | 6.645 | 6.309 | 228 | 362 | 1058 | 445 | 592 | 1364 | 4 | 3.5 | 4 | - | - | - | - | - | - | - | - | - | - | - | - | - | - | - | No | - | - | - | - | N/A | N/A | N/A | 2.3 | 3.8087 | -
[SEER Non Multi-Split <=65kW] GEMS (Air Conditioners up to 65kW) Determination 2019 | MEPS 2019 | AS/NZS 3823.1.1:2012 | RKM46QVMA / FTKM46QVMA |  | N/A | DAIKIN | 1.2 | Non Ducted | Single Split System | Wall Hung | Air | - | Thailand | 1.2 | 3.4 | 4.6 | 223 | N/A | N/A | N/A | 285 | - | - | Calorimeter Room | 3.8675 | - | Yes | - | N/A | 3 | N/A | N/A | N/A | N/A | N/A | N/A | 3.8347 | N/A | N/A | N/A | 3.1694 | N/A | 3 | N/A | Calorimeter Room | Single | R32 | Australia,New Zealand | 130145 | 2025-10-26 |  | Approved | Cooling Only | 770 | No | Class 9 | Yes | N/A | Yes | N/A | N/A | N/A | BRP070A43 | 3.8675 | Available | N/A | N/A | http://www.daikin.com.au/ | http://www.daikin.com.au | Yes | https://reg.energyrating.gov.au/static/common/images/star_ratings_2014/Blue_EnergyStarRating_3_Star.eps | https://reg.energyrating.gov.au/static/common/images/star_ratings_2014/Blue_EnergyStarRating_3_Star.png | AAC5437 | Yes | Variable output compressor | Inverter | No | - | 4600 | 1.2 | - | 440 | 2300 | No | - | - | - | 1096.8 | 4954.2 | Yes | 360 | 2450 | No | - | - | - | - | - | - | - | - | - | - | - | - | - | - | - | - | - | - | - | - | - | - | - | - | - | - | - | - | - | - | 60 | 59 | 5.605 | 5.322 | 5.685 | 7.528 | 6.674 | 6.32 | 226 | 360 | 1056 | 443 | 590 | 1363 | 4 | 3.5 | 4 | - | - | - | - | - | - | - | - | - | - | - | - | - | - | - | No | - | - | - | - | N/A | N/A | N/A | 1.8 | 3.814 | -
[SEER Non Multi-Split <=65kW] GEMS (Air Conditioners up to 65kW) Determination 2019 | MEPS 2019 | AS/NZS 3823.1.1:2012 | RKM46W2VMA / FTKM46W2VMA |  | N/A | DAIKIN | N/A | Non Ducted | Single Split System | Wall Hung | Air | - | Thailand | 1.165 | N/A | 4.6 | N/A | N/A | N/A | N/A | N/A | - | - | Calorimeter Room | 4.0679 | - | N/A | - | N/A | N/A | N/A | N/A | N/A | N/A | N/A | N/A | N/A | N/A | N/A | N/A | N/A | N/A | N/A | N/A | N/A | Single | R32 | Australia | 149138 | 2027-09-04 |  | Approved | Cooling Only | N/A | Yes | Class 9 | Yes | N/A | N/A | N/A | N/A | N/A | N/A | N/A | Available | N/A | N/A | http://www.daikin.com.au/ | http://www.daikin.com.au | N/A |  |  | AAC6931 | Yes | Variable output compressor | Inverter | No | - | 4600 | 1.165 | - | 450 | 2300 | No | - | - | - | 1064.81 | 4954.2 | Yes | 345 | 2477 | No | - | - | - | - | - | - | - | - | - | - | - | - | - | - | - | - | - | - | - | - | - | - | - | - | - | - | - | - | - | - | 59 | 59 | 5.916 | 5.611 | 6.053 | 8.725 | 7.432 | 6.928 | 214 | 341 | 991 | 382 | 529 | 1243 | 4 | 4 | 4.5 | - | - | - | - | - | - | - | - | - | - | - | - | - | - | - | No | - | - | - | - | N/A | N/A | N/A | 2 | 3.9257 | -
[SEER Non Multi-Split <=65kW] GEMS (Air Conditioners up to 65kW) Determination 2019 | MEPS 2019 | AS/NZS 3823.1.1:2012 | RKM46WVMA / FTKM46WVMA |  | N/A | DAIKIN | N/A | Non Ducted | Single Split System | Wall Hung | Air | - | Thailand | 1.165 | N/A | 4.6 | N/A | N/A | N/A | N/A | N/A | - | - | Calorimeter Room | 4.0009 | - | N/A | - | N/A | N/A | N/A | N/A | N/A | N/A | N/A | N/A | N/A | N/A | N/A | N/A | N/A | N/A | N/A | N/A | N/A | Single | R32 | Australia | 138892 | 2026-06-11 |  | Approved | Cooling Only | N/A | Yes | Class 9 | Yes | N/A | N/A | N/A | N/A | N/A | N/A | N/A | Available | N/A | N/A | http://www.daikin.com.au/ | http://www.daikin.com.au | N/A |  |  | AAC6078 | Yes | Variable output compressor | Inverter | No | - | 4600 | 1.165 | - | 450 | 2300 | No | - | - | - | 1064.81 | 4954.2 | Yes | 345 | 2477 | No | - | - | - | - | - | - | - | - | - | - | - | - | - | - | - | - | - | - | - | - | - | - | - | - | - | - | - | - | - | - | 59 | 59 | 6.055 | 5.71 | 6.088 | 8.832 | 7.498 | 6.953 | 211 | 337 | 988 | 379 | 526 | 1240 | 4.5 | 4 | 4.5 | - | - | - | - | - | - | - | - | - | - | - | - | - | - | - | No | - | - | - | - | N/A | N/A | N/A | 1.1 | 3.9359 | -
[SEER Non Multi-Split <=65kW] GEMS (Air Conditioners up to 65kW) Determination 2019 | MEPS 2019 | AS/NZS 3823.1.1:2012 | RKM50Q2VMA / FTKM50Q2VMA |  | N/A | DAIKIN | 0.9 | Non Ducted | Single Split System | Wall Hung | Air | - | Thailand | 1.14 | 4.1 | 5 | 263 | N/A | N/A | N/A | 295 | - | - | Calorimeter Room | 4.3374 | - | Yes | - | N/A | 3 | N/A | N/A | N/A | N/A | N/A | N/A | 4.3281 | N/A | N/A | N/A | 4.1561 | N/A | 4 | N/A | Calorimeter Room | Single | R32 | Australia,New Zealand | 149259 | 2027-09-28 |  | Approved | Cooling Only | 990 | Yes | Class 9 | Yes | N/A | Yes | N/A | N/A | N/A | BRP070A44 | 4.3673 | Available | N/A | N/A | http://www.daikin.com.au/ | http://www.daikin.com.au | Yes | https://reg.energyrating.gov.au/static/common/images/star_ratings_2014/Blue_EnergyStarRating_4_Star.eps | https://reg.energyrating.gov.au/static/common/images/star_ratings_2014/Blue_EnergyStarRating_4_Star.png | AAC7053 | Yes | Variable output compressor | Inverter | No | - | 5000 | 1.14 | - | 410 | 2500 | No | - | - | - | 1041.96 | 5385 | Yes | 320 | 2690 | No | - | - | - | - | - | - | - | - | - | - | - | - | - | - | - | - | - | - | - | - | - | - | - | - | - | - | - | - | - | - | 61 | 59 | 6.717 | 6.347 | 6.879 | 9.778 | 8.397 | 7.847 | 204 | 327 | 947 | 369 | 508 | 1192 | 5 | 4.5 | 5 | - | - | - | - | - | - | - | - | - | - | - | - | - | - | - | No | - | - | - | - | N/A | N/A | N/A | 2.3 | 4.3563 | -
[SEER Non Multi-Split <=65kW] GEMS (Air Conditioners up to 65kW) Determination 2019 | MEPS 2019 | AS/NZS 3823.1.1:2012 | RKM50QVMA / FTKM50QVMA |  | N/A | DAIKIN | 0.9 | Non Ducted | Single Split System | Wall Hung | Air | - | Thailand | 1.14 | 4.1 | 5 | 263 | N/A | N/A | N/A | 295 | - | - | Calorimeter Room | 4.3673 | - | Yes | - | N/A | 3 | N/A | N/A | N/A | N/A | N/A | N/A | 4.3281 | N/A | N/A | N/A | 4.1561 | N/A | 4 | N/A | Calorimeter Room | Single | R32 | Australia,New Zealand | 130146 | 2025-10-26 |  | Approved | Cooling Only | 990 | No | Class 9 | Yes | N/A | Yes | N/A | N/A | N/A | BRP070A44 | 4.3673 | Available | N/A | N/A | http://www.daikin.com.au/ | http://www.daikin.com.au | Yes | https://reg.energyrating.gov.au/static/common/images/star_ratings_2014/Blue_EnergyStarRating_4_Star.eps | https://reg.energyrating.gov.au/static/common/images/star_ratings_2014/Blue_EnergyStarRating_4_Star.png | AAC5446 | Yes | Variable output compressor | Inverter | No | - | 5000 | 1.14 | - | 410 | 2500 | No | - | - | - | 1041.96 | 5385 | Yes | 320 | 2690 | No | - | - | - | - | - | - | - | - | - | - | - | - | - | - | - | - | - | - | - | - | - | - | - | - | - | - | - | - | - | - | 61 | 59 | 6.808 | 6.411 | 6.902 | 9.846 | 8.439 | 7.864 | 202 | 325 | 945 | 368 | 507 | 1190 | 5 | 4.5 | 5 | - | - | - | - | - | - | - | - | - | - | - | - | - | - | - | No | - | - | - | - | N/A | N/A | N/A | 1.8 | 4.3627 | -
[SEER Non Multi-Split <=65kW] GEMS (Air Conditioners up to 65kW) Determination 2019 | MEPS 2019 | AS/NZS 3823.1.1:2012 | RKM50W2VMA / FTKM50W2VMA |  | N/A | DAIKIN | N/A | Non Ducted | Single Split System | Wall Hung | Air | - | Thailand | 1.13 | N/A | 5 | N/A | N/A | N/A | N/A | N/A | - | - | Calorimeter Room | 4.4477 | - | N/A | - | N/A | N/A | N/A | N/A | N/A | N/A | N/A | N/A | N/A | N/A | N/A | N/A | N/A | N/A | N/A | N/A | N/A | Single | R32 | Australia | 149142 | 2027-09-04 |  | Approved | Cooling Only | N/A | Yes | Class 9 | Yes | N/A | N/A | N/A | N/A | N/A | N/A | N/A | Available | N/A | N/A | http://www.daikin.com.au/ | http://www.daikin.com.au | N/A |  |  | AAC6932 | Yes | Variable output compressor | Inverter | No | - | 5000 | 1.13 | - | 418 | 2500 | No | - | - | - | 1032.82 | 5385 | Yes | 320 | 2693 | No | - | - | - | - | - | - | - | - | - | - | - | - | - | - | - | - | - | - | - | - | - | - | - | - | - | - | - | - | - | - | 61 | 59 | 6.821 | 6.439 | 6.963 | 10.149 | 8.606 | 7.997 | 201 | 323 | 936 | 356 | 496 | 1170 | 5 | 4.5 | 5 | - | - | - | - | - | - | - | - | - | - | - | - | - | - | - | No | - | - | - | - | N/A | N/A | N/A | 2 | 4.3985 | -
[SEER Non Multi-Split <=65kW] GEMS (Air Conditioners up to 65kW) Determination 2019 | MEPS 2019 | AS/NZS 3823.1.1:2012 | RKM50WVMA / FTKM50WVMA |  | N/A | DAIKIN | N/A | Non Ducted | Single Split System | Wall Hung | Air | - | Thailand | 1.13 | N/A | 5 | N/A | N/A | N/A | N/A | N/A | - | - | Calorimeter Room | 4.4477 | - | N/A | - | N/A | N/A | N/A | N/A | N/A | N/A | N/A | N/A | N/A | N/A | N/A | N/A | N/A | N/A | N/A | N/A | N/A | Single | R32 | Australia | 138893 | 2026-06-11 |  | Approved | Cooling Only | N/A | Yes | Class 9 | Yes | N/A | N/A | N/A | N/A | N/A | N/A | N/A | Available | N/A | N/A | http://www.daikin.com.au/ | http://www.daikin.com.au | N/A |  |  | AAC6071 | Yes | Variable output compressor | Inverter | No | - | 5000 | 1.13 | - | 418 | 2500 | No | - | - | - | 1032.82 | 5385 | Yes | 320 | 2693 | No | - | - | - | - | - | - | - | - | - | - | - | - | - | - | - | - | - | - | - | - | - | - | - | - | - | - | - | - | - | - | 61 | 59 | 6.991 | 6.558 | 7.004 | 10.282 | 8.688 | 8.028 | 198 | 319 | 933 | 353 | 494 | 1167 | 5 | 5 | 5.5 | - | - | - | - | - | - | - | - | - | - | - | - | - | - | - | No | - | - | - | - | N/A | N/A | N/A | 1.1 | 4.4103 | -
[SEER Non Multi-Split <=65kW] GEMS (Air Conditioners up to 65kW) Determination 2019 | MEPS 2019 | AS/NZS 3823.1.1:2012 | RKM60Q2VMA / FTKM60Q2VMA |  | N/A | DAIKIN | 1.15 | Non Ducted | Single Split System | Wall Hung | Air | - | Thailand | 1.52 | 4.85 | 6 | 263 | N/A | N/A | N/A | 295 | - | - | Calorimeter Room | 3.9939 | - | Yes | - | N/A | 3 | N/A | N/A | N/A | N/A | N/A | N/A | 3.9738 | N/A | N/A | N/A | 3.4476 | N/A | 3 | N/A | Calorimeter Room | Single | R32 | Australia,New Zealand | 149262 | 2027-09-26 |  | Approved | Cooling Only | 990 | Yes | Class 9 | Yes | N/A | Yes | N/A | N/A | N/A | BRP070A44 | 4.0014 | Available | N/A | N/A | http://www.daikin.com.au/ | http://www.daikin.com.au | Yes | https://reg.energyrating.gov.au/static/common/images/star_ratings_2014/Blue_EnergyStarRating_3_Star.eps | https://reg.energyrating.gov.au/static/common/images/star_ratings_2014/Blue_EnergyStarRating_3_Star.png | AAC7042 | Yes | Variable output compressor | Inverter | No | - | 6000 | 1.52 | - | 475 | 3000 | No | - | - | - | 1389.28 | 6462 | Yes | 430 | 3200 | No | - | - | - | - | - | - | - | - | - | - | - | - | - | - | - | - | - | - | - | - | - | - | - | - | - | - | - | - | - | - | 64 | 61 | 5.892 | 5.558 | 5.906 | 7.195 | 6.637 | 6.379 | 281 | 450 | 1326 | 605 | 774 | 1761 | 4 | 4 | 4 | - | - | - | - | - | - | - | - | - | - | - | - | - | - | - | No | - | - | - | - | N/A | N/A | N/A | 2.3 | 3.9273 | -
[SEER Non Multi-Split <=65kW] GEMS (Air Conditioners up to 65kW) Determination 2019 | MEPS 2019 | AS/NZS 3823.1.1:2012 | RKM60QVMA / FTKM60QVMA |  | N/A | DAIKIN | 1.15 | Non Ducted | Single Split System | Wall Hung | Air | - | Thailand | 1.52 | 4.85 | 6 | 263 | N/A | N/A | N/A | 295 | - | - | Calorimeter Room | 4.0014 | - | Yes | - | N/A | 3 | N/A | N/A | N/A | N/A | N/A | N/A | 3.9738 | N/A | N/A | N/A | 3.4476 | N/A | 3 | N/A | Calorimeter Room | Single | R32 | Australia,New Zealand | 130149 | 2025-10-26 |  | Approved | Cooling Only | 990 | No | Class 9 | Yes | N/A | Yes | N/A | N/A | N/A | BRP070A44 | 4.0014 | Available | N/A | N/A | http://www.daikin.com.au/ | http://www.daikin.com.au | Yes | https://reg.energyrating.gov.au/static/common/images/star_ratings_2014/Blue_EnergyStarRating_3_Star.eps | https://reg.energyrating.gov.au/static/common/images/star_ratings_2014/Blue_EnergyStarRating_3_Star.png | AAC5438 | Yes | Variable output compressor | Inverter | No | - | 6000 | 1.52 | - | 475 | 3000 | No | - | - | - | 1389.28 | 6462 | Yes | 430 | 3200 | No | - | - | - | - | - | - | - | - | - | - | - | - | - | - | - | - | - | - | - | - | - | - | - | - | - | - | - | - | - | - | 64 | 61 | 5.95 | 5.599 | 5.92 | 7.226 | 6.659 | 6.388 | 279 | 448 | 1324 | 604 | 773 | 1760 | 4 | 4 | 4 | - | - | - | - | - | - | - | - | - | - | - | - | - | - | - | No | - | - | - | - | N/A | N/A | N/A | 1.8 | 3.9316 | -
[SEER Non Multi-Split <=65kW] GEMS (Air Conditioners up to 65kW) Determination 2019 | MEPS 2019 | AS/NZS 3823.1.1:2012 | RKM60W2VMA / FTKM60W2VMA |  | N/A | DAIKIN | N/A | Non Ducted | Single Split System | Wall Hung | Air | - | Thailand | 1.48 | N/A | 6 | N/A | N/A | N/A | N/A | N/A | - | - | Calorimeter Room | 4.0861 | - | N/A | - | N/A | N/A | N/A | N/A | N/A | N/A | N/A | N/A | N/A | N/A | N/A | N/A | N/A | N/A | N/A | N/A | N/A | Single | R32 | Australia | 149144 | 2027-09-04 |  | Approved | Cooling Only | N/A | Yes | Class 9 | Yes | N/A | N/A | N/A | N/A | N/A | N/A | N/A | Available | N/A | N/A | http://www.daikin.com.au/ | http://www.daikin.com.au | N/A |  |  | AAC6933 | Yes | Variable output compressor | Inverter | No | - | 6000 | 1.48 | - | 510 | 3000 | No | - | - | - | 1352.72 | 6462 | Yes | 405 | 3231 | No | - | - | - | - | - | - | - | - | - | - | - | - | - | - | - | - | - | - | - | - | - | - | - | - | - | - | - | - | - | - | 64 | 61 | 6.428 | 6.023 | 6.458 | 9.096 | 7.849 | 7.318 | 258 | 415 | 1213 | 478 | 655 | 1535 | 4.5 | 4.5 | 4.5 | - | - | - | - | - | - | - | - | - | - | - | - | - | - | - | No | - | - | - | - | N/A | N/A | N/A | 2 | 4.0356 | -
[SEER Non Multi-Split <=65kW] GEMS (Air Conditioners up to 65kW) Determination 2019 | MEPS 2019 | AS/NZS 3823.1.1:2012 | RKM60WVMA / FTKM60WVMA |  | N/A | DAIKIN | N/A | Non Ducted | Single Split System | Wall Hung | Air | - | Thailand | 1.48 | N/A | 6 | N/A | N/A | N/A | N/A | N/A | - | - | Calorimeter Room | 4.1083 | - | N/A | - | N/A | N/A | N/A | N/A | N/A | N/A | N/A | N/A | N/A | N/A | N/A | N/A | N/A | N/A | N/A | N/A | N/A | Single | R32 | Australia | 138894 | 2026-06-11 |  | Approved | Cooling Only | N/A | Yes | Class 9 | Yes | N/A | N/A | N/A | N/A | N/A | N/A | N/A | Available | N/A | N/A | http://www.daikin.com.au/ | http://www.daikin.com.au | N/A |  |  | AAC6077 | Yes | Variable output compressor | Inverter | No | - | 6000 | 1.48 | - | 510 | 3000 | No | - | - | - | 1352.72 | 6462 | Yes | 405 | 3231 | No | - | - | - | - | - | - | - | - | - | - | - | - | - | - | - | - | - | - | - | - | - | - | - | - | - | - | - | - | - | - | 64 | 61 | 6.553 | 6.109 | 6.488 | 9.185 | 7.905 | 7.34 | 255 | 412 | 1209 | 476 | 652 | 1533 | 5 | 4.5 | 4.5 | - | - | - | - | - | - | - | - | - | - | - | - | - | - | - | No | - | - | - | - | N/A | N/A | N/A | 1.1 | 4.0439 | -
[SEER Non Multi-Split <=65kW] GEMS (Air Conditioners up to 65kW) Determination 2019 | MEPS 2019 | AS/NZS 3823.1.1:2012 | RKM71Q2VMA / FTKM71Q2VMA |  | N/A | DAIKIN | 1.8 | Non Ducted | Single Split System | Wall Hung | Air | - | Thailand | 1.93 | 5.3 | 7.1 | 263 | N/A | N/A | N/A | 295 | - | - | Calorimeter Room | 3.6513 | - | Yes | - | N/A | 14.9 | N/A | N/A | N/A | N/A | N/A | N/A | 3.5808 | N/A | N/A | N/A | 2.6616 | N/A | 2.5 | N/A | Calorimeter Room | Single | R32 | Australia,New Zealand | 149263 | 2027-09-28 |  | Approved | Cooling Only | 990 | Yes | Class 9 | Yes | N/A | Yes | N/A | N/A | N/A | BRP070A44 | 3.6756 | Available | N/A | N/A | http://www.daikin.com.au/ | http://www.daikin.com.au | Yes | https://reg.energyrating.gov.au/static/common/images/star_ratings_2014/Blue_EnergyStarRating_2.5_Star.eps | https://reg.energyrating.gov.au/static/common/images/star_ratings_2014/Blue_EnergyStarRating_2.5_Star.png | AAC7052 | Yes | Variable output compressor | Inverter | No | - | 7100 | 1.93 | - | 690 | 3550 | No | - | - | - | 1764.02 | 7646.7 | Yes | 600 | 4000 | No | - | - | - | - | - | - | - | - | - | - | - | - | - | - | - | - | - | - | - | - | - | - | - | - | - | - | - | - | - | - | 65 | 65 | 4.961 | 4.797 | 5.377 | 6.719 | 6.112 | 5.968 | 381 | 601 | 1708 | 754 | 982 | 2215 | 3 | 3 | 3.5 | - | - | - | - | - | - | - | - | - | - | - | - | - | - | - | No | - | - | - | - | N/A | N/A | N/A | 9.217 | 3.6203 | -
[SEER Non Multi-Split <=65kW] GEMS (Air Conditioners up to 65kW) Determination 2019 | MEPS 2019 | AS/NZS 3823.1.1:2012 | RKM71QVMA / FTKM71QVMA |  | N/A | DAIKIN | 1.8 | Non Ducted | Single Split System | Wall Hung | Air | - | Thailand | 1.93 | 5.3 | 7.1 | 263 | N/A | N/A | N/A | 295 | - | - | Calorimeter Room | 3.6756 | - | Yes | - | N/A | 14.9 | N/A | N/A | N/A | N/A | N/A | N/A | 3.5808 | N/A | N/A | N/A | 2.6616 | N/A | 2.5 | N/A | Calorimeter Room | Single | R32 | Australia,New Zealand | 136977 | 2026-04-23 |  | Approved | Cooling Only | 990 | No | Class 9 | Yes | N/A | Yes | N/A | N/A | N/A | BRP070A44 | 3.6756 | Available | N/A | N/A | http://www.daikin.com.au/ | http://www.daikin.com.au | Yes | https://reg.energyrating.gov.au/static/common/images/star_ratings_2014/Blue_EnergyStarRating_2.5_Star.eps | https://reg.energyrating.gov.au/static/common/images/star_ratings_2014/Blue_EnergyStarRating_2.5_Star.png | AAC5917 | Yes | Variable output compressor | Inverter | No | - | 7100 | 1.93 | - | 690 | 3550 | No | - | - | - | 1764.02 | 7646.7 | Yes | 600 | 4000 | No | - | - | - | - | - | - | - | - | - | - | - | - | - | - | - | - | - | - | - | - | - | - | - | - | - | - | - | - | - | - | 68 | 65 | 4.936 | 4.777 | 5.369 | 6.702 | 6.1 | 5.962 | 383 | 602 | 1709 | 755 | 983 | 2216 | 3 | 3 | 3.5 | - | - | - | - | - | - | - | - | - | - | - | - | - | - | - | No | - | - | - | - | N/A | N/A | N/A | 9.595 | 3.618 | -
[SEER Non Multi-Split <=65kW] GEMS (Air Conditioners up to 65kW) Determination 2019 | MEPS 2019 | AS/NZS 3823.1.1:2012 | RKM71W2VMA / FTKM71W2VMA |  | N/A | DAIKIN | N/A | Non Ducted | Single Split System | Wall Hung | Air | - | Thailand | 2 | N/A | 7.1 | N/A | N/A | N/A | N/A | N/A | - | - | Calorimeter Room | 3.5674 | - | N/A | - | N/A | N/A | N/A | N/A | N/A | N/A | N/A | N/A | N/A | N/A | N/A | N/A | N/A | N/A | N/A | N/A | N/A | Single | R32 | Australia | 149148 | 2027-09-05 |  | Approved | Cooling Only | N/A | Yes | Class 9 | Yes | N/A | N/A | N/A | N/A | N/A | N/A | N/A | Available | N/A | N/A | http://www.daikin.com.au/ | http://www.daikin.com.au | N/A |  |  | AAC6940 | Yes | Variable output compressor | Inverter | No | - | 7100 | 2 | - | 695 | 3550 | No | - | - | - | 1828 | 7646.7 | Yes | 550 | 3823 | No | - | - | - | - | - | - | - | - | - | - | - | - | - | - | - | - | - | - | - | - | - | - | - | - | - | - | - | - | - | - | 65 | 65 | 4.916 | 4.761 | 5.457 | 7.437 | 6.524 | 6.263 | 379 | 599 | 1676 | 674 | 913 | 2104 | 3 | 3 | 3.5 | - | - | - | - | - | - | - | - | - | - | - | - | - | - | - | No | - | - | - | - | N/A | N/A | N/A | 11.771 | 3.4808 | -
[SEER Non Multi-Split <=65kW] GEMS (Air Conditioners up to 65kW) Determination 2019 | MEPS 2019 | AS/NZS 3823.1.1:2012 | RKM71WVMA / FTKM71WVMA |  | N/A | DAIKIN | N/A | Non Ducted | Single Split System | Wall Hung | Air | - | Thailand | 2 | N/A | 7.1 | N/A | N/A | N/A | N/A | N/A | - | - | Calorimeter Room | 3.5703 | - | N/A | - | N/A | N/A | N/A | N/A | N/A | N/A | N/A | N/A | N/A | N/A | N/A | N/A | N/A | N/A | N/A | N/A | N/A | Single | R32 | Australia | 138895 | 2026-06-11 |  | Approved | Cooling Only | N/A | Yes | Class 9 | Yes | N/A | N/A | N/A | N/A | N/A | N/A | N/A | Available | N/A | N/A | http://www.daikin.com.au/ | http://www.daikin.com.au | N/A |  |  | AAC6085 | Yes | Variable output compressor | Inverter | No | - | 7100 | 2 | - | 695 | 3550 | No | - | - | - | 1828 | 7646.7 | Yes | 550 | 3823 | No | - | - | - | - | - | - | - | - | - | - | - | - | - | - | - | - | - | - | - | - | - | - | - | - | - | - | - | - | - | - | 65 | 65 | 5.067 | 4.872 | 5.501 | 7.559 | 6.604 | 6.296 | 372 | 590 | 1668 | 667 | 906 | 2098 | 3.5 | 3 | 4 | - | - | - | - | - | - | - | - | - | - | - | - | - | - | - | No | - | - | - | - | N/A | N/A | N/A | 9.595 | 3.4934 | -
[SEER Non Multi-Split <=65kW] GEMS (Air Conditioners up to 65kW) Determination 2019 | MEPS 2019 | AS/NZS 3823.1.1:2012 | RKM85P2VMA / FTKM85P2VMA |  | N/A | DAIKIN | 1.84 | Non Ducted | Single Split System | Wall Hung | Air | - | Thailand | 2.52 | 6.66 | 8.5 | N/A | N/A | N/A | N/A | N/A | - | - | Calorimeter Room | 3.487 | - | Yes | - | N/A | 1.4 | N/A | N/A | N/A | N/A | N/A | N/A | 3.4903 | N/A | N/A | N/A | 2.4807 | N/A | 2 | N/A | Calorimeter Room | Single | R32 | Australia,New Zealand | 149247 | 2027-09-29 |  | Approved | Cooling Only | N/A | Yes | Class 9 | Yes | N/A | Yes | N/A | N/A | N/A | BRP070A46 | 3.4971 | Available | N/A | N/A | http://www.daikin.com.au/ | http://www.daikin.com.au | Yes | https://reg.energyrating.gov.au/static/common/images/star_ratings_2014/Blue_EnergyStarRating_2_Star.eps | https://reg.energyrating.gov.au/static/common/images/star_ratings_2014/Blue_EnergyStarRating_2_Star.png | AAC7066 | Yes | Variable output compressor | Inverter | No | - | 8500 | 2.52 | - | 1000 | 4250 | No | - | - | - | 2303.28 | 9154.5 | No | 914 | 4577.25 | No | - | - | - | - | - | - | - | - | - | - | - | - | - | - | - | - | - | - | - | - | - | - | - | - | - | - | - | - | - | - | 67 | 67 | 4.35 | 4.189 | 4.4 | 5.067 | 4.753 | 4.671 | 543 | 851 | 2526 | 1222 | 1536 | 3412 | 2.5 | 2.5 | 2.5 | - | - | - | - | - | - | - | - | - | - | - | - | - | - | - | No | - | - | - | - | N/A | N/A | N/A | 2.3 | 3.3626 | -
[SEER Non Multi-Split <=65kW] GEMS (Air Conditioners up to 65kW) Determination 2019 | MEPS 2019 | AS/NZS 3823.1.1:2012 | RKM85PAVMA / FTKM85PAVMA |  | N/A | DAIKIN | 1.84 | Non Ducted | Single Split System | Wall Hung | Air | - | Thailand | 2.52 | 6.66 | 8.5 | N/A | N/A | N/A | N/A | N/A | - | - | Calorimeter Room | 3.4971 | - | Yes | - | N/A | 1.4 | N/A | N/A | N/A | N/A | N/A | N/A | 3.4903 | N/A | N/A | N/A | 2.4807 | N/A | 2 | N/A | Calorimeter Room | Single | R32 | Australia,New Zealand | 136966 | 2026-04-09 |  | Approved | Cooling Only | N/A | No | Class 9 | Yes | N/A | Yes | N/A | N/A | N/A | BRP070A46 | 3.4971 | Available | N/A | N/A | http://www.daikin.com.au/ | http://www.daikin.com.au | Yes | https://reg.energyrating.gov.au/static/common/images/star_ratings_2014/Blue_EnergyStarRating_2_Star.eps | https://reg.energyrating.gov.au/static/common/images/star_ratings_2014/Blue_EnergyStarRating_2_Star.png | AAC5882 | Yes | Variable output compressor | Inverter | No | - | 8500 | 2.52 | - | 1000 | 4250 | No | - | - | - | 2303.28 | 9154.5 | No | 914 | 4577.25 | No | - | - | - | - | - | - | - | - | - | - | - | - | - | - | - | - | - | - | - | - | - | - | - | - | - | - | - | - | - | - | 67 | 67 | 4.39 | 4.219 | 4.41 | 5.086 | 4.768 | 4.677 | 540 | 847 | 2523 | 1220 | 1533 | 3409 | 2.5 | 2.5 | 2.5 | - | - | - | - | - | - | - | - | - | - | - | - | - | - | - | No | - | - | - | - | N/A | N/A | N/A | 1.4 | 3.3667 | -
[SEER Non Multi-Split <=65kW] GEMS (Air Conditioners up to 65kW) Determination 2019 | MEPS 2019 | AS/NZS 3823.1.1:2012 | RKM85WVMA / FTKM85WVMA |  | N/A | DAIKIN | N/A | Non Ducted | Single Split System | Wall Hung | Air | - | Thailand | 2.35 | N/A | 8.5 | N/A | N/A | N/A | N/A | N/A | - | - | Calorimeter Room | 3.7156 | - | N/A | - | N/A | N/A | N/A | N/A | N/A | N/A | N/A | N/A | N/A | N/A | N/A | N/A | N/A | N/A | N/A | N/A | N/A | Single | R32 | Australia,New Zealand | 147733 | 2027-07-19 |  | Approved | Cooling Only | N/A | Yes | Class 9 | Yes | N/A | N/A | N/A | N/A | N/A | N/A | N/A | Available | N/A | N/A | http://www.daikin.com.au/ | http://www.daikin.com.au | N/A |  |  | AAC6828 | Yes | Variable output compressor | Inverter | No | - | 8500 | 2.35 | - | 850 | 4250 | No | - | - | - | 2147.9 | 9154.5 | Yes | 720 | 4577 | No | - | - | - | - | - | - | - | - | - | - | - | - | - | - | - | - | - | - | - | - | - | - | - | - | - | - | - | - | - | - | 65 | 66 | 5.151 | 4.913 | 5.277 | 6.728 | 6.068 | 5.812 | 453 | 718 | 2099 | 914 | 1197 | 2736 | 3.5 | 3 | 3.5 | - | - | - | - | - | - | - | - | - | - | - | - | - | - | - | No | - | - | - | - | N/A | N/A | N/A | 4.7 | 3.5927 | -
[SEER Non Multi-Split <=65kW] GEMS (Air Conditioners up to 65kW) Determination 2019 | MEPS 2019 | AS/NZS 3823.1.1:2012 | RKM95P2VMA / FTKM95P2VMA |  | N/A | DAIKIN | 2.08 | Non Ducted | Single Split System | Wall Hung | Air | - | Thailand | 2.88 | 7.32 | 9.4 | N/A | N/A | N/A | N/A | N/A | - | - | Calorimeter Room | 3.3025 | - | Yes | - | N/A | 1.4 | N/A | N/A | N/A | N/A | N/A | N/A | 3.3445 | N/A | N/A | N/A | 2.189 | N/A | 2 | N/A | Calorimeter Room | Single | R32 | Australia,New Zealand | 149250 | 2027-09-28 |  | Approved | Cooling Only | N/A | Yes | Class 9 | Yes | N/A | Yes | N/A | N/A | N/A | BRP070A46 | 3.3501 | Available | N/A | N/A | http://www.daikin.com.au/ | http://www.daikin.com.au | Yes | https://reg.energyrating.gov.au/static/common/images/star_ratings_2014/Blue_EnergyStarRating_2_Star.eps | https://reg.energyrating.gov.au/static/common/images/star_ratings_2014/Blue_EnergyStarRating_2_Star.png | AAC7057 | Yes | Variable output compressor | Inverter | No | - | 9400 | 2.88 | - | 1090 | 4700 | No | - | - | - | 2632.32 | 10123.8 | No | 996.26 | 5061.9 | No | - | - | - | - | - | - | - | - | - | - | - | - | - | - | - | - | - | - | - | - | - | - | - | - | - | - | - | - | - | - | 69 | 68 | 4.362 | 4.178 | 4.383 | 5.105 | 4.774 | 4.665 | 600 | 944 | 2805 | 1342 | 1692 | 3779 | 2.5 | 2.5 | 2.5 | - | - | - | - | - | - | - | - | - | - | - | - | - | - | - | No | - | - | - | - | N/A | N/A | N/A | 2.3 | 3.2551 | -
[SEER Non Multi-Split <=65kW] GEMS (Air Conditioners up to 65kW) Determination 2019 | MEPS 2019 | AS/NZS 3823.1.1:2012 | RKM95PAVMA / FTKM95PAVMA |  | N/A | DAIKIN | 2.08 | Non Ducted | Single Split System | Wall Hung | Air | - | Thailand | 2.88 | 7.32 | 9.4 | N/A | N/A | N/A | N/A | N/A | - | - | Calorimeter Room | 3.3501 | - | Yes | - | N/A | 1.4 | N/A | N/A | N/A | N/A | N/A | N/A | 3.3445 | N/A | N/A | N/A | 2.189 | N/A | 2 | N/A | Calorimeter Room | Single | R32 | Australia,New Zealand | 136967 | 2026-04-09 |  | Approved | Cooling Only | N/A | No | Class 9 | Yes | N/A | Yes | N/A | N/A | N/A | BRP070A46 | 3.3501 | Available | N/A | N/A | http://www.daikin.com.au/ | http://www.daikin.com.au | Yes | https://reg.energyrating.gov.au/static/common/images/star_ratings_2014/Blue_EnergyStarRating_2_Star.eps | https://reg.energyrating.gov.au/static/common/images/star_ratings_2014/Blue_EnergyStarRating_2_Star.png | AAC5884 | Yes | Variable output compressor | Inverter | No | - | 9400 | 2.88 | - | 1090 | 4700 | No | - | - | - | 2632.32 | 10123.8 | No | 996.26 | 5061.9 | No | - | - | - | - | - | - | - | - | - | - | - | - | - | - | - | - | - | - | - | - | - | - | - | - | - | - | - | - | - | - | 69 | 68 | 4.399 | 4.205 | 4.392 | 5.123 | 4.787 | 4.67 | 597 | 940 | 2802 | 1339 | 1689 | 3776 | 2.5 | 2.5 | 2.5 | - | - | - | - | - | - | - | - | - | - | - | - | - | - | - | No | - | - | - | - | N/A | N/A | N/A | 1.4 | 3.2585 | -
[SEER Non Multi-Split <=65kW] GEMS (Air Conditioners up to 65kW) Determination 2019 | MEPS 2019 | AS/NZS 3823.1.1:2012 | RKM95WVMA / FTKM95WVMA |  | N/A | DAIKIN | N/A | Non Ducted | Single Split System | Wall Hung | Air | - | Thailand | 2.8 | N/A | 9.5 | N/A | N/A | N/A | N/A | N/A | - | - | Calorimeter Room | 3.4418 | - | N/A | - | N/A | N/A | N/A | N/A | N/A | N/A | N/A | N/A | N/A | N/A | N/A | N/A | N/A | N/A | N/A | N/A | N/A | Single | R32 | Australia,New Zealand | 147734 | 2027-07-24 |  | Approved | Cooling Only | N/A | Yes | Class 9 | Yes | N/A | N/A | N/A | N/A | N/A | N/A | N/A | Available | N/A | N/A | http://www.daikin.com.au/ | http://www.daikin.com.au | N/A |  |  | AAC6837 | Yes | Variable output compressor | Inverter | No | - | 9500 | 2.8 | - | 980 | 4750 | No | - | - | - | 2559.2 | 10231.5 | Yes | 840 | 5116 | No | - | - | - | - | - | - | - | - | - | - | - | - | - | - | - | - | - | - | - | - | - | - | - | - | - | - | - | - | - | - | 67 | 66 | 4.935 | 4.685 | 5.007 | 6.354 | 5.746 | 5.496 | 530 | 844 | 2475 | 1084 | 1415 | 3235 | 3 | 3 | 3.5 | - | - | - | - | - | - | - | - | - | - | - | - | - | - | - | No | - | - | - | - | N/A | N/A | N/A | 4.7 | 3.3737 | -
[SEER Multi-Split <=65kW] GEMS (Air Conditioners up to 65kW) Determination 2019 | MEPS 2019 | AS/NZS 3823.1.4:2012 | RQCEQ280PY1 |  | N/A | DAIKIN | N/A | Non Ducted | vrf | N/A | Air | Air | Thailand | 7.32 | N/A | 28 | N/A | N/A | N/A | N/A | N/A | 8.26 | 32 | Enthalpy Test Room | 4.2494 | 4.3886 | N/A | - | N/A | N/A | N/A | N/A | N/A | N/A | N/A | N/A | N/A | N/A | N/A | N/A | N/A | N/A | N/A | N/A | N/A | Three | R410A | Australia,New Zealand | 149958 | 2028-05-15 |  | Approved | Reverse Cycle | N/A | No | Class 20 | No | N/A | N/A | N/A | N/A | N/A | N/A | N/A | Available | N/A | N/A | http://www.daikin.com.au/ | http://www.daikin.com.au | N/A |  |  | AAC7503 | Yes | Variable output compressor | Inverter | No | - | 28000 | 7.32 | - | 3227 | 14000 | No | - | - | - | 6690.48 | 30156 | No | 2949.478 | 15078 | No | - | - | 32000 | 8.26 | 6679 | 16000 | No | - | - | Yes | 14732 | 34052 | No | - | - | No | - | - | - | - | - | No | - | - | No | - | - | No | - | - | N/A | 57 | 3.218 | 3.358 | 4.241 | 4.483 | 4.359 | 4.649 | 2136 | 3155 | 8308 | 4283 | 5248 | 11026 | 1.5 | 1.5 | 2.5 | 2.524 | 2.521 | 2.273 | 2.332 | 2.325 | 2.23 | 16859 | 7258 | 1526 | 6336 | 3732 | 1034 | 1 | 1 | 0.5 | N/A | N/A | N/A | N/A | N/A | N/A | N/A | N/A | 138 | 3.596 | 3.667
[SEER Multi-Split <=65kW] GEMS (Air Conditioners up to 65kW) Determination 2019 | MEPS 2019 | AS/NZS 3823.1.4:2012 | RQCEQ360PY1 |  | N/A | DAIKIN | 0.01 | Non Ducted | vrf | N/A | Air | Air | Thailand | 10.58 | 36000 | 36 | N/A | N/A | N/A | N/A | N/A | 10.96 | 40 | Enthalpy Test Room | 3.429 | 3.8822 | N/A | - | N/A | N/A | N/A | N/A | N/A | N/A | N/A | N/A | N/A | N/A | N/A | N/A | N/A | N/A | N/A | N/A | N/A | Three | R410A | Australia,New Zealand | 149963 | 2028-05-21 |  | Approved | Reverse Cycle | N/A | No | Class 20 | No | N/A | N/A | N/A | N/A | N/A | N/A | N/A | Available | N/A | N/A | http://www.daikin.com.au/ | http://www.daikin.com.au | N/A |  |  | AAC7520 | Yes | Variable output compressor | Inverter | No | No | 36000 | 10.58 | - | 4526 | 18000 | No | - | - | - | 9670.12 | 38772 | No | 4136.764 | 19386 | No | - | - | 40000 | 10.96 | 9425 | 20000 | No | - | - | Yes | 21356 | 39196 | No | - | - | No | - | - | - | - | - | No | - | - | No | - | - | No | - | - | N/A | - | 3.22 | 3.296 | 3.958 | 4.284 | 4.125 | 4.298 | 2832 | 4247 | 11575 | 5862 | 7233 | 15446 | 1.5 | 1.5 | 2 | 2.205 | 2.255 | 2.019 | 2.046 | 2.066 | 1.978 | 24000 | 10000 | 2007 | 8904 | 5132 | 1342 | 0.5 | 0.5 | 0.5 | N/A | N/A | N/A | N/A | N/A | N/A | N/A | N/A | 138 | 3.259 | 3.5007
[SEER Multi-Split <=65kW] GEMS (Air Conditioners up to 65kW) Determination 2019 | MEPS 2019 | AS/NZS 3823.1.4:2012 | RQCEQ460PY1 |  | N/A | DAIKIN | N/A | Non Ducted | vrf | N/A | Air | Air | Thailand | 12.62 | N/A | 46 | N/A | N/A | N/A | N/A | N/A | 13.79 | 52 | Enthalpy Test Room | 3.8857 | 4.179 | N/A | - | N/A | N/A | N/A | N/A | N/A | N/A | N/A | N/A | N/A | N/A | N/A | N/A | N/A | N/A | N/A | N/A | N/A | Three | R410A | Australia,New Zealand | 152978 | 2028-05-14 |  | Approved | Reverse Cycle | N/A | No | Class 21 | No | N/A | N/A | N/A | N/A | N/A | N/A | N/A | Available | N/A | N/A | http://www.daikin.com.au/ | http://www.daikin.com.au | N/A |  |  | AAC7496 | Yes | Variable output compressor | Inverter | No | No | 46000 | 12.62 | - | 5490 | 23000 | No | - | - | - | 11534.68 | 49542 | No | 5017.86 | 24771 | No | - | - | 52000 | 13.79 | 11392 | 26000 | No | - | - | Yes | 25410 | 53649 | No | - | - | No | - | - | - | - | - | No | - | - | No | - | - | No | - | - | N/A | - | 3.218 | 3.333 | 4.124 | 4.402 | 4.263 | 4.504 | 3553 | 5280 | 14101 | 7215 | 8866 | 18754 | 1.5 | 1.5 | 2.5 | 2.394 | 2.411 | 2.167 | 2.214 | 2.218 | 2.126 | 28828 | 12262 | 2530 | 10782 | 6299 | 1705 | 0.5 | 0.5 | 0.5 | N/A | N/A | N/A | N/A | N/A | N/A | N/A | N/A | 207 | 3.4535 | 3.5888
[SEER Multi-Split <=65kW] GEMS (Air Conditioners up to 65kW) Determination 2019 | MEPS 2019 | AS/NZS 3823.1.4:2012 | RQCEQ500PY1 |  | N/A | DAIKIN | N/A | Non Ducted | vrf | N/A | Air | Air | Thailand | 14.32 | N/A | 50 | N/A | N/A | N/A | N/A | N/A | 15.09 | 56 | Enthalpy Test Room | 3.625 | 4.0146 | N/A | - | N/A | N/A | N/A | N/A | N/A | N/A | N/A | N/A | N/A | N/A | N/A | N/A | N/A | N/A | N/A | N/A | N/A | Three | R410A | Australia,New Zealand | 152979 | 2028-05-20 |  | Approved | Reverse Cycle | N/A | No | Class 21 | No | N/A | N/A | N/A | N/A | N/A | N/A | N/A | Available | N/A | N/A | http://www.daikin.com.au/ | http://www.daikin.com.au | N/A |  |  | AAC7518 | Yes | Variable output compressor | Inverter | No | No | 50000 | 14.32 | - | 6140 | 25000 | No | - | - | - | 13088.48 | 53850 | No | 5611.96 | 26925 | No | - | - | 56000 | 15.09 | 13036 | 28000 | No | - | - | Yes | 28722 | 56222 | No | - | - | No | - | - | - | - | - | No | - | - | No | - | - | No | - | - | N/A | - | 3.216 | 3.307 | 4.025 | 4.334 | 4.183 | 4.382 | 3906 | 5836 | 15764 | 8011 | 9870 | 20999 | 1.5 | 1.5 | 2.5 | 2.264 | 2.292 | 2.044 | 2.089 | 2.096 | 2.002 | 32766 | 13817 | 2815 | 12247 | 7118 | 1889 | 0.5 | 0.5 | 0.5 | N/A | N/A | N/A | N/A | N/A | N/A | N/A | N/A | 207 | 3.329 | 3.5466
[SEER Multi-Split <=65kW] GEMS (Air Conditioners up to 65kW) Determination 2019 | MEPS 2019 | AS/NZS 3823.1.4:2012 | RQCEQ540PY1 |  | N/A | DAIKIN | N/A | Non Ducted | vrf | N/A | Air | Air | Thailand | 15.92 | N/A | 54 | N/A | N/A | N/A | N/A | N/A | 16.49 | 60 | Enthalpy Test Room | 3.429 | 3.8822 | N/A | - | N/A | N/A | N/A | N/A | N/A | N/A | N/A | N/A | N/A | N/A | N/A | N/A | N/A | N/A | N/A | N/A | N/A | Three | R410A | Australia,New Zealand | 152983 | 2028-05-15 |  | Approved | Reverse Cycle | N/A | No | Class 21 | No | N/A | N/A | N/A | N/A | N/A | N/A | N/A | Available | N/A | N/A | http://www.daikin.com.au/ | http://www.daikin.com.au | N/A |  |  | AAC7499 | Yes | Variable output compressor | Inverter | No | No | 54000 | 15.92 | - | 6789 | 27000 | No | - | - | - | 14550.88 | 58158 | No | 6205.146 | 29079 | No | - | - | 60000 | 16.49 | 14752 | 30000 | No | - | - | Yes | 32034 | 58794 | No | - | - | No | - | - | - | - | - | No | - | - | No | - | - | No | - | - | N/A | - | 3.218 | 3.293 | 3.953 | 4.282 | 4.122 | 4.293 | 4251 | 6378 | 17384 | 8797 | 10857 | 23193 | 1.5 | 1.5 | 2 | 2.152 | 2.187 | 1.938 | 1.981 | 1.991 | 1.897 | 36874 | 15451 | 3114 | 13779 | 7975 | 2081 | 0.5 | 0.5 | 0 | N/A | N/A | N/A | N/A | N/A | N/A | N/A | N/A | 207 | 3.2492 | 3.4905
[SEER Multi-Split <=65kW] GEMS (Air Conditioners up to 65kW) Determination 2019 | MEPS 2019 | AS/NZS 3823.1.4:2012 | RQCEQ636PY1 |  | N/A | DAIKIN | N/A | Non Ducted | vrf | N/A | Air | Air | Thailand | 21 | N/A | 63.6 | N/A | N/A | N/A | N/A | N/A | 18.366 | 67.2 | Enthalpy Test Room | 3.0998 | 3.6169 | N/A | - | N/A | N/A | N/A | N/A | N/A | N/A | N/A | N/A | N/A | N/A | N/A | N/A | N/A | N/A | N/A | N/A | N/A | Three | R410A | Australia,New Zealand | 152984 | 2028-05-14 |  | Approved | Reverse Cycle | N/A | No | Class 21 | No | N/A | N/A | N/A | N/A | N/A | N/A | N/A | Available | N/A | N/A | http://www.daikin.com.au/ | http://www.daikin.com.au | N/A |  |  | AAC7495 | Yes | Variable output compressor | Inverter | No | No | 63600 | 21 | - | 8085 | 31800 | No | - | - | - | 19194 | 68497.2 | No | 7389.69 | 34248.6 | No | - | - | 67200 | 18.366 | 15360 | 33600 | No | - | - | Yes | 34353 | 62681 | No | - | - | No | - | - | - | - | - | No | - | - | No | - | - | No | - | - | N/A | - | 3.284 | 3.292 | 3.824 | 4.28 | 4.076 | 4.147 | 5011 | 7651 | 21319 | 10471 | 13046 | 28400 | 1.5 | 1.5 | 2 | 2.207 | 2.293 | 2.078 | 2.073 | 2.117 | 2.038 | 40184 | 16427 | 3192 | 14693 | 8346 | 2121 | 0.5 | 0.5 | 0.5 | N/A | N/A | N/A | N/A | N/A | N/A | N/A | N/A | 192 | 2.9378 | 3.5341
[SEER Multi-Split >65kW] GEMS (Air Conditioners above 65kW) Determination 2022 | MEPS 2020 | AS/NZS 3823.1.4:2012 | RQCEQ712PY1 |  | N/A | DAIKIN | 5910 | Non Ducted | vrf | N/A | Air | Air | Thailand | 21868 | 65290 | 71.2 | N/A | N/A | N/A | N/A | N/A | 21312 | 78.4 | Enthalpy Test Room | 3.4509 | 3.8923 | N/A | - | N/A | N/A | N/A | N/A | N/A | N/A | N/A | N/A | N/A | N/A | N/A | N/A | N/A | N/A | N/A | N/A | N/A | Three-phase | R410A | Australia,New Zealand | 152987 | 2028-05-21 |  | Approved | Reverse Cycle | N/A | No | Class 27 | No | N/A | N/A | N/A | N/A | N/A | N/A | N/A | Available | N/A | N/A | http://www.daikin.com.au/ | http://www.daikin.com.au | N/A |  |  | AAC7521 | Yes | Variable output compressor | Inverter | No | No | 71200 | 21868 | - | 8835 | 35600 | No | - | - | - | - | - | No | - | - | No | - | - | 78400 | 21312 | 18483 | 39200 | No | - | - | Yes | 40173 | 77115 | No | - | - | No | - | - | - | - | - | No | - | - | No | - | - | No | - | - | N/A | N/A | 3.217 | 3.276 | 3.925 | 4.301 | 4.128 | 4.273 | 5612 | 8461 | 23097 | 11548 | 14297 | 30729 | 1.5 | 1.5 | 2 | 2.226 | 2.262 | 2.019 | 2.058 | 2.069 | 1.977 | 46591 | 19538 | 3935 | 17360 | 10048 | 2632 | 0.5 | 0.5 | 0.5 | N/A | N/A | N/A | N/A | N/A | N/A | N/A | N/A | 271 | 3.125 | 3.5271
[SEER Multi-Split >65kW] GEMS (Air Conditioners above 65kW) Determination 2022 | MEPS 2020 | AS/NZS 3823.1.4:2012 | RQCEQ744PY1 |  | N/A | DAIKIN | 6180 | Non Ducted | vrf | N/A | Air | Air | Thailand | 24076 | 68220 | 74.4 | N/A | N/A | N/A | N/A | N/A | 21904 | 80.8 | Enthalpy Test Room | 3.348 | 3.8143 | N/A | - | N/A | N/A | N/A | N/A | N/A | N/A | N/A | N/A | N/A | N/A | N/A | N/A | N/A | N/A | N/A | N/A | N/A | Three-phase | R410A | Australia,New Zealand | 152995 | 2028-05-21 |  | Approved | Reverse Cycle | N/A | No | Class 27 | No | N/A | N/A | N/A | N/A | N/A | N/A | N/A | Available | N/A | N/A | http://www.daikin.com.au/ | http://www.daikin.com.au | N/A |  |  | AAC7519 | Yes | Variable output compressor | Inverter | No | No | 74400 | 24076 | - | 9267 | 37200 | No | - | - | - | - | - | No | - | - | No | - | - | 80800 | 21904 | 19533 | 40400 | No | - | - | Yes | 40946 | 78411 | No | - | - | No | - | - | - | - | - | No | - | - | No | - | - | No | - | - | N/A | N/A | 3.22 | 3.253 | 3.858 | 4.287 | 4.096 | 4.203 | 5897 | 8953 | 24610 | 12146 | 15098 | 32695 | 1.5 | 1.5 | 2 | 2.189 | 2.222 | 1.971 | 2.016 | 2.024 | 1.929 | 48785 | 20452 | 4103 | 18225 | 10545 | 2739 | 0.5 | 0.5 | 0 | N/A | N/A | N/A | N/A | N/A | N/A | N/A | N/A | 266 | 2.979 | 3.5434
[SEER Multi-Split >65kW] GEMS (Air Conditioners above 65kW) Determination 2022 | MEPS 2020 | AS/NZS 3823.1.4:2012 | RQCEQ816PY1 |  | N/A | DAIKIN | 6780 | Non Ducted | vrf | N/A | Air | Air | Thailand | 27000 | 74820 | 81.6 | N/A | N/A | N/A | N/A | N/A | 23896 | 87.2 | Enthalpy Test Room | 3.1668 | 3.6745 | N/A | - | N/A | N/A | N/A | N/A | N/A | N/A | N/A | N/A | N/A | N/A | N/A | N/A | N/A | N/A | N/A | N/A | N/A | Three-phase | R410A | Australia,New Zealand | 152996 | 2028-05-15 |  | Approved | Reverse Cycle | N/A | No | Class 27 | No | N/A | N/A | N/A | N/A | N/A | N/A | N/A | Available | N/A | N/A | http://www.daikin.com.au/ | http://www.daikin.com.au | N/A |  |  | AAC7498 | Yes | Variable output compressor | Inverter | No | No | 81600 | 27000 | - | 10349 | 40800 | No | - | - | - | - | - | No | - | - | No | - | - | 87200 | 23896 | 19494 | 43600 | No | - | - | Yes | 45031 | 82279 | No | - | - | No | - | - | - | - | - | No | - | - | No | - | - | No | - | - | N/A | N/A | 3.249 | 3.263 | 3.813 | 4.263 | 4.063 | 4.142 | 6472 | 9869 | 27392 | 13460 | 16763 | 36453 | 1.5 | 1.5 | 2 | 2.242 | 2.33 | 2.123 | 2.112 | 2.158 | 2.082 | 51362 | 21013 | 4098 | 18746 | 10654 | 2728 | 0.5 | 0.5 | 0.5 | N/A | N/A | N/A | N/A | N/A | N/A | N/A | N/A | 261 | 2.9266 | 3.5192
[SEER Multi-Split >65kW] GEMS (Air Conditioners above 65kW) Determination 2022 | MEPS 2020 | AS/NZS 3823.1.4:2012 | RQCEQ848PY1 |  | N/A | DAIKIN | 7040 | Non Ducted | vrf | N/A | Air | Air | Thailand | 28000 | 77760 | 84.8 | N/A | N/A | N/A | N/A | N/A | 24488 | 89.6 | Enthalpy Test Room | 3.0998 | 3.6169 | N/A | - | N/A | N/A | N/A | N/A | N/A | N/A | N/A | N/A | N/A | N/A | N/A | N/A | N/A | N/A | N/A | N/A | N/A | Three-phase | R410A | Australia,New Zealand | 152997 | 2028-05-15 |  | Approved | Reverse Cycle | N/A | No | Class 27 | No | N/A | N/A | N/A | N/A | N/A | N/A | N/A | Available | N/A | N/A | http://www.daikin.com.au/ | http://www.daikin.com.au | N/A |  |  | AAC7500 | Yes | Variable output compressor | Inverter | No | No | 84800 | 28000 | - | 10781 | 42400 | No | - | - | - | - | - | No | - | - | No | - | - | 89600 | 24488 | 21333 | 44800 | No | - | - | Yes | 45804 | 83575 | No | - | - | No | - | - | - | - | - | No | - | - | No | - | - | No | - | - | N/A | N/A | 3.284 | 3.292 | 3.824 | 4.28 | 4.076 | 4.147 | 6681 | 10202 | 28426 | 13963 | 17396 | 37869 | 1.5 | 1.5 | 2 | 2.159 | 2.228 | 1.999 | 2.011 | 2.043 | 1.958 | 54756 | 22515 | 4400 | 20172 | 11508 | 2922 | 0.5 | 0.5 | 0 | N/A | N/A | N/A | N/A | N/A | N/A | N/A | N/A | 256 | 2.9378 | 3.5341
[SEER Multi-Split <=65kW] GEMS (Air Conditioners up to 65kW) Determination 2019 | MEPS 2019 | AS/NZS 3823.1.4:2012 | RQYQ10TY1A |  | N/A | DAIKIN | N/A | Non Ducted | vrf | N/A | Air | Air | Thailand | 7.28 | N/A | 28 | N/A | N/A | N/A | N/A | N/A | 7.665 | 31.5 | Enthalpy Test Room | 4.1788 | 4.3556 | N/A | - | N/A | N/A | N/A | N/A | N/A | N/A | N/A | N/A | N/A | N/A | N/A | N/A | N/A | N/A | N/A | N/A | N/A | Three | R410A | Australia,New Zealand | 153006 | 2028-03-29 |  | Approved | Reverse Cycle | N/A | No | Class 20 | No | N/A | N/A | N/A | N/A | N/A | N/A | N/A | Available | N/A | N/A | http://www.daikin.com.au/ | http://www.daikin.com.au | N/A |  |  | AAC7386 | Yes | Variable output compressor | Inverter | No | - | 28000 | 7.28 | - | 2472 | 14000 | No | - | - | - | 6653.92 | 30156 | Yes | 2263 | 14000 | No | - | - | 31500 | 7.665 | 4602 | 15750 | No | - | - | Yes | 13755 | 30285 | No | - | - | No | - | - | - | - | - | No | - | - | No | - | - | No | - | - | N/A | 76 | 4.357 | 4.337 | 4.942 | 5.424 | 5.228 | 5.265 | 1677 | 2575 | 7282 | 3658 | 4496 | 9868 | 2.5 | 2.5 | 3 | 3.003 | 3.252 | 3.203 | 2.989 | 3.165 | 3.168 | 13823 | 5411 | 968 | 4765 | 2610 | 638 | 1.5 | 1.5 | 1.5 | N/A | N/A | N/A | N/A | N/A | N/A | N/A | N/A | 57.144 | 3.7467 | 4.0086
[SEER Multi-Split <=65kW] GEMS (Air Conditioners up to 65kW) Determination 2019 | MEPS 2019 | AS/NZS 3823.1.4:2012 | RQYQ12TY1A |  | N/A | DAIKIN | N/A | Non Ducted | vrf | N/A | Air | Air | Thailand | 9.3 | N/A | 33.5 | N/A | N/A | N/A | N/A | N/A | 9.51 | 37.5 | Enthalpy Test Room | 3.7182 | 3.9947 | N/A | - | N/A | N/A | N/A | N/A | N/A | N/A | N/A | N/A | N/A | N/A | N/A | N/A | N/A | N/A | N/A | N/A | N/A | Three | R410A | Australia,New Zealand | 153010 | 2028-03-28 |  | Approved | Reverse Cycle | N/A | No | Class 20 | No | N/A | N/A | N/A | N/A | N/A | N/A | N/A | Available | N/A | N/A | http://www.daikin.com.au/ | http://www.daikin.com.au | N/A |  |  | AAC7384 | Yes | Variable output compressor | Inverter | No | No | 33500 | 9.3 | - | 3099 | 16750 | No | - | - | - | 8500.2 | 36079.5 | Yes | 2774 | 16750 | No | - | - | 37500 | 9.51 | 7153 | 18750 | No | - | - | Yes | 15006 | 30065 | No | - | - | No | - | - | - | - | - | No | - | - | No | - | - | No | - | - | N/A | - | 4.331 | 4.27 | 4.804 | 5.448 | 5.184 | 5.151 | 2038 | 3153 | 8988 | 4373 | 5442 | 12088 | 2.5 | 2.5 | 3 | 2.408 | 2.604 | 2.479 | 2.355 | 2.467 | 2.437 | 20470 | 7981 | 1420 | 7145 | 3930 | 930 | 0.5 | 1 | 0.5 | N/A | N/A | N/A | N/A | N/A | N/A | N/A | N/A | 60.2453 | 3.525 | 3.8606
[SEER Multi-Split <=65kW] GEMS (Air Conditioners up to 65kW) Determination 2019 | MEPS 2019 | AS/NZS 3823.1.4:2012 | RQYQ14TY1A |  | N/A | DAIKIN | N/A | Non Ducted | vrf | N/A | Air | Air | Thailand | 11.26 | N/A | 40 | N/A | N/A | N/A | N/A | N/A | 11.625 | 45 | Enthalpy Test Room | 3.6231 | 4.0535 | N/A | - | N/A | N/A | N/A | N/A | N/A | N/A | N/A | N/A | N/A | N/A | N/A | N/A | N/A | N/A | N/A | N/A | N/A | Three | R410A | Australia,New Zealand | 153011 | 2028-03-29 |  | Approved | Reverse Cycle | N/A | No | Class 21 | No | N/A | N/A | N/A | N/A | N/A | N/A | N/A | Available | N/A | N/A | http://www.daikin.com.au/ | http://www.daikin.com.au | N/A |  |  | AAC7388 | Yes | Variable output compressor | Inverter | No | No | 40000 | 11.26 | - | 4286 | 20000 | No | - | - | - | 10291.64 | 43080 | Yes | 3599 | 20000 | No | - | - | 45000 | 11.625 | 8676 | 22500 | No | - | - | Yes | 17507 | 34805 | No | - | - | No | - | - | - | - | - | No | - | - | No | - | - | No | - | - | N/A | - | 3.979 | 3.979 | 4.589 | 5.403 | 5.043 | 5.034 | 2612 | 3994 | 11186 | 5219 | 6637 | 14727 | 2 | 2 | 3 | 2.292 | 2.499 | 2.451 | 2.243 | 2.418 | 2.41 | 25844 | 10032 | 1777 | 9042 | 4854 | 1173 | 0.5 | 0.5 | 0.5 | N/A | N/A | N/A | N/A | N/A | N/A | N/A | N/A | 94.8787 | 3.454 | 3.767
[SEER Multi-Split <=65kW] GEMS (Air Conditioners up to 65kW) Determination 2019 | MEPS 2019 | AS/NZS 3823.1.4:2012 | RQYQ16TY1A |  | N/A | DAIKIN | N/A | Non Ducted | vrf | N/A | Air | Air | Thailand | 13.64 | N/A | 45 | N/A | N/A | N/A | N/A | N/A | 13.4 | 50 | Enthalpy Test Room | 3.2819 | 3.918 | N/A | - | N/A | N/A | N/A | N/A | N/A | N/A | N/A | N/A | N/A | N/A | N/A | N/A | N/A | N/A | N/A | N/A | N/A | Three | R410A | Australia,New Zealand | 153012 | 2028-03-29 |  | Approved | Reverse Cycle | N/A | No | Class 21 | No | N/A | N/A | N/A | N/A | N/A | N/A | N/A | Available | N/A | N/A | http://www.daikin.com.au/ | http://www.daikin.com.au | N/A |  |  | AAC7389 | Yes | Variable output compressor | Inverter | No | No | 45000 | 13.64 | - | 4894 | 22500 | No | - | - | - | 12466.96 | 48465 | Yes | 4029 | 22500 | No | - | - | 50000 | 13.4 | 9089 | 25000 | No | - | - | Yes | 19383 | 36614 | No | - | - | No | - | - | - | - | - | No | - | - | No | - | - | No | - | - | N/A | - | 3.992 | 3.948 | 4.511 | 5.538 | 5.086 | 4.996 | 2948 | 4555 | 12829 | 5742 | 7420 | 16713 | 2 | 2 | 3 | 2.283 | 2.543 | 2.589 | 2.289 | 2.516 | 2.552 | 28815 | 10935 | 1865 | 9831 | 5177 | 1227 | 0.5 | 1 | 1 | N/A | N/A | N/A | N/A | N/A | N/A | N/A | N/A | 97.7027 | 3.2211 | 3.6416
[SEER Multi-Split <=65kW] GEMS (Air Conditioners up to 65kW) Determination 2019 | MEPS 2019 | AS/NZS 3823.1.4:2012 | RQYQ18TY1A |  | N/A | DAIKIN | N/A | Non Ducted | vrf | N/A | Air | Air | Thailand | 16.12 | N/A | 50 | N/A | N/A | N/A | N/A | N/A | 15.775 | 56 | Enthalpy Test Room | 3.0002 | 3.4185 | N/A | - | N/A | N/A | N/A | N/A | N/A | N/A | N/A | N/A | N/A | N/A | N/A | N/A | N/A | N/A | N/A | N/A | N/A | Three | R410A | Australia,New Zealand | 153016 | 2028-03-29 |  | Approved | Reverse Cycle | N/A | No | Class 21 | No | N/A | N/A | N/A | N/A | N/A | N/A | N/A | Available | N/A | N/A | http://www.daikin.com.au/ | http://www.daikin.com.au | N/A |  |  | AAC7390 | Yes | Variable output compressor | Inverter | No | No | 50000 | 16.12 | - | 4987 | 25000 | No | - | - | - | 14733.68 | 53850 | Yes | 4312 | 25000 | No | - | - | 56000 | 15.775 | 10555 | 28000 | No | - | - | Yes | 19383 | 40210 | No | - | - | No | - | - | - | - | - | No | - | - | No | - | - | No | - | - | N/A | - | 4.023 | 3.929 | 4.441 | 5.319 | 4.958 | 4.848 | 3267 | 5108 | 14504 | 6668 | 8480 | 19159 | 2.5 | 2 | 2.5 | 2.27 | 2.485 | 2.495 | 2.247 | 2.368 | 2.46 | 32437 | 12506 | 2134 | 11197 | 6128 | 1399 | 0.5 | 0.5 | 0.5 | N/A | N/A | N/A | N/A | N/A | N/A | N/A | N/A | 100.4358 | 3.0378 | 3.4751
[SEER Multi-Split <=65kW] GEMS (Air Conditioners up to 65kW) Determination 2019 | MEPS 2019 | AS/NZS 3823.1.4:2012 | RQYQ20TY1A |  | N/A | DAIKIN | N/A | Non Ducted | vrf | N/A | Air | Air | Thailand | 18.8 | N/A | 56 | N/A | N/A | N/A | N/A | N/A | 18.25 | 63 | Enthalpy Test Room | 2.972 | 3.5297 | N/A | - | N/A | N/A | N/A | N/A | N/A | N/A | N/A | N/A | N/A | N/A | N/A | N/A | N/A | N/A | N/A | N/A | N/A | Three | R410A | Australia,New Zealand | 153017 | 2028-03-29 |  | Approved | Reverse Cycle | N/A | No | Class 21 | No | N/A | N/A | N/A | N/A | N/A | N/A | N/A | Available | N/A | N/A | http://www.daikin.com.au/ | http://www.daikin.com.au | N/A |  |  | AAC7391 | Yes | Variable output compressor | Inverter | No | No | 56000 | 18.8 | - | 5812 | 28000 | No | - | - | - | 17183.2 | 60312 | Yes | 4772 | 28000 | No | - | - | 63000 | 18.25 | 11321 | 31500 | No | - | - | Yes | 25010 | 48484 | No | - | - | No | - | - | - | - | - | No | - | - | No | - | - | No | - | - | N/A | - | 4.086 | 3.959 | 4.473 | 5.723 | 5.181 | 4.988 | 3612 | 5692 | 16141 | 6938 | 9092 | 20863 | 2.5 | 2 | 2.5 | 2.31 | 2.549 | 2.608 | 2.311 | 2.533 | 2.577 | 35851 | 13707 | 2292 | 12241 | 6446 | 1499 | 0.5 | 1 | 1 | N/A | N/A | N/A | N/A | N/A | N/A | N/A | N/A | 106.3981 | 2.9228 | 3.3853
[SEER Multi-Split <=65kW] GEMS (Air Conditioners up to 65kW) Determination 2019 | MEPS 2019 | AS/NZS 3823.1.4:2012 | RQYQ6TY1A |  | N/A | DAIKIN | N/A | Non Ducted | vrf | N/A | Air | Air | Thailand | 3.87 | N/A | 16 | N/A | N/A | N/A | N/A | N/A | 4.215 | 18 | Enthalpy Test Room | 4.3777 | 5.3978 | N/A | - | N/A | N/A | N/A | N/A | N/A | N/A | N/A | N/A | N/A | N/A | N/A | N/A | N/A | N/A | N/A | N/A | N/A | Three | R410A | Australia,New Zealand | 152998 | 2028-03-28 |  | Approved | Reverse Cycle | N/A | No | Class 20 | No | N/A | N/A | N/A | N/A | N/A | N/A | N/A | Available | N/A | N/A | http://www.daikin.com.au/ | http://www.daikin.com.au | N/A |  |  | AAC7385 | Yes | Variable output compressor | Inverter | No | - | 16000 | 3.87 | - | 1391 | 8000 | No | - | - | - | 3537.18 | 17232 | Yes | 1191 | 8000 | No | - | - | 18000 | 4.215 | 2150 | 9000 | No | - | - | Yes | 7712 | 17190 | No | - | - | No | - | - | - | - | - | No | - | - | No | - | - | No | - | - | N/A | 75 | 4.25 | 4.328 | 5.263 | 5.995 | 5.691 | 5.81 | 943 | 1426 | 3856 | 1846 | 2316 | 5067 | 2.5 | 2.5 | 3.5 | 3.348 | 3.761 | 3.89 | 3.45 | 3.765 | 3.863 | 7135 | 2735 | 516 | 2407 | 1303 | 349 | 1.5 | 2 | 2 | N/A | N/A | N/A | N/A | N/A | N/A | N/A | N/A | 51.2051 | 3.9574 | 4.102
[SEER Multi-Split <=65kW] GEMS (Air Conditioners up to 65kW) Determination 2019 | MEPS 2019 | AS/NZS 3823.1.4:2012 | RQYQ8TY1A |  | N/A | DAIKIN | N/A | Non Ducted | vrf | N/A | Air | Air | Thailand | 5.5 | N/A | 22.4 | N/A | N/A | N/A | N/A | N/A | 5.99 | 25 | Enthalpy Test Room | 3.9053 | 4.7546 | N/A | - | N/A | N/A | N/A | N/A | N/A | N/A | N/A | N/A | N/A | N/A | N/A | N/A | N/A | N/A | N/A | N/A | N/A | Three | R410A | Australia,New Zealand | 153002 | 2028-03-29 |  | Approved | Reverse Cycle | N/A | No | Class 20 | No | N/A | N/A | N/A | N/A | N/A | N/A | N/A | Available | N/A | N/A | http://www.daikin.com.au/ | http://www.daikin.com.au | N/A |  |  | AAC7387 | Yes | Variable output compressor | Inverter | No | - | 22400 | 5.5 | - | 2022 | 11200 | No | - | - | - | 5027 | 24124.8 | Yes | 1704 | 11200 | No | - | - | 25000 | 5.99 | 3948 | 12500 | No | - | - | Yes | 10066 | 21749 | No | - | - | No | - | - | - | - | - | No | - | - | No | - | - | No | - | - | N/A | 76 | 4.49 | 4.511 | 5.297 | 6.208 | 5.815 | 5.833 | 1280 | 1953 | 5406 | 2527 | 3206 | 7099 | 2.5 | 3 | 3.5 | 2.789 | 3.051 | 2.976 | 2.769 | 2.943 | 2.936 | 11828 | 4594 | 841 | 4093 | 2239 | 557 | 1 | 1.5 | 1 | N/A | N/A | N/A | N/A | N/A | N/A | N/A | N/A | 54.3738 | 3.941 | 4.0494
[SEER Multi-Split <=65kW] GEMS (Air Conditioners up to 65kW) Determination 2019 | MEPS 2019 | AS/NZS 3823.1.4:2012 | RSUYQ4A2VMA |  | N/A | DAIKIN | N/A | Non Ducted | vrf | N/A | Air | Air | Thailand | 2.586 | N/A | 11.2 | N/A | N/A | N/A | N/A | N/A | 2.616 | 12.5 | Enthalpy Test Room | 4.0977 | 4.6856 | N/A | - | N/A | N/A | N/A | N/A | N/A | N/A | N/A | N/A | N/A | N/A | N/A | N/A | N/A | N/A | N/A | N/A | N/A | Single | R410A | Australia,New Zealand | 144621 | 2027-02-28 |  | Approved | Reverse Cycle | N/A | Yes | Class 20 | Yes | N/A | N/A | N/A | N/A | N/A | N/A | N/A | Available | N/A | N/A | http://www.daikin.com.au/ | http://www.daikin.com.au | N/A |  |  | AAC6531 | Yes | Variable output compressor | Inverter | No | - | 11200 | 2.586 | - | 975 | 5600 | No | - | - | - | 2363.604 | 12062.4 | No | 891.15 | 6031.2 | No | - | - | 12500 | 2.616 | 1160 | 6250 | No | - | - | Yes | 2950 | 12500 | No | - | - | No | - | - | - | - | - | No | - | - | No | - | - | No | - | - | N/A | 73 | 4.076 | 4.203 | 5.288 | 5.77 | 5.565 | 5.843 | 675 | 1010 | 2668 | 1330 | 1644 | 3511 | 2.5 | 2.5 | 3.5 | 4.469 | 4.741 | 4.976 | 4.561 | 4.806 | 4.96 | 3749 | 1547 | 319 | 1298 | 741 | 221 | 2.5 | 3 | 3 | N/A | N/A | N/A | N/A | N/A | N/A | N/A | N/A | 43.418 | 4.0984 | 4.5245
[SEER Multi-Split <=65kW] GEMS (Air Conditioners up to 65kW) Determination 2019 | MEPS 2019 | AS/NZS 3823.1.4:2012 | RSUYQ4AVMA |  | N/A | DAIKIN | N/A | Non Ducted | vrf | N/A | Air | Air | Thailand | 2.586 | N/A | 11.2 | N/A | N/A | N/A | N/A | N/A | 2.616 | 12.5 | Enthalpy Test Room | 4.0977 | 4.6856 | N/A | - | N/A | N/A | N/A | N/A | N/A | N/A | N/A | N/A | N/A | N/A | N/A | N/A | N/A | N/A | N/A | N/A | N/A | Single | R410A | Australia,New Zealand | 130949 | 2025-07-28 |  | Approved | Reverse Cycle | N/A | Yes | Class 20 | Yes | N/A | Yes | N/A | N/A | N/A | DTA104A61 | N/A | Available | N/A | N/A | http://www.daikin.com.au/ | http://www.daikin.com.au | N/A |  |  | AAC5046 | Yes | Variable output compressor | Inverter | No | - | 11200 | 2.586 | - | 975 | 5600 | No | - | - | - | 2363.604 | 12062.4 | No | 891.15 | 6031.2 | No | - | - | 12500 | 2.616 | 1160 | 6250 | No | - | - | Yes | 2950 | 12500 | No | - | - | No | - | - | - | - | - | No | - | - | No | - | - | No | - | - | N/A | 75 | 4.087 | 4.213 | 5.292 | 5.779 | 5.572 | 5.846 | 674 | 1009 | 2666 | 1329 | 1643 | 3509 | 2.5 | 2.5 | 3.5 | 4.469 | 4.741 | 4.976 | 4.561 | 4.806 | 4.96 | 3748 | 1546 | 318 | 1298 | 740 | 220 | 2.5 | 3 | 3 | N/A | N/A | N/A | N/A | N/A | N/A | N/A | N/A | 43.018 | 4.1005 | 4.5267
[SEER Multi-Split <=65kW] GEMS (Air Conditioners up to 65kW) Determination 2019 | MEPS 2019 | AS/NZS 3823.1.4:2012 | RSUYQ5A2VMA |  | N/A | DAIKIN | N/A | Non Ducted | vrf | N/A | Air | Air | Thailand | 3.519 | N/A | 14 | N/A | N/A | N/A | N/A | N/A | 3.439 | 16 | Enthalpy Test Room | 3.9368 | 4.9556 | N/A | - | N/A | N/A | N/A | N/A | N/A | N/A | N/A | N/A | N/A | N/A | N/A | N/A | N/A | N/A | N/A | N/A | N/A | Single | R410A | Australia,New Zealand | 144622 | 2027-02-27 |  | Approved | Reverse Cycle | N/A | Yes | Class 20 | Yes | N/A | N/A | N/A | N/A | N/A | N/A | N/A | Available | N/A | N/A | http://www.daikin.com.au/ | http://www.daikin.com.au | N/A |  |  | AAC6521 | Yes | Variable output compressor | Inverter | No | - | 14000 | 3.519 | - | 1130 | 7000 | No | - | - | - | 3216.366 | 15078 | No | 1032.82 | 7539 | No | - | - | 16000 | 3.439 | 1570 | 8000 | No | - | - | Yes | 4550 | 16000 | No | - | - | No | - | - | - | - | - | No | - | - | No | - | - | No | - | - | N/A | 74 | 4.439 | 4.465 | 5.448 | 6.219 | 5.907 | 6.034 | 789 | 1209 | 3260 | 1557 | 1952 | 4268 | 2.5 | 2.5 | 3.5 | 4.18 | 4.499 | 4.712 | 4.28 | 4.551 | 4.693 | 5095 | 2046 | 393 | 1738 | 970 | 267 | 2.5 | 2.5 | 3 | N/A | N/A | N/A | N/A | N/A | N/A | N/A | N/A | 43.418 | 3.8191 | 4.4621
[SEER Multi-Split <=65kW] GEMS (Air Conditioners up to 65kW) Determination 2019 | MEPS 2019 | AS/NZS 3823.1.4:2012 | RSUYQ5AVMA |  | N/A | DAIKIN | N/A | Non Ducted | vrf | N/A | Air | Air | Thailand | 3.519 | N/A | 14 | N/A | N/A | N/A | N/A | N/A | 3.439 | 16 | Enthalpy Test Room | 3.9368 | 4.9556 | N/A | - | N/A | N/A | N/A | N/A | N/A | N/A | N/A | N/A | N/A | N/A | N/A | N/A | N/A | N/A | N/A | N/A | N/A | Single | R410A | Australia,New Zealand | 130950 | 2025-07-27 |  | Approved | Reverse Cycle | N/A | Yes | Class 20 | Yes | N/A | Yes | N/A | N/A | N/A | DTA104A61 | N/A | Available | N/A | N/A | http://www.daikin.com.au/ | http://www.daikin.com.au | N/A |  |  | AAC5044 | Yes | Variable output compressor | Inverter | No | - | 14000 | 3.519 | - | 1130 | 7000 | No | - | - | - | 3216.366 | 15078 | No | 1032.82 | 7539 | No | - | - | 16000 | 3.439 | 1570 | 8000 | No | - | - | Yes | 4550 | 16000 | No | - | - | No | - | - | - | - | - | No | - | - | No | - | - | No | - | - | N/A | 75 | 4.45 | 4.474 | 5.452 | 6.227 | 5.913 | 6.037 | 788 | 1208 | 3258 | 1556 | 1951 | 4266 | 2.5 | 2.5 | 3.5 | 4.18 | 4.499 | 4.712 | 4.28 | 4.551 | 4.693 | 5094 | 2045 | 392 | 1737 | 969 | 266 | 2.5 | 2.5 | 3 | N/A | N/A | N/A | N/A | N/A | N/A | N/A | N/A | 43.018 | 3.8205 | 4.4638
[SEER Multi-Split <=65kW] GEMS (Air Conditioners up to 65kW) Determination 2019 | MEPS 2019 | AS/NZS 3823.1.4:2012 | RSUYQ6A2VMA |  | N/A | DAIKIN | N/A | Non Ducted | vrf | N/A | Air | Air | Thailand | 4.109 | N/A | 16 | N/A | N/A | N/A | N/A | N/A | 4.059 | 18 | Enthalpy Test Room | 3.6817 | 4.7201 | N/A | - | N/A | N/A | N/A | N/A | N/A | N/A | N/A | N/A | N/A | N/A | N/A | N/A | N/A | N/A | N/A | N/A | N/A | Single | R410A | Australia,New Zealand | 144623 | 2027-02-28 |  | Approved | Reverse Cycle | N/A | Yes | Class 20 | Yes | N/A | N/A | N/A | N/A | N/A | N/A | N/A | Available | N/A | N/A | http://www.daikin.com.au/ | http://www.daikin.com.au | N/A |  |  | AAC6532 | Yes | Variable output compressor | Inverter | No | - | 16000 | 4.109 | - | 1270 | 8000 | No | - | - | - | 3755.626 | 17232 | No | 1160.78 | 8616 | No | - | - | 18000 | 4.059 | 1900 | 9000 | No | - | - | Yes | 5330 | 18000 | No | - | - | No | - | - | - | - | - | No | - | - | No | - | - | No | - | - | N/A | 76 | 4.614 | 4.592 | 5.509 | 6.386 | 6.03 | 6.094 | 877 | 1356 | 3698 | 1743 | 2196 | 4841 | 3 | 3 | 4 | 3.946 | 4.219 | 4.385 | 4.019 | 4.249 | 4.365 | 6052 | 2432 | 453 | 2065 | 1151 | 305 | 2 | 2.5 | 2.5 | N/A | N/A | N/A | N/A | N/A | N/A | N/A | N/A | 43.418 | 3.7596 | 4.2799
[SEER Multi-Split <=65kW] GEMS (Air Conditioners up to 65kW) Determination 2019 | MEPS 2019 | AS/NZS 3823.1.4:2012 | RSUYQ6AVMA |  | N/A | DAIKIN | N/A | Non Ducted | vrf | N/A | Air | Air | Thailand | 4.109 | N/A | 16 | N/A | N/A | N/A | N/A | N/A | 4.059 | 18 | Enthalpy Test Room | 3.6817 | 4.7201 | N/A | - | N/A | N/A | N/A | N/A | N/A | N/A | N/A | N/A | N/A | N/A | N/A | N/A | N/A | N/A | N/A | N/A | N/A | Single | R410A | Australia,New Zealand | 130951 | 2025-07-28 |  | Approved | Reverse Cycle | N/A | Yes | Class 20 | Yes | N/A | Yes | N/A | N/A | N/A | DTA104A61 | N/A | Available | N/A | N/A | http://www.daikin.com.au/ | http://www.daikin.com.au | N/A |  |  | AAC5045 | Yes | Variable output compressor | Inverter | No | - | 16000 | 4.109 | - | 1270 | 8000 | No | - | - | - | 3755.626 | 17232 | No | 1160.78 | 8616 | No | - | - | 18000 | 4.059 | 1900 | 9000 | No | - | - | Yes | 5330 | 18000 | No | - | - | No | - | - | - | - | - | No | - | - | No | - | - | No | - | - | N/A | 77 | 4.625 | 4.6 | 5.513 | 6.393 | 6.035 | 6.096 | 876 | 1355 | 3696 | 1742 | 2195 | 4840 | 3 | 3 | 4 | 3.946 | 4.219 | 4.385 | 4.019 | 4.249 | 4.365 | 6052 | 2431 | 452 | 2064 | 1150 | 304 | 2 | 2.5 | 2.5 | N/A | N/A | N/A | N/A | N/A | N/A | N/A | N/A | 43.018 | 3.7608 | 4.2812
[SEER Multi-Split <=65kW] GEMS (Air Conditioners up to 65kW) Determination 2019 | MEPS 2019 | AS/NZS 3823.1.4:2012 | RSUYQ7AYM |  | N/A | DAIKIN | N/A | Non Ducted | vrf | N/A | Air | Air | Thailand | 5.66 | N/A | 20 | N/A | N/A | N/A | N/A | N/A | 5.29 | 22.4 | Enthalpy Test Room | 3.4593 | 4.0938 | N/A | - | N/A | N/A | N/A | N/A | N/A | N/A | N/A | N/A | N/A | N/A | N/A | N/A | N/A | N/A | N/A | N/A | N/A | Three | R410A | Australia,New Zealand | 134335 | 2025-12-08 |  | Approved | Reverse Cycle | N/A | Yes | Class 20 | Yes | N/A | Yes | N/A | N/A | N/A | DTA104A61 | N/A | Available | N/A | N/A | http://www.daikin.com.au/ | http://www.daikin.com.au | N/A |  |  | AAC5545 | Yes | Variable output compressor | Inverter | No | - | 20000 | 5.66 | - | 1860 | 10000 | No | - | - | - | 5173.24 | 21540 | No | 1700.04 | 10770 | No | - | - | 22400 | 5.29 | 2060 | 11200 | No | - | - | Yes | 6230 | 22400 | No | - | - | No | - | - | - | - | - | No | - | - | No | - | - | No | - | - | N/A | 79 | 4.149 | 4.124 | 4.865 | 5.603 | 5.296 | 5.343 | 1233 | 1905 | 5253 | 2499 | 3142 | 6918 | 2.5 | 2.5 | 3 | 4.216 | 4.575 | 4.995 | 4.417 | 4.74 | 4.995 | 7058 | 2802 | 511 | 2348 | 1295 | 345 | 2.5 | 3 | 3 | N/A | N/A | N/A | N/A | N/A | N/A | N/A | N/A | 54.023 | 3.4231 | 4.0931
[SEER Multi-Split <=65kW] GEMS (Air Conditioners up to 65kW) Determination 2019 | MEPS 2019 | AS/NZS 3823.1.4:2012 | RSUYQ8AYM |  | N/A | DAIKIN | N/A | Non Ducted | vrf | N/A | Air | Air | Thailand | 6.83 | N/A | 22.4 | N/A | N/A | N/A | N/A | N/A | 6.14 | 25 | Enthalpy Test Room | 3.1961 | 3.9433 | N/A | - | N/A | N/A | N/A | N/A | N/A | N/A | N/A | N/A | N/A | N/A | N/A | N/A | N/A | N/A | N/A | N/A | N/A | Three | R410A | Australia,New Zealand | 134336 | 2025-12-07 |  | Approved | Reverse Cycle | N/A | Yes | Class 20 | Yes | N/A | Yes | N/A | N/A | N/A | DTA104A61 | N/A | Available | N/A | N/A | http://www.daikin.com.au/ | http://www.daikin.com.au | N/A |  |  | AAC5542 | Yes | Variable output compressor | Inverter | No | - | 22400 | 6.83 | - | 2120 | 11200 | No | - | - | - | 6242.62 | 24124.8 | No | 1937.68 | 12062.4 | No | - | - | 25000 | 6.14 | 2380 | 12500 | No | - | - | Yes | 7180 | 25000 | No | - | - | No | - | - | - | - | - | No | - | - | No | - | - | No | - | - | N/A | 80 | 4.135 | 4.059 | 4.713 | 5.532 | 5.192 | 5.177 | 1401 | 2187 | 6094 | 2850 | 3605 | 8014 | 2.5 | 2.5 | 3 | 4.074 | 4.414 | 4.824 | 4.27 | 4.577 | 4.825 | 8133 | 3219 | 570 | 2693 | 1480 | 382 | 2.5 | 2.5 | 3 | N/A | N/A | N/A | N/A | N/A | N/A | N/A | N/A | 54.023 | 3.1943 | 3.9541
[Water Source] GEMS (Air Conditioners up to 65kW) Determination 2019 | MEPS 2019 | AS/NZS 3823.1.3:2005 | RWXYQ3AV1/FXSQ80PAVE |  | N/A | DAIKIN | 1.9 | Non Ducted | Single Split System | Under ceiling | Cooling Tower | Cooling Tower | Thailand | 1.966 | 6.1 | 8 | N/A | N/A | N/A | N/A | N/A | 1.859 | 9 | Enthalpy Test Room | 3.9308 | 4.6971 | Yes | - | N/A | 38 | 38 | - | - | N/A | N/A | N/A | 3.7009 | 4.4064 | N/A | N/A | N/A | N/A | N/A | N/A | Calorimeter Room | Single | R410A | Australia,New Zealand | 160548 | 2029-04-07 |  | Approved | Reverse Cycle | N/A | No | Class 22 | No | N/A | N/A | N/A | N/A | N/A | N/A | 3.9308 | Available | N/A | N/A | http://www.daikin.com.au/ | http://www.daikin.com.au | Yes |  |  | AAC8166 | Yes | Variable output compressor | Inverter | N/A | N/A | 8000 | 1.966 | N/A | N/A | N/A | N/A | N/A | N/A | N/A | 1796.924 | 8616 | N/A | N/A | N/A | N/A | N/A | N/A | 9000 | 1.859 | N/A | N/A | N/A | N/A | N/A | N/A | N/A | N/A | N/A | N/A | N/A | N/A | N/A | N/A | N/A | N/A | N/A | N/A | N/A | N/A | N/A | N/A | N/A | N/A | N/A | N/A | N/A | N/A | N/A | N/A | N/A | N/A | N/A | N/A | N/A | N/A | N/A | N/A | N/A | N/A | N/A | N/A | N/A | N/A | N/A | N/A | N/A | N/A | N/A | N/A | N/A | N/A | N/A | N/A | N/A | N/A | N/A | N/A | N/A | N/A | N/A | N/A | N/A | N/A | N/A | N/A | 36.0958 | 3.8314 | 4.5432
[Water Source] GEMS (Air Conditioners up to 65kW) Determination 2019 | MEPS 2019 | AS/NZS 3823.1.3:2005 | RWXYQ4AV1/FXSQ100PAVE |  | N/A | DAIKIN | 1.9 | Non Ducted | Single Split System | Under ceiling | Cooling Tower | Cooling Tower | Thailand | 2.941 | 6.1 | 11.2 | N/A | N/A | N/A | N/A | N/A | 2.903 | 12.5 | Enthalpy Test Room | 3.6938 | 4.1795 | Yes | - | N/A | 38 | 38 | - | - | N/A | N/A | N/A | 3.5402 | 4.0034 | N/A | N/A | N/A | N/A | N/A | N/A | Calorimeter Room | Single | R410A | Australia,New Zealand | 160078 | 2029-03-26 |  | Approved | Reverse Cycle | N/A | No | Class 22 | No | N/A | N/A | N/A | N/A | N/A | N/A | 3.6938 | Available | N/A | N/A | http://www.daikin.com.au/ | http://www.daikin.com.au | Yes |  |  | AAC8142 | Yes | Variable output compressor | Inverter | N/A | N/A | 11200 | 2.941 | N/A | N/A | N/A | N/A | N/A | N/A | N/A | 2688.074 | 12062.4 | N/A | N/A | N/A | N/A | N/A | N/A | 12500 | 2.903 | N/A | N/A | N/A | N/A | N/A | N/A | N/A | N/A | N/A | N/A | N/A | N/A | N/A | N/A | N/A | N/A | N/A | N/A | N/A | N/A | N/A | N/A | N/A | N/A | N/A | N/A | N/A | N/A | N/A | N/A | N/A | N/A | N/A | N/A | N/A | N/A | N/A | N/A | N/A | N/A | N/A | N/A | N/A | N/A | N/A | N/A | N/A | N/A | N/A | N/A | N/A | N/A | N/A | N/A | N/A | N/A | N/A | N/A | N/A | N/A | N/A | N/A | N/A | N/A | N/A | N/A | 37.5646 | 3.6506 | 4.1255
[Water Source] GEMS (Air Conditioners up to 65kW) Determination 2019 | MEPS 2019 | AS/NZS 3823.1.3:2005 | RWXYQ5AV1/FXSQ125PAVE |  | N/A | DAIKIN | 1.9 | Non Ducted | Single Split System | Under ceiling | Cooling Tower | Cooling Tower | Thailand | 3.816 | 6.1 | 14 | N/A | N/A | N/A | N/A | N/A | 3.236 | 16 | Enthalpy Test Room | 3.6484 | 4.925 | Yes | - | N/A | 38 | 38 | - | - | N/A | N/A | N/A | 3.5274 | 4.7333 | N/A | N/A | N/A | N/A | N/A | N/A | Calorimeter Room | Single | R410A | Australia,New Zealand | 160080 | 2029-03-26 |  | Approved | Reverse Cycle | N/A | No | Class 22 | No | N/A | N/A | N/A | N/A | N/A | N/A | 3.6484 | Available | N/A | N/A | http://www.daikin.com.au/ | http://www.daikin.com.au | Yes |  |  | AAC8143 | Yes | Variable output compressor | Inverter | N/A | N/A | 14000 | 3.816 | N/A | N/A | N/A | N/A | N/A | N/A | N/A | 3487.824 | 15078 | N/A | N/A | N/A | N/A | N/A | N/A | 16000 | 3.236 | N/A | N/A | N/A | N/A | N/A | N/A | N/A | N/A | N/A | N/A | N/A | N/A | N/A | N/A | N/A | N/A | N/A | N/A | N/A | N/A | N/A | N/A | N/A | N/A | N/A | N/A | N/A | N/A | N/A | N/A | N/A | N/A | N/A | N/A | N/A | N/A | N/A | N/A | N/A | N/A | N/A | N/A | N/A | N/A | N/A | N/A | N/A | N/A | N/A | N/A | N/A | N/A | N/A | N/A | N/A | N/A | N/A | N/A | N/A | N/A | N/A | N/A | N/A | N/A | N/A | N/A | 37.5646 | 3.5506 | 4.7577
[SEER Non Multi-Split <=65kW] GEMS (Air Conditioners up to 65kW) Determination 2019 | MEPS 2019 | AS/NZS 3823.1.1:2012 | RXC100A2V1A / FTXC100AV1A |  | N/A | DAIKIN | N/A | Non Ducted | Single Split System | Wall Hung | Air | Air | Thailand | 3.11 | N/A | 10 | N/A | N/A | N/A | N/A | N/A | 3.48 | 11.2 | Enthalpy Test Room | 3.414 | 3.1933 | N/A | - | N/A | N/A | N/A | N/A | N/A | N/A | N/A | N/A | N/A | N/A | N/A | N/A | N/A | N/A | N/A | N/A | N/A | Single | R32 | Australia,New Zealand | 144462 | 2027-02-21 |  | Approved | Reverse Cycle | N/A | Yes | Class 11 | Yes | N/A | N/A | N/A | N/A | N/A | N/A | N/A | Available | N/A | N/A | http://www.daikin.com.au/ | http://www.daikin.com.au | N/A |  |  | AAC6446 | Yes | Variable output compressor | Inverter | No | - | 10000 | 3.11 | - | 1000 | 5000 | No | - | - | - | 2842.54 | 10770 | No | 914 | 5385 | No | - | - | 11200 | 3.48 | 1100 | 5600 | No | - | - | Yes | 3700 | 9700 | No | - | - | No | - | - | - | - | - | No | - | - | No | - | - | No | - | - | 65 | 70 | 4.309 | 4.165 | 4.629 | 5.484 | 5.119 | 5.03 | 619 | 975 | 2794 | 1304 | 1653 | 3703 | 2.5 | 2.5 | 3 | 3.42 | 3.949 | 4.638 | 3.772 | 4.249 | 4.662 | 4309 | 1579 | 239 | 1340 | 690 | 156 | 1.5 | 2 | 3 | No | - | - | - | - | N/A | N/A | N/A | 14.68 | 3.1649 | 3.1731
[SEER Non Multi-Split <=65kW] GEMS (Air Conditioners up to 65kW) Determination 2019 | MEPS 2019 | AS/NZS 3823.1.1:2012 | RXC100AV1A / FTXC100AV1A |  | N/A | DAIKIN | 3.085 | Non Ducted | Single Split System | Wall Hung | Air | Air | Thailand | 3.11 | 6.915 | 10 | N/A | N/A | N/A | N/A | N/A | 3.48 | 11.2 | Calorimeter Room | 3.4299 | 3.2075 | Yes | - | N/A | 13.7 | 13.1 | N/A | N/A | N/A | N/A | N/A | 3.3607 | 3.1531 | N/A | N/A | N/A | N/A | N/A | N/A | Enthalpy Test Room | Single | R32 | Australia,New Zealand | 133614 | 2025-12-10 |  | Approved | Reverse Cycle | N/A | No | Class 11 | Yes | N/A | Yes | N/A | N/A | N/A | KRP59M51, EKMKSA2 | 3.414 | Available | N/A | N/A | http://www.daikin.com.au/ | http://www.daikin.com.au | Yes |  |  | AAC5597 | Yes | Variable output compressor | Inverter | No | - | 10000 | 3.11 | - | 1000 | 5000 | No | - | - | - | 2842.54 | 10770 | No | 914 | 5385 | No | - | - | 11200 | 3.48 | 1100 | 5600 | No | - | - | Yes | 3700 | 9700 | No | - | - | No | - | - | - | - | - | No | - | - | No | - | - | No | - | - | 65 | 70 | 4.328 | 4.178 | 4.634 | 5.495 | 5.127 | 5.034 | 617 | 973 | 2792 | 1302 | 1651 | 3701 | 2.5 | 2.5 | 3 | 3.42 | 3.949 | 4.638 | 3.772 | 4.249 | 4.662 | 4308 | 1578 | 238 | 1338 | 689 | 155 | 1.5 | 2 | 3 | No | - | - | - | - | N/A | N/A | N/A | 14.18 | 3.1666 | 3.1747
[SEER Non Multi-Split <=65kW] GEMS (Air Conditioners up to 65kW) Determination 2019 | MEPS 2019 | AS/NZS 3823.1.1:2012 | RXC50A1V1A / FTXC50AV1A |  | N/A | DAIKIN | N/A | Non Ducted | Single Split System | Wall Hung | Air | Air | Thailand | 1.45 | N/A | 5 | N/A | N/A | N/A | N/A | N/A | 1.61 | 6 | Enthalpy Test Room | 4.1026 | 4.2839 | N/A | - | N/A | N/A | N/A | N/A | N/A | N/A | N/A | N/A | N/A | N/A | N/A | N/A | N/A | N/A | N/A | N/A | N/A | Single | R32 | Australia,New Zealand | 144458 | 2027-02-21 |  | Approved | Reverse Cycle | N/A | Yes | Class 9 | Yes | N/A | N/A | N/A | N/A | N/A | N/A | N/A | Available | N/A | N/A | http://www.daikin.com.au/ | http://www.daikin.com.au | N/A |  |  | AAC6444 | Yes | Variable output compressor | Inverter | No | - | 5000 | 1.45 | - | 460 | 2500 | No | - | - | - | 1325.3 | 5385 | No | 420.44 | 2692.5 | No | - | - | 6000 | 1.61 | 510 | 3000 | No | - | - | Yes | 1500 | 5500 | No | - | - | No | - | - | - | - | - | No | - | - | No | - | - | No | - | - | 61 | 68 | 3.997 | 3.991 | 4.797 | 5.525 | 5.228 | 5.301 | 316 | 487 | 1326 | 629 | 791 | 1739 | 2 | 2 | 3 | 4.142 | 4.638 | 5.36 | 4.499 | 4.959 | 5.387 | 1927 | 745 | 133 | 621 | 336 | 91 | 2.5 | 3 | 3.5 | No | - | - | - | - | N/A | N/A | N/A | 15.845 | 3.3254 | 3.6067
[SEER Non Multi-Split <=65kW] GEMS (Air Conditioners up to 65kW) Determination 2019 | MEPS 2019 | AS/NZS 3823.1.1:2012 | RXC50A2V1A / FTXC50AV1A |  | N/A | DAIKIN | N/A | Non Ducted | Single Split System | Wall Hung | Air | Air | Thailand | 1.45 | N/A | 5 | N/A | N/A | N/A | N/A | N/A | 1.61 | 6 | Enthalpy Test Room | 4.1026 | 4.2839 | N/A | - | N/A | N/A | N/A | N/A | N/A | N/A | N/A | N/A | N/A | N/A | N/A | N/A | N/A | N/A | N/A | N/A | N/A | Single | R32 | Australia,New Zealand | 149002 | 2027-09-04 |  | Approved | Reverse Cycle | N/A | Yes | Class 9 | Yes | N/A | N/A | N/A | N/A | N/A | N/A | N/A | Available | N/A | N/A | http://www.daikin.com.au/ | http://www.daikin.com.au | N/A |  |  | AAC6925 | Yes | Variable output compressor | Inverter | No | - | 5000 | 1.45 | - | 460 | 2500 | No | - | - | - | 1325.3 | 5385 | No | 420.44 | 2692.5 | No | - | - | 6000 | 1.61 | 510 | 3000 | No | - | - | Yes | 1500 | 5500 | No | - | - | No | - | - | - | - | - | No | - | - | No | - | - | No | - | - | - | - | 3.997 | 3.991 | 4.797 | 5.525 | 5.228 | 5.301 | 316 | 487 | 1326 | 629 | 791 | 1739 | 2 | 2 | 3 | 4.142 | 4.638 | 5.36 | 4.499 | 4.959 | 5.387 | 1927 | 745 | 133 | 621 | 336 | 91 | 2.5 | 3 | 3.5 | No | - | - | - | - | N/A | N/A | N/A | 15.845 | 3.3254 | 3.6067
[SEER Non Multi-Split <=65kW] GEMS (Air Conditioners up to 65kW) Determination 2019 | MEPS 2019 | AS/NZS 3823.1.1:2012 | RXC50AAV1A / FTXC50AV1A |  | N/A | DAIKIN | N/A | Non Ducted | Single Split System | Wall Hung | Air | Air | Thailand | 1.45 | N/A | 5 | N/A | N/A | N/A | N/A | N/A | 1.61 | 6 | Enthalpy Test Room | 4.035 | 4.2737 | N/A | - | N/A | N/A | N/A | N/A | N/A | N/A | N/A | N/A | N/A | N/A | N/A | N/A | N/A | N/A | N/A | N/A | N/A | Single | R32 | Australia,New Zealand | 163011 | 2029-07-09 |  | Approved | Reverse Cycle | N/A | Yes | Class 9 | Yes | N/A | N/A | N/A | N/A | N/A | N/A | N/A | Available | N/A | N/A | http://www.daikin.com.au/ | http://www.daikin.com.au | N/A |  |  | AAC8341 | Yes | Variable output compressor | Inverter | No | - | 5000 | 1.45 | - | 460 | 2500 | No | - | - | - | 1325.3 | 5385 | No | 420.44 | 2692.5 | No | - | - | 6000 | 1.61 | 510 | 3000 | No | - | - | Yes | 1500 | 5500 | No | - | - | No | - | - | - | - | - | No | - | - | No | - | - | No | - | - | - | - | 4.001 | 3.995 | 4.799 | 5.528 | 5.231 | 5.302 | 316 | 487 | 1326 | 629 | 791 | 1738 | 2.5 | 2 | 3 | 4.142 | 4.638 | 5.36 | 4.499 | 4.959 | 5.387 | 1927 | 744 | 133 | 621 | 336 | 91 | 2.5 | 3 | 3.5 | No | - | - | - | - | N/A | N/A | N/A | 15.77 | 3.326 | 3.6073
[SEER Non Multi-Split <=65kW] GEMS (Air Conditioners up to 65kW) Determination 2019 | MEPS 2019 | AS/NZS 3823.1.1:2012 | RXC50AV1A / FTXC50AV1A |  | N/A | DAIKIN | 1.032 | Non Ducted | Single Split System | Wall Hung | Air | Air | Thailand | 1.45 | 3.968 | 5 | N/A | N/A | N/A | N/A | N/A | 1.61 | 6 | Calorimeter Room | 4.1196 | 4.2959 | Yes | - | N/A | 15.4 | 13.9 | N/A | N/A | N/A | N/A | N/A | 3.9296 | 4.147 | N/A | N/A | N/A | N/A | N/A | N/A | Enthalpy Test Room | Single | R32 | Australia,New Zealand | 133607 | 2025-12-10 |  | Approved | Reverse Cycle | N/A | No | Class 9 | Yes | N/A | Yes | N/A | N/A | N/A | KRP58M6 | 4.0959 | Available | N/A | N/A | http://www.daikin.com.au/ | http://www.daikin.com.au | Yes |  |  | AAC5593 | Yes | Variable output compressor | Inverter | No | - | 5000 | 1.45 | - | 460 | 2500 | No | - | - | - | 1325.3 | 5385 | No | 420.44 | 2692.5 | No | - | - | 6000 | 1.61 | 510 | 3000 | No | - | - | Yes | 1500 | 5500 | No | - | - | No | - | - | - | - | - | No | - | - | No | - | - | No | - | - | 61 | 68 | 4.028 | 4.016 | 4.808 | 5.547 | 5.245 | 5.308 | 314 | 485 | 1324 | 628 | 789 | 1737 | 2.5 | 2.5 | 3 | 4.142 | 4.638 | 5.36 | 4.499 | 4.959 | 5.387 | 1926 | 743 | 132 | 620 | 335 | 90 | 2.5 | 3 | 3.5 | No | - | - | - | - | N/A | N/A | N/A | 15.345 | 3.3292 | 3.6104
[SEER Non Multi-Split <=65kW] GEMS (Air Conditioners up to 65kW) Determination 2019 | MEPS 2019 | AS/NZS 3823.1.1:2012 | RXC60A1V1A / FTXC60AV1A |  | N/A | DAIKIN | N/A | Non Ducted | Single Split System | Wall Hung | Air | Air | Thailand | 1.8 | N/A | 6 | N/A | N/A | N/A | N/A | N/A | 2.05 | 7.1 | Enthalpy Test Room | 3.5697 | 3.9087 | N/A | - | N/A | N/A | N/A | N/A | N/A | N/A | N/A | N/A | N/A | N/A | N/A | N/A | N/A | N/A | N/A | N/A | N/A | Single | R32 | Australia,New Zealand | 144459 | 2027-02-24 |  | Approved | Reverse Cycle | N/A | Yes | Class 9 | Yes | N/A | N/A | N/A | N/A | N/A | N/A | N/A | Available | N/A | N/A | http://www.daikin.com.au/ | http://www.daikin.com.au | N/A |  |  | AAC6467 | Yes | Variable output compressor | Inverter | No | - | 6000 | 1.8 | - | 600 | 3000 | No | - | - | - | 1645.2 | 6462 | No | 548.4 | 3231 | No | - | - | 7100 | 2.05 | 630 | 3550 | No | - | - | Yes | 1950 | 6300 | No | - | - | No | - | - | - | - | - | No | - | - | No | - | - | No | - | - | 61 | 68 | 3.951 | 3.917 | 4.575 | 5.273 | 4.98 | 5.01 | 391 | 605 | 1679 | 800 | 1005 | 2216 | 2 | 2 | 3 | 3.843 | 4.376 | 5.128 | 4.219 | 4.71 | 5.158 | 2448 | 923 | 156 | 775 | 410 | 104 | 2 | 2.5 | 3.5 | No | - | - | - | - | N/A | N/A | N/A | 15.845 | 3.237 | 3.3752
[SEER Non Multi-Split <=65kW] GEMS (Air Conditioners up to 65kW) Determination 2019 | MEPS 2019 | AS/NZS 3823.1.1:2012 | RXC60A2V1A / FTXC60AV1A |  | N/A | DAIKIN | N/A | Non Ducted | Single Split System | Wall Hung | Air | Air | Thailand | 1.8 | N/A | 6 | N/A | N/A | N/A | N/A | N/A | 2.05 | 7.1 | Enthalpy Test Room | 3.5697 | 3.9087 | N/A | - | N/A | N/A | N/A | N/A | N/A | N/A | N/A | N/A | N/A | N/A | N/A | N/A | N/A | N/A | N/A | N/A | N/A | Single | R32 | Australia,New Zealand | 149003 | 2027-09-05 |  | Approved | Reverse Cycle | N/A | Yes | Class 9 | Yes | N/A | N/A | N/A | N/A | N/A | N/A | N/A | Available | N/A | N/A | http://www.daikin.com.au/ | http://www.daikin.com.au | N/A |  |  | AAC6938 | Yes | Variable output compressor | Inverter | No | - | 6000 | 1.8 | - | 600 | 3000 | No | - | - | - | 1645.2 | 6462 | No | 548.4 | 3231 | No | - | - | 7100 | 2.05 | 630 | 3550 | No | - | - | Yes | 1950 | 6300 | No | - | - | No | - | - | - | - | - | No | - | - | No | - | - | No | - | - | - | - | 3.951 | 3.917 | 4.575 | 5.273 | 4.98 | 5.01 | 391 | 605 | 1679 | 800 | 1005 | 2216 | 2 | 2 | 3 | 3.843 | 4.376 | 5.128 | 4.219 | 4.71 | 5.158 | 2448 | 923 | 156 | 775 | 410 | 104 | 2 | 2.5 | 3.5 | No | - | - | - | - | N/A | N/A | N/A | 15.845 | 3.237 | 3.3752
[SEER Non Multi-Split <=65kW] GEMS (Air Conditioners up to 65kW) Determination 2019 | MEPS 2019 | AS/NZS 3823.1.1:2012 | RXC60AAV1A / FTXC60AV1A |  | N/A | DAIKIN | N/A | Non Ducted | Single Split System | Wall Hung | Air | Air | Thailand | 1.8 | N/A | 6 | N/A | N/A | N/A | N/A | N/A | 2.05 | 7.1 | Enthalpy Test Room | 3.3851 | 4.1129 | N/A | - | N/A | N/A | N/A | N/A | N/A | N/A | N/A | N/A | N/A | N/A | N/A | N/A | N/A | N/A | N/A | N/A | N/A | Single | R32 | Australia,New Zealand | 163012 | 2029-07-08 |  | Approved | Reverse Cycle | N/A | Yes | Class 9 | Yes | N/A | N/A | N/A | N/A | N/A | N/A | N/A | Available | N/A | N/A | http://www.daikin.com.au/ | http://www.daikin.com.au | N/A |  |  | AAC8334 | Yes | Variable output compressor | Inverter | No | - | 6000 | 1.8 | - | 600 | 3000 | No | - | - | - | 1645.2 | 6462 | No | 548.4 | 3231 | No | - | - | 7100 | 2.05 | 630 | 3550 | No | - | - | Yes | 1950 | 6300 | No | - | - | No | - | - | - | - | - | No | - | - | No | - | - | No | - | - | - | - | 3.954 | 3.92 | 4.576 | 5.275 | 4.982 | 5.011 | 391 | 605 | 1679 | 799 | 1005 | 2216 | 2 | 2 | 3 | 3.843 | 4.376 | 5.128 | 4.219 | 4.71 | 5.158 | 2448 | 923 | 156 | 775 | 410 | 104 | 2 | 2.5 | 3.5 | No | - | - | - | - | N/A | N/A | N/A | 15.77 | 3.2375 | 3.3756
[SEER Non Multi-Split <=65kW] GEMS (Air Conditioners up to 65kW) Determination 2019 | MEPS 2019 | AS/NZS 3823.1.1:2012 | RXC60AV1A / FTXC60AV1A |  | N/A | DAIKIN | 1.637 | Non Ducted | Single Split System | Wall Hung | Air | Air | Thailand | 1.8 | 4.363 | 6 | N/A | N/A | N/A | N/A | N/A | 2.05 | 7.1 | Calorimeter Room | 3.5853 | 3.926 | Yes | - | N/A | 15.4 | 13.9 | N/A | N/A | N/A | N/A | N/A | 3.4628 | 3.809 | N/A | N/A | N/A | N/A | N/A | N/A | Enthalpy Test Room | Single | R32 | Australia,New Zealand | 133608 | 2025-12-10 |  | Approved | Reverse Cycle | N/A | No | Class 9 | Yes | N/A | Yes | N/A | N/A | N/A | KRP58M6 | 3.5697 | Available | N/A | N/A | http://www.daikin.com.au/ | http://www.daikin.com.au | Yes |  |  | AAC5595 | Yes | Variable output compressor | Inverter | No | - | 6000 | 1.8 | - | 600 | 3000 | No | - | - | - | 1645.2 | 6462 | No | 548.4 | 3231 | No | - | - | 7100 | 2.05 | 630 | 3550 | No | - | - | Yes | 1950 | 6300 | No | - | - | No | - | - | - | - | - | No | - | - | No | - | - | No | - | - | 61 | 68 | 3.976 | 3.937 | 4.583 | 5.289 | 4.993 | 5.016 | 390 | 603 | 1677 | 798 | 1004 | 2215 | 2 | 2 | 3 | 3.843 | 4.376 | 5.128 | 4.219 | 4.71 | 5.158 | 2447 | 922 | 154 | 774 | 409 | 103 | 2 | 2.5 | 3.5 | No | - | - | - | - | N/A | N/A | N/A | 15.345 | 3.24 | 3.378
[SEER Non Multi-Split <=65kW] GEMS (Air Conditioners up to 65kW) Determination 2019 | MEPS 2019 | AS/NZS 3823.1.1:2012 | RXC71A2V1A / FTXC71AV1A |  | N/A | DAIKIN | N/A | Non Ducted | Single Split System | Wall Hung | Air | Air | Thailand | 2.22 | N/A | 7.1 | N/A | N/A | N/A | N/A | N/A | 2.37 | 8 | Enthalpy Test Room | 3.1571 | 3.3017 | N/A | 87.2958 | N/A | N/A | N/A | N/A | N/A | N/A | N/A | N/A | N/A | N/A | N/A | N/A | N/A | N/A | N/A | N/A | N/A | Single | R32 | Australia,New Zealand | 144460 | 2027-02-21 |  | Approved | Reverse Cycle | N/A | Yes | Class 9 | Yes | N/A | N/A | N/A | N/A | N/A | N/A | N/A | Available | N/A | N/A | http://www.daikin.com.au/ | http://www.daikin.com.au | N/A |  |  | AAC6445 | Yes | Variable output compressor | Inverter | No | - | 7100 | 2.22 | - | 740 | 3550 | No | - | - | - | 2029.08 | 7646.7 | No | 676.36 | 3823.35 | No | - | - | 8000 | 2.37 | 820 | 4000 | No | - | - | Yes | 2300 | 7050 | No | - | - | No | - | - | - | - | - | No | - | - | No | - | - | No | - | - | 61 | 67 | 4.001 | 3.92 | 4.455 | 5.19 | 4.877 | 4.851 | 466 | 726 | 2052 | 971 | 1224 | 2718 | 2.5 | 2 | 2.5 | 3.524 | 3.94 | 4.46 | 3.791 | 4.164 | 4.473 | 2997 | 1141 | 187 | 960 | 511 | 123 | 2 | 2 | 2.5 | No | - | - | - | - | N/A | N/A | N/A | 14.555 | 3.1289 | 3.3069
[SEER Non Multi-Split <=65kW] GEMS (Air Conditioners up to 65kW) Determination 2019 | MEPS 2019 | AS/NZS 3823.1.1:2012 | RXC71AV1A / FTXC71AV1A |  | N/A | DAIKIN | 2.302 | Non Ducted | Single Split System | Wall Hung | Air | Air | Thailand | 2.22 | 4.798 | 7.1 | N/A | N/A | N/A | N/A | N/A | 2.37 | 8 | Calorimeter Room | 3.1714 | 3.3169 | Yes | 87.73 | N/A | 12 | 12.1 | 4.7151 | N/A | N/A | N/A | N/A | 3.1032 | 3.2417 | N/A | N/A | N/A | N/A | N/A | N/A | Enthalpy Test Room | Single | R32 | Australia,New Zealand | 133611 | 2025-12-10 |  | Approved | Reverse Cycle | N/A | No | Class 9 | Yes | N/A | Yes | N/A | N/A | N/A | KRP58M51, EKMKSA2 | 3.1599 | Available | N/A | N/A | http://www.daikin.com.au/ | http://www.daikin.com.au | Yes |  |  | AAC5594 | Yes | Variable output compressor | Inverter | No | - | 7100 | 2.22 | - | 740 | 3550 | No | - | - | - | 2029.08 | 7646.7 | No | 676.36 | 3823.35 | No | - | - | 8000 | 2.37 | 820 | 4000 | No | - | - | Yes | 2300 | 7050 | No | - | - | No | - | - | - | - | - | No | - | - | No | - | - | No | - | - | 61 | 67 | 4.024 | 3.938 | 4.462 | 5.203 | 4.887 | 4.856 | 464 | 724 | 2050 | 969 | 1223 | 2717 | 2.5 | 2 | 2.5 | 3.524 | 3.94 | 4.46 | 3.791 | 4.164 | 4.473 | 2996 | 1140 | 186 | 959 | 510 | 122 | 2 | 2 | 2.5 | No | - | - | - | - | N/A | N/A | N/A | 14.055 | 3.1312 | 3.3092
[SEER Non Multi-Split <=65kW] GEMS (Air Conditioners up to 65kW) Determination 2019 | MEPS 2019 | AS/NZS 3823.1.1:2012 | RXC85A2V1A / FTXC85AV1A |  | N/A | DAIKIN | N/A | Non Ducted | Single Split System | Wall Hung | Air | Air | Thailand | 2.59 | N/A | 8.5 | N/A | N/A | N/A | N/A | N/A | 3.01 | 10 | Enthalpy Test Room | 3.7598 | 3.5533 | N/A | - | N/A | N/A | N/A | N/A | N/A | N/A | N/A | N/A | N/A | N/A | N/A | N/A | N/A | N/A | N/A | N/A | N/A | Single | R32 | Australia,New Zealand | 144461 | 2027-02-24 |  | Approved | Reverse Cycle | N/A | Yes | Class 9 | Yes | N/A | N/A | N/A | N/A | N/A | N/A | N/A | Available | N/A | N/A | http://www.daikin.com.au/ | http://www.daikin.com.au | N/A |  |  | AAC6468 | Yes | Variable output compressor | Inverter | No | - | 8500 | 2.59 | - | 860 | 4250 | No | - | - | - | 2367.26 | 9154.5 | No | 786.04 | 4577.25 | No | - | - | 10000 | 3.01 | 1020 | 5000 | No | - | - | Yes | 2900 | 8700 | No | - | - | No | - | - | - | - | - | No | - | - | No | - | - | No | - | - | 65 | 71 | 5.031 | 4.101 | 4.609 | 5.162 | 5.06 | 5.009 | 534 | 836 | 2380 | 1122 | 1417 | 3156 | 3.5 | 2.5 | 3 | 0 | 4.493 | 4.478 | 3.774 | 4.166 | 4.493 | 3773 | 1422 | 224 | 1198 | 631 | 147 | 0 | 2.5 | 2.5 | No | - | - | - | - | N/A | N/A | N/A | 14.68 | 3.2202 | 3.2684
[SEER Non Multi-Split <=65kW] GEMS (Air Conditioners up to 65kW) Determination 2019 | MEPS 2019 | AS/NZS 3823.1.1:2012 | RXC85AV1A / FTXC85AV1A |  | N/A | DAIKIN | 2.232 | Non Ducted | Single Split System | Wall Hung | Air | Air | Thailand | 2.59 | 6.268 | 8.5 | N/A | N/A | N/A | N/A | N/A | 3.01 | 10 | Calorimeter Room | 3.7768 | 3.572 | Yes | - | N/A | 13.7 | 13.1 | N/A | N/A | N/A | N/A | N/A | 3.6838 | 3.4986 | N/A | N/A | N/A | N/A | N/A | N/A | Enthalpy Test Room | Single | R32 | Australia,New Zealand | 133612 | 2025-12-10 |  | Approved | Reverse Cycle | N/A | No | Class 9 | Yes | N/A | Yes | N/A | N/A | N/A | KRP58M5, EKMKSA2 | 3.7598 | Available | N/A | N/A | http://www.daikin.com.au/ | http://www.daikin.com.au | Yes |  |  | AAC5596 | Yes | Variable output compressor | Inverter | No | - | 8500 | 2.59 | - | 860 | 4250 | No | - | - | - | 2367.26 | 9154.5 | No | 786.04 | 4577.25 | No | - | - | 10000 | 3.01 | 1020 | 5000 | No | - | - | Yes | 2900 | 8700 | No | - | - | No | - | - | - | - | - | No | - | - | No | - | - | No | - | - | 65 | 71 | 4.229 | 4.117 | 4.615 | 5.409 | 5.069 | 5.013 | 533 | 834 | 2378 | 1120 | 1415 | 3155 | 2.5 | 2.5 | 3 | 3.491 | 3.927 | 4.478 | 3.774 | 4.166 | 4.493 | 3772 | 1420 | 223 | 1197 | 630 | 146 | 1.5 | 2 | 2.5 | No | - | - | - | - | N/A | N/A | N/A | 14.18 | 3.2222 | 3.2702
[SEER Non Multi-Split <=65kW] GEMS (Air Conditioners up to 65kW) Determination 2019 | MEPS 2019 | AS/NZS 3823.1.1:2012 | RXF20W1VMA / FTXF20W1VMA |  | N/A | DAIKIN | N/A | Non Ducted | Single Split System | Wall Hung | Air | Air | Thailand | 0.51 | N/A | 2 | N/A | N/A | N/A | N/A | N/A | 0.59 | 2.5 | Calorimeter Room | 4.0357 | 4.4964 | N/A | - | N/A | N/A | N/A | N/A | N/A | N/A | N/A | N/A | N/A | N/A | N/A | N/A | N/A | N/A | N/A | N/A | N/A | Single | R32 | Australia,New Zealand | 144574 | 2027-02-27 |  | Approved | Reverse Cycle | N/A | Yes | Class 8 | Yes | N/A | N/A | N/A | N/A | N/A | N/A | N/A | Available | N/A | N/A | http://www.daikin.com.au/ | http://www.daikin.com.au | N/A |  |  | AAC6526 | Yes | Variable output compressor | Inverter | No | - | 2000 | 0.51 | - | 210 | 1000 | No | - | - | - | 466.14 | 2154 | Yes | 167 | 1070 | No | - | - | 2500 | 0.59 | 245 | 1250 | No | - | - | Yes | 600 | 1600 | No | - | - | No | - | - | - | - | - | No | - | - | No | - | - | No | - | - | 55 | 59 | 5.041 | 4.921 | 5.479 | 7.226 | 6.407 | 6.176 | 106 | 166 | 473 | 198 | 264 | 603 | 3.5 | 3 | 3.5 | 2.674 | 3.207 | 4.636 | 3.272 | 3.751 | 4.692 | 1226 | 429 | 51 | 342 | 172 | 33 | 1 | 1.5 | 3 | No | - | - | - | - | N/A | N/A | N/A | 2.3 | 3.8627 | 4.1822
[SEER Non Multi-Split <=65kW] GEMS (Air Conditioners up to 65kW) Determination 2019 | MEPS 2019 | AS/NZS 3823.1.1:2012 | RXF20W2VMA / FTXF20W2VMA |  | N/A | DAIKIN | N/A | Non Ducted | Single Split System | Wall Hung | Air | Air | Thailand | 0.51 | N/A | 2 | N/A | N/A | N/A | N/A | N/A | 0.59 | 2.5 | Calorimeter Room | 4.0357 | 4.4964 | N/A | - | N/A | N/A | N/A | N/A | N/A | N/A | N/A | N/A | N/A | N/A | N/A | N/A | N/A | N/A | N/A | N/A | N/A | Single | R32 | Australia,New Zealand | 147061 | 2027-05-30 |  | Approved | Reverse Cycle | N/A | Yes | Class 8 | Yes | N/A | N/A | N/A | N/A | N/A | N/A | N/A | Available | N/A | N/A | http://www.daikin.com.au/ | http://www.daikin.com.au | N/A |  |  | AAC6757 | Yes | Variable output compressor | Inverter | No | - | 2000 | 0.51 | - | 210 | 1000 | No | - | - | - | 466.14 | 2154 | Yes | 167 | 1070 | No | - | - | 2500 | 0.59 | 245 | 1250 | No | - | - | Yes | 600 | 1600 | No | - | - | No | - | - | - | - | - | No | - | - | No | - | - | No | - | - | 55 | 59 | 5.041 | 4.921 | 5.479 | 7.226 | 6.407 | 6.176 | 106 | 166 | 473 | 198 | 264 | 603 | 3.5 | 3 | 3.5 | 2.674 | 3.207 | 4.636 | 3.272 | 3.751 | 4.692 | 1226 | 429 | 51 | 342 | 172 | 33 | 1 | 1.5 | 3 | No | - | - | - | - | N/A | N/A | N/A | 2.3 | 3.8627 | 4.1822
[SEER Non Multi-Split <=65kW] GEMS (Air Conditioners up to 65kW) Determination 2019 | MEPS 2019 | AS/NZS 3823.1.1:2012 | RXF20WVMA / FTXF20WVMA |  | N/A | DAIKIN | 0.14 | Non Ducted | Single Split System | Wall Hung | Air | Air | Thailand | 0.51 | 2.36 | 2 | N/A | N/A | N/A | N/A | N/A | 0.59 | 2.5 | Calorimeter Room | 4.0357 | 4.4964 | Yes | - | N/A | 2 | 2 | N/A | N/A | N/A | N/A | N/A | 4.6756 | 4.7055 | N/A | N/A | 4.8511 | 4.9111 | 4.5 | 4.5 | Calorimeter Room | Single | R32 | Australia,New Zealand | 133416 | 2025-11-05 |  | Approved | Reverse Cycle | N/A | No | Class 8 | Yes | N/A | Yes | N/A | N/A | N/A | BRP070A43 | 4.735 | Available | N/A | N/A | http://www.daikin.com.au/ | http://www.daikin.com.au | Yes |  | https://reg.energyrating.gov.au/static/common/images/star_ratings_2014/aircon_rating_4.5_4.5.png | AAC5460 | Yes | Variable output compressor | Inverter | No | - | 2000 | 0.51 | - | 210 | 1000 | No | - | - | - | 466.14 | 2154 | Yes | 167 | 1070 | No | - | - | 2500 | 0.59 | 245 | 1250 | No | - | - | Yes | 600 | 1600 | No | - | - | No | - | - | - | - | - | No | - | - | No | - | - | No | - | - | 55 | 59 | 5.306 | 5.118 | 5.552 | 7.416 | 6.533 | 6.228 | 103 | 162 | 469 | 195 | 261 | 600 | 3.5 | 3.5 | 4 | 2.674 | 3.207 | 4.636 | 3.272 | 3.751 | 4.692 | 1224 | 427 | 48 | 340 | 170 | 31 | 1 | 1.5 | 3 | No | - | - | - | - | N/A | N/A | N/A | 1.3 | 3.8881 | 4.206
[SEER Non Multi-Split <=65kW] GEMS (Air Conditioners up to 65kW) Determination 2019 | MEPS 2019 | AS/NZS 3823.1.1:2012 | RXF25QVMA / FTXF25QVMA |  | N/A | DAIKIN | 0.63 | Non Ducted | Single Split System | Wall Hung | Air | Air | Thailand | 0.67 | 2.87 | 2.5 | N/A | N/A | N/A | N/A | N/A | 0.78 | 3 | Calorimeter Room | 3.858 | 4.1198 | Yes | - | N/A | 4.8 | 8.3 | N/A | N/A | N/A | N/A | N/A | 3.6939 | 3.8794 | N/A | N/A | 2.8877 | 3.2587 | 2.5 | 3 | Calorimeter Room | Single | R32 | Australia,New Zealand | 129196 | 2025-09-29 |  | Approved | Reverse Cycle | N/A | No | Class 8 | Yes | N/A | Yes | N/A | N/A | N/A | BRP070A43 | 3.758 | Available | N/A | N/A | http://www.daikin.com.au/ | http://www.daikin.com.au | Yes |  | https://reg.energyrating.gov.au/static/common/images/star_ratings_2014/aircon_rating_2.5_3.png | AAC5349 | Yes | Variable output compressor | Inverter | No | - | 2500 | 0.67 | - | 270 | 1250 | No | - | - | - | 612.38 | 2692.5 | No | 246.78 | 1346.25 | No | - | - | 3000 | 0.78 | 310 | 1500 | No | - | - | Yes | 740 | 2300 | No | - | - | No | - | - | - | - | - | No | - | - | No | - | - | No | - | - | 56 | 59 | 4.251 | 4.206 | 4.685 | 5.271 | 4.997 | 5.026 | 157 | 241 | 690 | 339 | 423 | 926 | 2.5 | 2.5 | 3 | 3.422 | 3.955 | 4.449 | 3.586 | 4.151 | 4.447 | 1153 | 422 | 66 | 377 | 189 | 43 | 1.5 | 2 | 2.5 | No | - | - | - | - | N/A | N/A | N/A | 3.8 | 3.6612 | 3.7838
[SEER Non Multi-Split <=65kW] GEMS (Air Conditioners up to 65kW) Determination 2019 | MEPS 2019 | AS/NZS 3823.1.1:2012 | RXF25W1VMA / FTXF25W1VMA |  | N/A | DAIKIN | N/A | Non Ducted | Single Split System | Wall Hung | Air | Air | Thailand | 0.53 | N/A | 2.5 | N/A | N/A | N/A | N/A | N/A | 0.63 | 3 | Calorimeter Room | 4.7799 | 4.8253 | N/A | - | N/A | N/A | N/A | N/A | N/A | N/A | N/A | N/A | N/A | N/A | N/A | N/A | N/A | N/A | N/A | N/A | N/A | Single | R32 | Australia,New Zealand | 144575 | 2027-02-28 |  | Approved | Reverse Cycle | N/A | Yes | Class 8 | Yes | N/A | N/A | N/A | N/A | N/A | N/A | N/A | Available | N/A | N/A | http://www.daikin.com.au/ | http://www.daikin.com.au | N/A |  |  | AAC6527 | Yes | Variable output compressor | Inverter | No | - | 2500 | 0.53 | - | 230 | 1250 | No | - | - | - | 484.42 | 2692.5 | Yes | 190 | 1350 | No | - | - | 3000 | 0.63 | 280 | 1500 | No | - | - | Yes | 720 | 2300 | No | - | - | No | - | - | - | - | - | No | - | - | No | - | - | No | - | - | 56 | 59 | 5.751 | 5.644 | 6.238 | 7.797 | 7.066 | 6.905 | 117 | 181 | 519 | 230 | 300 | 675 | 4 | 4 | 4.5 | 3.716 | 4.407 | 4.949 | 3.93 | 4.612 | 4.932 | 1059 | 376 | 57 | 341 | 168 | 37 | 2 | 2.5 | 3 | No | - | - | - | - | N/A | N/A | N/A | 2.3 | 4.6488 | 4.7039
[SEER Non Multi-Split <=65kW] GEMS (Air Conditioners up to 65kW) Determination 2019 | MEPS 2019 | AS/NZS 3823.1.1:2012 | RXF25W2VMA / FTXF25W2VMA |  | N/A | DAIKIN | N/A | Non Ducted | Single Split System | Wall Hung | Air | Air | Thailand | 0.53 | N/A | 2.5 | N/A | N/A | N/A | N/A | N/A | 0.63 | 3 | Calorimeter Room | 4.7799 | 4.8253 | N/A | - | N/A | N/A | N/A | N/A | N/A | N/A | N/A | N/A | N/A | N/A | N/A | N/A | N/A | N/A | N/A | N/A | N/A | Single | R32 | Australia,New Zealand | 147062 | 2027-05-25 |  | Approved | Reverse Cycle | N/A | Yes | Class 8 | Yes | N/A | N/A | N/A | N/A | N/A | N/A | N/A | Available | N/A | N/A | http://www.daikin.com.au/ | http://www.daikin.com.au | N/A |  |  | AAC6737 | Yes | Variable output compressor | Inverter | No | - | 2500 | 0.53 | - | 230 | 1250 | No | - | - | - | 484.42 | 2692.5 | Yes | 190 | 1350 | No | - | - | 3000 | 0.63 | 280 | 1500 | No | - | - | Yes | 720 | 2300 | No | - | - | No | - | - | - | - | - | No | - | - | No | - | - | No | - | - | 56 | 59 | 5.751 | 5.644 | 6.238 | 7.797 | 7.066 | 6.905 | 117 | 181 | 519 | 230 | 300 | 675 | 4 | 4 | 4.5 | 3.716 | 4.407 | 4.949 | 3.93 | 4.612 | 4.932 | 1059 | 376 | 57 | 341 | 168 | 37 | 2 | 2.5 | 3 | No | - | - | - | - | N/A | N/A | N/A | 2.3 | 4.6488 | 4.7039
[SEER Non Multi-Split <=65kW] GEMS (Air Conditioners up to 65kW) Determination 2019 | MEPS 2019 | AS/NZS 3823.1.1:2012 | RXF25WVMA / FTXF25WVMA |  | N/A | DAIKIN | N/A | Non Ducted | Single Split System | Wall Hung | Air | Air | Thailand | 0.53 | 2 | 2.5 | N/A | N/A | N/A | N/A | N/A | 0.63 | 3 | Calorimeter Room | 4.7799 | 4.8253 | Yes | - | N/A | 2 | 2 | N/A | N/A | N/A | N/A | N/A | 3.9824 | 4.237 | N/A | N/A | 3.4647 | 3.974 | 3 | 3.5 | Calorimeter Room | Single | R32 | Australia,New Zealand | 133412 | 2025-11-05 |  | Approved | Reverse Cycle | N/A | No | Class 8 | Yes | N/A | Yes | N/A | N/A | N/A | BRP070A43 | 4.0356 | Available | N/A | N/A | http://www.daikin.com.au/ | http://www.daikin.com.au | Yes |  | https://reg.energyrating.gov.au/static/common/images/star_ratings_2014/aircon_rating_3_3.5.png | AAC5459 | Yes | Variable output compressor | Inverter | No | - | 2500 | 0.53 | - | 230 | 1250 | No | - | - | - | 484.42 | 2692.5 | Yes | 190 | 1350 | No | - | - | 3000 | 0.63 | 280 | 1500 | No | - | - | Yes | 720 | 2300 | No | - | - | No | - | - | - | - | - | No | - | - | No | - | - | No | - | - | 56 | 59 | 6.025 | 5.851 | 6.313 | 7.973 | 7.189 | 6.957 | 114 | 177 | 516 | 227 | 297 | 672 | 4.5 | 4 | 4.5 | 3.716 | 4.407 | 4.949 | 3.93 | 4.612 | 4.932 | 1057 | 373 | 54 | 339 | 166 | 35 | 2 | 2.5 | 3 | No | - | - | - | - | N/A | N/A | N/A | 1.3 | 4.6782 | 4.7289
[SEER Non Multi-Split <=65kW] GEMS (Air Conditioners up to 65kW) Determination 2019 | MEPS 2019 | AS/NZS 3823.1.1:2012 | RXF35QVMA / FTXF35QVMA |  | N/A | DAIKIN | 0.63 | Non Ducted | Single Split System | Wall Hung | Air | Air | Thailand | 0.94 | 2.87 | 3.5 | N/A | N/A | N/A | N/A | N/A | 0.96 | 3.7 | Calorimeter Room | 3.7885 | 3.978 | Yes | - | N/A | 4.8 | 8.3 | N/A | N/A | N/A | N/A | N/A | 3.6939 | 3.8794 | N/A | N/A | 2.8877 | 3.2587 | 2.5 | 3 | Calorimeter Room | Single | R32 | Australia,New Zealand | 129197 | 2025-09-29 |  | Approved | Reverse Cycle | N/A | No | Class 8 | Yes | N/A | Yes | N/A | N/A | N/A | BRP070A43 | 3.758 | Available | N/A | N/A | http://www.daikin.com.au/ | http://www.daikin.com.au | Yes |  | https://reg.energyrating.gov.au/static/common/images/star_ratings_2014/aircon_rating_2.5_3.png | AAC5345 | Yes | Variable output compressor | Inverter | No | - | 3500 | 0.94 | - | 340 | 1750 | No | - | - | - | 859.16 | 3769.5 | No | 310.76 | 1884.75 | No | - | - | 3700 | 0.96 | 350 | 1850 | No | - | - | Yes | 880 | 2900 | No | - | - | No | - | - | - | - | - | No | - | - | No | - | - | No | - | - | 58 | 60 | 4.595 | 4.495 | 4.996 | 5.761 | 5.423 | 5.39 | 203 | 316 | 906 | 434 | 546 | 1209 | 3 | 2.5 | 3 | 3.659 | 4.251 | 4.843 | 3.984 | 4.491 | 4.851 | 1331 | 485 | 76 | 419 | 216 | 50 | 2 | 2.5 | 3 | No | - | - | - | - | N/A | N/A | N/A | 4.8 | 3.6602 | 3.7901
[SEER Non Multi-Split <=65kW] GEMS (Air Conditioners up to 65kW) Determination 2019 | MEPS 2019 | AS/NZS 3823.1.1:2012 | RXF35W1VMA / FTXF35W1VMA |  | N/A | DAIKIN | N/A | Non Ducted | Single Split System | Wall Hung | Air | Air | Thailand | 0.91 | N/A | 3.5 | N/A | N/A | N/A | N/A | N/A | 0.86 | 3.7 | Calorimeter Room | 3.9147 | 4.4867 | N/A | - | N/A | N/A | N/A | N/A | N/A | N/A | N/A | N/A | N/A | N/A | N/A | N/A | N/A | N/A | N/A | N/A | N/A | Single | R32 | Australia,New Zealand | 144576 | 2027-02-27 |  | Approved | Reverse Cycle | N/A | Yes | Class 8 | Yes | N/A | N/A | N/A | N/A | N/A | N/A | N/A | Available | N/A | N/A | http://www.daikin.com.au/ | http://www.daikin.com.au | N/A |  |  | AAC6525 | Yes | Variable output compressor | Inverter | No | - | 3500 | 0.91 | - | 330 | 1750 | No | - | - | - | 831.74 | 3769.5 | Yes | 285 | 1880 | No | - | - | 3700 | 0.86 | 350 | 1850 | No | - | - | Yes | 880 | 2900 | No | - | - | No | - | - | - | - | - | No | - | - | No | - | - | No | - | - | 58 | 60 | 5.291 | 5.076 | 5.481 | 6.794 | 6.203 | 5.994 | 181 | 285 | 831 | 372 | 481 | 1092 | 3.5 | 3.5 | 3.5 | 3.735 | 4.356 | 4.865 | 4.039 | 4.541 | 4.859 | 1299 | 467 | 70 | 409 | 209 | 45 | 2 | 2.5 | 3 | No | - | - | - | - | N/A | N/A | N/A | 2.3 | 3.8136 | 4.2638
[SEER Non Multi-Split <=65kW] GEMS (Air Conditioners up to 65kW) Determination 2019 | MEPS 2019 | AS/NZS 3823.1.1:2012 | RXF35W2VMA / FTXF35W2VMA |  | N/A | DAIKIN | N/A | Non Ducted | Single Split System | Wall Hung | Air | Air | Thailand | 0.91 | N/A | 3.5 | N/A | N/A | N/A | N/A | N/A | 0.86 | 3.7 | Calorimeter Room | 3.9147 | 4.4867 | N/A | - | N/A | N/A | N/A | N/A | N/A | N/A | N/A | N/A | N/A | N/A | N/A | N/A | N/A | N/A | N/A | N/A | N/A | Single | R32 | Australia,New Zealand | 147063 | 2027-06-06 |  | Approved | Reverse Cycle | N/A | Yes | Class 8 | Yes | N/A | N/A | N/A | N/A | N/A | N/A | N/A | Available | N/A | N/A | http://www.daikin.com.au/ | http://www.daikin.com.au | N/A |  |  | AAC6765 | Yes | Variable output compressor | Inverter | No | - | 3500 | 0.91 | - | 330 | 1750 | No | - | - | - | 831.74 | 3769.5 | Yes | 285 | 1880 | No | - | - | 3700 | 0.86 | 350 | 1850 | No | - | - | Yes | 880 | 2900 | No | - | - | No | - | - | - | - | - | No | - | - | No | - | - | No | - | - | 58 | 60 | 5.291 | 5.076 | 5.481 | 6.794 | 6.203 | 5.994 | 181 | 285 | 831 | 372 | 481 | 1092 | 3.5 | 3.5 | 3.5 | 3.735 | 4.356 | 4.865 | 4.039 | 4.541 | 4.859 | 1299 | 467 | 70 | 409 | 209 | 45 | 2 | 2.5 | 3 | No | - | - | - | - | N/A | N/A | N/A | 2.3 | 3.8136 | 4.2638
[SEER Non Multi-Split <=65kW] GEMS (Air Conditioners up to 65kW) Determination 2019 | MEPS 2019 | AS/NZS 3823.1.1:2012 | RXF35WVMA / FTXF35WVMA |  | N/A | DAIKIN | 0.71 | Non Ducted | Single Split System | Wall Hung | Air | Air | Thailand | 0.91 | 2.79 | 3.5 | N/A | N/A | N/A | N/A | N/A | 0.86 | 3.7 | Calorimeter Room | 3.9147 | 4.4867 | Yes | - | N/A | 2 | 2 | N/A | N/A | N/A | N/A | N/A | 3.8962 | 4.4862 | N/A | N/A | 3.2924 | 4.4724 | 3 | 4 | Calorimeter Room | Single | R32 | Australia,New Zealand | 133418 | 2025-11-05 |  | Approved | Reverse Cycle | N/A | No | Class 8 | Yes | N/A | Yes | N/A | N/A | N/A | BRP070A43 | 3.9255 | Available | N/A | N/A | http://www.daikin.com.au/ | http://www.daikin.com.au | Yes |  | https://reg.energyrating.gov.au/static/common/images/star_ratings_2014/aircon_rating_3_4.png | AAC5461 | Yes | Variable output compressor | Inverter | No | - | 3500 | 0.91 | - | 330 | 1750 | No | - | - | - | 831.74 | 3769.5 | Yes | 285 | 1880 | No | - | - | 3700 | 0.86 | 350 | 1850 | No | - | - | Yes | 880 | 2900 | No | - | - | No | - | - | - | - | - | No | - | - | No | - | - | No | - | - | 58 | 60 | 5.454 | 5.194 | 5.522 | 6.889 | 6.27 | 6.022 | 177 | 281 | 827 | 369 | 478 | 1088 | 3.5 | 3.5 | 4 | 3.735 | 4.356 | 4.865 | 4.039 | 4.541 | 4.859 | 1296 | 465 | 67 | 407 | 207 | 43 | 2 | 2.5 | 3 | No | - | - | - | - | N/A | N/A | N/A | 1.3 | 3.8277 | 4.2805
[SEER Non Multi-Split <=65kW] GEMS (Air Conditioners up to 65kW) Determination 2019 | MEPS 2019 | AS/NZS 3823.1.1:2012 | RXF46W1VMA / FTXF46W1VMA |  | N/A | DAIKIN | N/A | Non Ducted | Single Split System | Wall Hung | Air | Air | Thailand | 1.28 | N/A | 4.6 | N/A | N/A | N/A | N/A | N/A | 1.25 | 4.7 | Calorimeter Room | 3.7335 | 4.1346 | N/A | - | N/A | N/A | N/A | N/A | N/A | N/A | N/A | N/A | N/A | N/A | N/A | N/A | N/A | N/A | N/A | N/A | N/A | Single | R32 | Australia,New Zealand | 144577 | 2027-02-28 |  | Approved | Reverse Cycle | N/A | Yes | Class 9 | Yes | N/A | N/A | N/A | N/A | N/A | N/A | N/A | Available | N/A | N/A | http://www.daikin.com.au/ | http://www.daikin.com.au | N/A |  |  | AAC6528 | Yes | Variable output compressor | Inverter | No | - | 4600 | 1.28 | - | 470 | 2300 | No | - | - | - | 1169.92 | 4954.2 | Yes | 405 | 2470 | No | - | - | 4700 | 1.25 | 440 | 2350 | No | - | - | Yes | 1330 | 4200 | No | - | - | No | - | - | - | - | - | No | - | - | No | - | - | No | - | - | 60 | 59 | 5.01 | 4.789 | 5.118 | 6.314 | 2.615 | 3.735 | 253 | 400 | 1172 | 524 | 678 | 1541 | 3.5 | 3 | 3.5 | 3.817 | 4.316 | 4.886 | 4.116 | 4.558 | 4.899 | 1613 | 597 | 86 | 508 | 263 | 55 | 2 | 2.5 | 3 | No | - | - | - | - | N/A | N/A | N/A | 2.3 | 3.5721 | 3.7368
[SEER Non Multi-Split <=65kW] GEMS (Air Conditioners up to 65kW) Determination 2019 | MEPS 2019 | AS/NZS 3823.1.1:2012 | RXF46W2VMA / FTXF46W2VMA |  | N/A | DAIKIN | N/A | Non Ducted | Single Split System | Wall Hung | Air | Air | Thailand | 1.28 | N/A | 4.6 | N/A | N/A | N/A | N/A | N/A | 1.25 | 4.7 | Calorimeter Room | 3.7335 | 4.1346 | N/A | - | N/A | N/A | N/A | N/A | N/A | N/A | N/A | N/A | N/A | N/A | N/A | N/A | N/A | N/A | N/A | N/A | N/A | Single | R32 | Australia,New Zealand | 147064 | 2027-05-25 |  | Approved | Reverse Cycle | N/A | Yes | Class 9 | Yes | N/A | N/A | N/A | N/A | N/A | N/A | N/A | Available | N/A | N/A | http://www.daikin.com.au/ | http://www.daikin.com.au | N/A |  |  | AAC6738 | Yes | Variable output compressor | Inverter | No | - | 4600 | 1.28 | - | 470 | 2300 | No | - | - | - | 1169.92 | 4954.2 | Yes | 405 | 2470 | No | - | - | 4700 | 1.25 | 440 | 2350 | No | - | - | Yes | 1330 | 4200 | No | - | - | No | - | - | - | - | - | No | - | - | No | - | - | No | - | - | 60 | 59 | 5.01 | 4.789 | 5.118 | 6.368 | 5.801 | 5.586 | 253 | 400 | 1172 | 524 | 678 | 1541 | 3.5 | 3 | 3.5 | 3.817 | 4.316 | 4.886 | 4.116 | 4.558 | 4.899 | 1613 | 597 | 86 | 508 | 263 | 55 | 2 | 2.5 | 3 | No | - | - | - | - | N/A | N/A | N/A | 2.3 | 3.5721 | 3.7368
[SEER Non Multi-Split <=65kW] GEMS (Air Conditioners up to 65kW) Determination 2019 | MEPS 2019 | AS/NZS 3823.1.1:2012 | RXF46WVMA / FTXF46WVMA |  | N/A | DAIKIN | 1.09 | Non Ducted | Single Split System | Wall Hung | Air | Air | Thailand | 1.28 | 3.51 | 4.6 | N/A | N/A | N/A | N/A | N/A | 1.25 | 4.7 | Calorimeter Room | 3.7335 | 4.1346 | Yes | - | N/A | 2 | 2 | N/A | N/A | N/A | N/A | N/A | 3.6904 | 3.7367 | N/A | N/A | 2.8808 | 2.9733 | 2.5 | 2.5 | Calorimeter Room | Single | R32 | Australia,New Zealand | 133419 | 2025-11-05 |  | Approved | Reverse Cycle | N/A | No | Class 9 | Yes | N/A | Yes | N/A | N/A | N/A | BRP070A45 | 3.7103 | Available | N/A | N/A | http://www.daikin.com.au/ | http://www.daikin.com.au | Yes |  | https://reg.energyrating.gov.au/static/common/images/star_ratings_2014/aircon_rating_2.5_2.5.png | AAC5457 | Yes | Variable output compressor | Inverter | No | - | 4600 | 1.28 | - | 470 | 2300 | No | - | - | - | 1169.92 | 4954.2 | Yes | 405 | 2470 | No | - | - | 4700 | 1.25 | 440 | 2350 | No | - | - | Yes | 1330 | 4200 | No | - | - | No | - | - | - | - | - | No | - | - | No | - | - | No | - | - | 60 | 59 | 5.043 | 4.813 | 5.126 | 6.387 | 5.815 | 5.592 | 252 | 398 | 1171 | 523 | 678 | 1540 | 3.5 | 3 | 3.5 | 3.817 | 4.316 | 4.886 | 4.116 | 4.558 | 4.899 | 1612 | 597 | 86 | 508 | 262 | 54 | 2 | 2.5 | 3 | No | - | - | - | - | N/A | N/A | N/A | 2 | 3.5749 | 3.7398
[SEER Non Multi-Split <=65kW] GEMS (Air Conditioners up to 65kW) Determination 2019 | MEPS 2019 | AS/NZS 3823.1.1:2012 | RXF50QVMA / FTXF50QVMA |  | N/A | DAIKIN | 1.35 | Non Ducted | Single Split System | Wall Hung | Air | Air | Thailand | 1.53 | 3.65 | 5 | N/A | N/A | N/A | N/A | N/A | 1.59 | 5.2 | Calorimeter Room | 3.3145 | 3.6935 | Yes | - | N/A | 3.9 | 3.8 | N/A | N/A | N/A | N/A | N/A | 3.2246 | 3.4787 | N/A | N/A | 1.9493 | 2.4574 | 1.5 | 2 | Calorimeter Room | Single | R32 | Australia,New Zealand | 129199 | 2025-09-29 |  | Approved | Reverse Cycle | N/A | No | Class 9 | Yes | N/A | Yes | N/A | N/A | N/A | BRP070A45 | 3.2523 | Available | N/A | N/A | http://www.daikin.com.au/ | http://www.daikin.com.au | Yes |  | https://reg.energyrating.gov.au/static/common/images/star_ratings_2014/aircon_rating_1.5_2.png | AAC5348 | Yes | Variable output compressor | Inverter | No | - | 5000 | 1.53 | - | 550 | 2500 | No | - | - | - | 1398.42 | 5385 | No | 502.7 | 2692.5 | No | - | - | 5200 | 1.59 | 520 | 2600 | No | - | - | Yes | 1720 | 4400 | No | - | - | No | - | - | - | - | - | No | - | - | No | - | - | No | - | - | 61 | 59 | 4.319 | 4.161 | 4.474 | 5.229 | 4.892 | 4.798 | 316 | 497 | 1455 | 691 | 873 | 1949 | 2.5 | 2.5 | 2.5 | 3.36 | 3.901 | 4.561 | 3.703 | 4.184 | 4.581 | 2030 | 734 | 105 | 627 | 319 | 68 | 1.5 | 2 | 3 | No | - | - | - | - | N/A | N/A | N/A | 3.9 | 3.2401 | 3.2435
[SEER Non Multi-Split <=65kW] GEMS (Air Conditioners up to 65kW) Determination 2019 | MEPS 2019 | AS/NZS 3823.1.1:2012 | RXF50W1VMA / FTXF50W1VMA |  | N/A | DAIKIN | N/A | Non Ducted | Single Split System | Wall Hung | Air | Air | Thailand | 1.44 | N/A | 5 | N/A | N/A | N/A | N/A | N/A | 1.44 | 5.2 | Calorimeter Room | 3.5284 | 3.7712 | N/A | - | N/A | N/A | N/A | N/A | N/A | N/A | N/A | N/A | N/A | N/A | N/A | N/A | N/A | N/A | N/A | N/A | N/A | Single | R32 | Australia,New Zealand | 144578 | 2027-02-28 |  | Approved | Reverse Cycle | N/A | Yes | Class 9 | Yes | N/A | N/A | N/A | N/A | N/A | N/A | N/A | Available | N/A | N/A | http://www.daikin.com.au/ | http://www.daikin.com.au | N/A |  |  | AAC6529 | Yes | Variable output compressor | Inverter | No | - | 5000 | 1.44 | - | 510 | 2500 | No | - | - | - | 1316.16 | 5385 | Yes | 445 | 2690 | No | - | - | 5200 | 1.44 | 510 | 2600 | No | - | - | Yes | 1680 | 4400 | No | - | - | No | - | - | - | - | - | No | - | - | No | - | - | No | - | - | 61 | 59 | 4.942 | 4.704 | 5.012 | 6.212 | 5.673 | 5.458 | 279 | 443 | 1302 | 584 | 755 | 1715 | 3 | 3 | 3.5 | 3.483 | 4.058 | 4.665 | 3.811 | 4.309 | 4.676 | 1954 | 702 | 99 | 606 | 307 | 63 | 1.5 | 2.5 | 3 | No | - | - | - | - | N/A | N/A | N/A | 2.3 | 3.4536 | 3.5917
[SEER Non Multi-Split <=65kW] GEMS (Air Conditioners up to 65kW) Determination 2019 | MEPS 2019 | AS/NZS 3823.1.1:2012 | RXF50W2VMA / FTXF50W2VMA |  | N/A | DAIKIN | N/A | Non Ducted | Single Split System | Wall Hung | Air | Air | Thailand | 1.44 | N/A | 5 | N/A | N/A | N/A | N/A | N/A | 1.44 | 5.2 | Calorimeter Room | 3.5284 | 3.7712 | N/A | - | N/A | N/A | N/A | N/A | N/A | N/A | N/A | N/A | N/A | N/A | N/A | N/A | N/A | N/A | N/A | N/A | N/A | Single | R32 | Australia,New Zealand | 147066 | 2027-05-25 |  | Approved | Reverse Cycle | N/A | Yes | Class 9 | Yes | N/A | N/A | N/A | N/A | N/A | N/A | N/A | Available | N/A | N/A | http://www.daikin.com.au/ | http://www.daikin.com.au | N/A |  |  | AAC6739 | Yes | Variable output compressor | Inverter | No | - | 5000 | 1.44 | - | 510 | 2500 | No | - | - | - | 1316.16 | 5385 | Yes | 445 | 2690 | No | - | - | 5200 | 1.44 | 510 | 2600 | No | - | - | Yes | 1680 | 4400 | No | - | - | No | - | - | - | - | - | No | - | - | No | - | - | No | - | - | 61 | 59 | 4.942 | 4.704 | 5.012 | 6.212 | 5.673 | 5.458 | 279 | 443 | 1302 | 584 | 755 | 1715 | 3 | 3 | 3.5 | 3.483 | 4.058 | 4.665 | 3.811 | 4.309 | 4.676 | 1954 | 702 | 99 | 606 | 307 | 63 | 1.5 | 2.5 | 3 | No | - | - | - | - | N/A | N/A | N/A | 2.3 | 3.4536 | 3.5917
[SEER Non Multi-Split <=65kW] GEMS (Air Conditioners up to 65kW) Determination 2019 | MEPS 2019 | AS/NZS 3823.1.1:2012 | RXF50WVMA / FTXF50WVMA |  | N/A | DAIKIN | 1.43 | Non Ducted | Single Split System | Wall Hung | Air | Air | Thailand | 1.44 | 3.57 | 5 | N/A | N/A | N/A | N/A | N/A | 1.44 | 5.2 | Calorimeter Room | 3.5284 | 3.7712 | Yes | - | N/A | 2 | 2 | N/A | N/A | N/A | N/A | N/A | 3.4763 | 3.601 | N/A | N/A | 2.4527 | 2.702 | 2 | 2.5 | Calorimeter Room | Single | R32 | Australia,New Zealand | 133420 | 2025-11-05 |  | Approved | Reverse Cycle | N/A | No | Class 9 | Yes | N/A | Yes | N/A | N/A | N/A | BRP070A45 | 3.4927 | Available | N/A | N/A | http://www.daikin.com.au/ | http://www.daikin.com.au | Yes |  | https://reg.energyrating.gov.au/static/common/images/star_ratings_2014/aircon_rating_2_2.5.png | AAC5462 | Yes | Variable output compressor | Inverter | No | - | 5000 | 1.44 | - | 510 | 2500 | No | - | - | - | 1316.16 | 5385 | Yes | 445 | 2690 | No | - | - | 5200 | 1.44 | 510 | 2600 | No | - | - | Yes | 1680 | 4400 | No | - | - | No | - | - | - | - | - | No | - | - | No | - | - | No | - | - | 61 | 59 | 4.971 | 4.725 | 5.019 | 6.228 | 5.684 | 5.462 | 278 | 442 | 1300 | 583 | 754 | 1714 | 3 | 3 | 3.5 | 3.483 | 4.058 | 4.665 | 3.811 | 4.309 | 4.676 | 1954 | 701 | 99 | 606 | 306 | 62 | 1.5 | 2.5 | 3 | No | - | - | - | - | N/A | N/A | N/A | 2 | 3.456 | 3.5942
[SEER Non Multi-Split <=65kW] GEMS (Air Conditioners up to 65kW) Determination 2019 | MEPS 2019 | AS/NZS 3823.1.1:2012 | RXF60QVMA / FTXF60QVMA |  | N/A | DAIKIN | 1.25 | Non Ducted | Single Split System | Wall Hung | Air | Air | Thailand | 1.85 | 4.75 | 6 | N/A | N/A | N/A | N/A | N/A | 1.99 | 6.5 | Calorimeter Room | 3.3698 | 3.6167 | Yes | - | N/A | 3.9 | 4.8 | N/A | N/A | N/A | N/A | N/A | 3.237 | 3.2275 | N/A | N/A | 1.9741 | 1.9551 | 1.5 | 1.5 | Calorimeter Room | Single | R32 | Australia,New Zealand | 129200 | 2025-09-29 |  | Approved | Reverse Cycle | N/A | No | Class 9 | Yes | N/A | Yes | N/A | N/A | N/A | BRP070A45 | 3.2602 | Available | N/A | N/A | http://www.daikin.com.au/ | http://www.daikin.com.au | Yes |  | https://reg.energyrating.gov.au/static/common/images/star_ratings_2014/aircon_rating_1.5_1.5.png | AAC5350 | Yes | Variable output compressor | Inverter | No | - | 6000 | 1.85 | - | 600 | 3000 | No | - | - | - | 1690.9 | 6462 | No | 548.4 | 3231 | No | - | - | 6500 | 1.99 | 630 | 3250 | No | - | - | Yes | 1720 | 4900 | No | - | - | No | - | - | - | - | - | No | - | - | No | - | - | No | - | - | 62 | 61 | 4.643 | 4.415 | 4.73 | 5.672 | 5.263 | 5.102 | 354 | 564 | 1653 | 766 | 974 | 2200 | 3 | 2.5 | 3 | 3.335 | 3.934 | 4.7 | 3.588 | 4.265 | 4.724 | 2554 | 908 | 126 | 807 | 390 | 80 | 1.5 | 2 | 3 | No | - | - | - | - | N/A | N/A | N/A | 3.9 | 3.2203 | 3.2448
[SEER Non Multi-Split <=65kW] GEMS (Air Conditioners up to 65kW) Determination 2019 | MEPS 2019 | AS/NZS 3823.1.1:2012 | RXF60W1VMA / FTXF60W1VMA |  | N/A | DAIKIN | N/A | Non Ducted | Single Split System | Wall Hung | Air | Air | Thailand | 1.71 | N/A | 6 | N/A | N/A | N/A | N/A | N/A | 1.73 | 6.5 | Calorimeter Room | 3.5646 | 3.8291 | N/A | - | N/A | N/A | N/A | N/A | N/A | N/A | N/A | N/A | N/A | N/A | N/A | N/A | N/A | N/A | N/A | N/A | N/A | Single | R32 | Australia,New Zealand | 144579 | 2027-02-28 |  | Approved | Reverse Cycle | N/A | Yes | Class 9 | Yes | N/A | N/A | N/A | N/A | N/A | N/A | N/A | Available | N/A | N/A | http://www.daikin.com.au/ | http://www.daikin.com.au | N/A |  |  | AAC6530 | Yes | Variable output compressor | Inverter | No | - | 6000 | 1.71 | - | 580 | 3000 | No | - | - | - | 1562.94 | 6462 | Yes | 485 | 3230 | No | - | - | 6500 | 1.73 | 640 | 3250 | No | - | - | Yes | 1720 | 4900 | No | - | - | No | - | - | - | - | - | No | - | - | No | - | - | No | - | - | 62 | 61 | 5.376 | 5.059 | 5.397 | 7.123 | 6.334 | 5.989 | 308 | 495 | 1451 | 611 | 811 | 1876 | 3.5 | 3.5 | 3.5 | 3.378 | 3.995 | 4.655 | 3.615 | 4.271 | 4.661 | 2518 | 890 | 123 | 797 | 386 | 78 | 1.5 | 2 | 3 | No | - | - | - | - | N/A | N/A | N/A | 2.3 | 3.4929 | 3.7404
[SEER Non Multi-Split <=65kW] GEMS (Air Conditioners up to 65kW) Determination 2019 | MEPS 2019 | AS/NZS 3823.1.1:2012 | RXF60W2VMA / FTXF60W2VMA |  | N/A | DAIKIN | N/A | Non Ducted | Single Split System | Wall Hung | Air | Air | Thailand | 1.71 | N/A | 6 | N/A | N/A | N/A | N/A | N/A | 1.73 | 6.5 | Calorimeter Room | 3.5646 | 3.8291 | N/A | - | N/A | N/A | N/A | N/A | N/A | N/A | N/A | N/A | N/A | N/A | N/A | N/A | N/A | N/A | N/A | N/A | N/A | Single | R32 | Australia,New Zealand | 147067 | 2027-05-30 |  | Approved | Reverse Cycle | N/A | Yes | Class 9 | Yes | N/A | N/A | N/A | N/A | N/A | N/A | N/A | Available | N/A | N/A | http://www.daikin.com.au/ | http://www.daikin.com.au | N/A |  |  | AAC6758 | Yes | Variable output compressor | Inverter | No | - | 6000 | 1.71 | - | 580 | 3000 | No | - | - | - | 1562.94 | 6462 | Yes | 485 | 3230 | No | - | - | 6500 | 1.73 | 640 | 3250 | No | - | - | Yes | 1720 | 4900 | No | - | - | No | - | - | - | - | - | No | - | - | No | - | - | No | - | - | 62 | 61 | 5.376 | 5.059 | 5.397 | 7.123 | 6.334 | 5.989 | 308 | 495 | 1451 | 611 | 811 | 1876 | 3.5 | 3.5 | 3.5 | 3.378 | 3.995 | 4.655 | 3.615 | 4.271 | 4.661 | 2518 | 890 | 123 | 797 | 386 | 78 | 1.5 | 2 | 3 | No | - | - | - | - | N/A | N/A | N/A | 2.3 | 3.4929 | 3.7404
[SEER Non Multi-Split <=65kW] GEMS (Air Conditioners up to 65kW) Determination 2019 | MEPS 2019 | AS/NZS 3823.1.1:2012 | RXF60WVMA / FTXF60WVMA |  | N/A | DAIKIN | 1.33 | Non Ducted | Single Split System | Wall Hung | Air | Air | Thailand | 1.71 | 4.67 | 6 | N/A | N/A | N/A | N/A | N/A | 1.73 | 6.5 | Calorimeter Room | 3.5646 | 3.8291 | Yes | - | N/A | 2 | 2 | N/A | N/A | N/A | N/A | N/A | 3.4912 | 3.7367 | N/A | N/A | 2.4825 | 2.9734 | 2 | 2.5 | Calorimeter Room | Single | R32 | Australia,New Zealand | 133421 | 2025-11-05 |  | Approved | Reverse Cycle | N/A | No | Class 9 | Yes | N/A | Yes | N/A | N/A | N/A | BRP070A45 | 3.5049 | Available | N/A | N/A | http://www.daikin.com.au/ | http://www.daikin.com.au | Yes |  | https://reg.energyrating.gov.au/static/common/images/star_ratings_2014/aircon_rating_2_2.5.png | AAC5458 | Yes | Variable output compressor | Inverter | No | - | 6000 | 1.71 | - | 580 | 3000 | No | - | - | - | 1562.94 | 6462 | Yes | 485 | 3230 | No | - | - | 6500 | 1.73 | 640 | 3250 | No | - | - | Yes | 1720 | 4900 | No | - | - | No | - | - | - | - | - | No | - | - | No | - | - | No | - | - | 62 | 61 | 5.404 | 5.079 | 5.404 | 7.141 | 6.347 | 5.994 | 307 | 494 | 1450 | 610 | 810 | 1875 | 3.5 | 3.5 | 3.5 | 3.378 | 3.995 | 4.655 | 3.615 | 4.271 | 4.661 | 2517 | 889 | 122 | 797 | 385 | 77 | 1.5 | 2 | 3 | No | - | - | - | - | N/A | N/A | N/A | 2 | 3.495 | 3.7426
[SEER Non Multi-Split <=65kW] GEMS (Air Conditioners up to 65kW) Determination 2019 | MEPS 2019 | AS/NZS 3823.1.1:2012 | RXF71QVMA / FTXF71QVMA |  | N/A | DAIKIN | 1.25 | Non Ducted | Single Split System | Wall Hung | Air | Air | Thailand | 2.19 | 4.75 | 7.1 | N/A | N/A | N/A | N/A | N/A | 2.41 | 8 | Calorimeter Room | 3.2422 | 3.531 | Yes | - | N/A | 3.9 | 4.8 | N/A | N/A | N/A | N/A | N/A | 3.237 | 3.2275 | N/A | N/A | 1.9741 | 1.9551 | 1.5 | 1.5 | Calorimeter Room | Single | R32 | Australia,New Zealand | 129201 | 2025-09-29 |  | Approved | Reverse Cycle | N/A | No | Class 9 | Yes | N/A | Yes | N/A | N/A | N/A | BRP070A45 | 3.2602 | Available | N/A | N/A | http://www.daikin.com.au/ | http://www.daikin.com.au | Yes |  | https://reg.energyrating.gov.au/static/common/images/star_ratings_2014/aircon_rating_1.5_1.5.png | AAC5346 | Yes | Variable output compressor | Inverter | No | - | 7100 | 2.19 | - | 780 | 3550 | No | - | - | - | 2001.66 | 7646.7 | No | 712.92 | 3823.35 | No | - | - | 8000 | 2.41 | 770 | 4000 | No | - | - | Yes | 2130 | 5800 | No | - | - | No | - | - | - | - | - | No | - | - | No | - | - | No | - | - | 65 | 65 | 4.373 | 4.195 | 4.478 | 5.259 | 4.911 | 4.799 | 446 | 703 | 2067 | 979 | 1237 | 2769 | 2.5 | 2.5 | 2.5 | 3.257 | 3.9 | 4.735 | 3.546 | 4.261 | 4.758 | 3217 | 1126 | 153 | 1004 | 479 | 97 | 1.5 | 2 | 3 | No | - | - | - | - | N/A | N/A | N/A | 4.4 | 3.2201 | 3.2991
[SEER Non Multi-Split <=65kW] GEMS (Air Conditioners up to 65kW) Determination 2019 | MEPS 2019 | AS/NZS 3823.1.1:2012 | RXF71W1VMA / FTXF71W1VMA |  | N/A | DAIKIN | N/A | Non Ducted | Single Split System | Wall Hung | Air | Air | Thailand | 2.14 | N/A | 7.1 | N/A | N/A | N/A | N/A | N/A | 2.12 | 8 | Calorimeter Room | 3.369 | 4.1076 | N/A | - | N/A | N/A | N/A | N/A | N/A | N/A | N/A | N/A | N/A | N/A | N/A | N/A | N/A | N/A | N/A | N/A | N/A | Single | R32 | Australia,New Zealand | 144580 | 2027-02-28 |  | Approved | Reverse Cycle | N/A | Yes | Class 9 | Yes | N/A | N/A | N/A | N/A | N/A | N/A | N/A | Available | N/A | N/A | http://www.daikin.com.au/ | http://www.daikin.com.au | N/A |  |  | AAC6534 | Yes | Variable output compressor | Inverter | No | - | 7100 | 2.14 | - | 720 | 3550 | No | - | - | - | 1955.96 | 7646.7 | Yes | 625 | 3820 | No | - | - | 8000 | 2.12 | 750 | 4000 | No | - | - | Yes | 2130 | 5800 | No | - | - | No | - | - | - | - | - | No | - | - | No | - | - | No | - | - | 65 | 65 | 4.986 | 4.699 | 4.976 | 6.297 | 5.705 | 5.439 | 395 | 632 | 1864 | 820 | 1068 | 2446 | 3 | 3 | 3 | 3.35 | 4.054 | 4.88 | 3.656 | 4.407 | 4.892 | 3124 | 1078 | 143 | 969 | 459 | 90 | 1.5 | 2.5 | 3 | No | - | - | - | - | N/A | N/A | N/A | 2.3 | 3.3057 | 3.7598
[SEER Non Multi-Split <=65kW] GEMS (Air Conditioners up to 65kW) Determination 2019 | MEPS 2019 | AS/NZS 3823.1.1:2012 | RXF71W2VMA / FTXF71W2VMA |  | N/A | DAIKIN | N/A | Non Ducted | Single Split System | Wall Hung | Air | Air | Thailand | 2.14 | N/A | 7.1 | N/A | N/A | N/A | N/A | N/A | 2.12 | 8 | Calorimeter Room | 3.369 | 4.1076 | N/A | - | N/A | N/A | N/A | N/A | N/A | N/A | N/A | N/A | N/A | N/A | N/A | N/A | N/A | N/A | N/A | N/A | N/A | Single | R32 | Australia,New Zealand | 147068 | 2027-05-25 |  | Approved | Reverse Cycle | N/A | Yes | Class 9 | Yes | N/A | N/A | N/A | N/A | N/A | N/A | N/A | Available | N/A | N/A | http://www.daikin.com.au/ | http://www.daikin.com.au | N/A |  |  | AAC6740 | Yes | Variable output compressor | Inverter | No | - | 7100 | 2.14 | - | 720 | 3550 | No | - | - | - | 1955.96 | 7646.7 | Yes | 625 | 3820 | No | - | - | 8000 | 2.12 | 750 | 4000 | No | - | - | Yes | 2130 | 5800 | No | - | - | No | - | - | - | - | - | No | - | - | No | - | - | No | - | - | 65 | 65 | 4.986 | 4.699 | 4.976 | 6.297 | 5.705 | 5.439 | 395 | 632 | 1864 | 820 | 1068 | 2446 | 3 | 3 | 3 | 3.35 | 4.054 | 4.88 | 3.656 | 4.407 | 4.892 | 3124 | 1078 | 143 | 969 | 459 | 90 | 1.5 | 2.5 | 3 | No | - | - | - | - | N/A | N/A | N/A | 2.3 | 3.3057 | 3.7598
[SEER Non Multi-Split <=65kW] GEMS (Air Conditioners up to 65kW) Determination 2019 | MEPS 2019 | AS/NZS 3823.1.1:2012 | RXF71WVMA / FTXF71WVMA |  | N/A | DAIKIN | 1.36 | Non Ducted | Single Split System | Wall Hung | Air | Air | Thailand | 2.14 | 5.74 | 7.1 | N/A | N/A | N/A | N/A | N/A | 2.12 | 8 | Calorimeter Room | 3.369 | 4.1076 | Yes | - | N/A | 3 | 3 | N/A | N/A | N/A | N/A | N/A | 3.3594 | 3.7362 | N/A | N/A | 2.2188 | 2.9724 | 2 | 2.5 | Calorimeter Room | Single | R32 | Australia,New Zealand | 133422 | 2025-11-05 |  | Approved | Reverse Cycle | N/A | No | Class 9 | Yes | N/A | Yes | N/A | N/A | N/A | BRP070A44 | 3.3755 | Available | N/A | N/A | http://www.daikin.com.au/ | http://www.daikin.com.au | Yes |  | https://reg.energyrating.gov.au/static/common/images/star_ratings_2014/aircon_rating_2_2.5.png | AAC5463 | Yes | Variable output compressor | Inverter | No | - | 7100 | 2.14 | - | 720 | 3550 | No | - | - | - | 1955.96 | 7646.7 | Yes | 625 | 3820 | No | - | - | 8000 | 2.12 | 750 | 4000 | No | - | - | Yes | 2130 | 5800 | No | - | - | No | - | - | - | - | - | No | - | - | No | - | - | No | - | - | 65 | 65 | 4.938 | 4.665 | 4.964 | 6.27 | 5.685 | 5.431 | 397 | 635 | 1867 | 822 | 1070 | 2448 | 3 | 3 | 3 | 3.35 | 4.054 | 4.88 | 3.656 | 4.407 | 4.892 | 3125 | 1079 | 145 | 971 | 461 | 92 | 1.5 | 2.5 | 3 | No | - | - | - | - | N/A | N/A | N/A | 3 | 3.3021 | 3.7556
[SEER Non Multi-Split <=65kW] GEMS (Air Conditioners up to 65kW) Determination 2019 | MEPS 2019 | AS/NZS 3823.1.1:2012 | RXJ25T2VMA / FTXJ25T2VMA* | RXJ25T2VMA / FTXJ25T2VMA* | N/A | DAIKIN | 0.44 | Non Ducted | Single Split System | Wall Hung | Air | Air | Thailand,China | 0.49 | 2.06 | 2.5 | N/A | N/A | N/A | N/A | N/A | 0.66 | 3.2 | Calorimeter Room | 5.012 | 5.0677 | Yes | - | N/A | 2 | 2 | N/A | N/A | N/A | N/A | N/A | 5.1095 | 4.9303 | N/A | N/A | 5.7191 | 5.3605 | 5.5 | 5 | Calorimeter Room | Single | R32 | Australia,New Zealand | 149608 | 2027-09-27 |  | Approved | Reverse Cycle | N/A | Yes | Class 8 | Yes | N/A | Yes | N/A | N/A | N/A | BRP070A43 | 5.1803 | Available | N/A | N/A | http://www.daikin.com.au/ | http://www.daikin.com.au | Yes |  | https://reg.energyrating.gov.au/static/common/images/star_ratings_2014/aircon_rating_5.5_5.png | AAC7047 | Yes | Variable output compressor | Inverter | No | - | 2500 | 0.49 | - | 230 | 1250 | No | - | - | - | 447.86 | 2692.5 | No | 210.22 | 1346.25 | No | - | - | 3200 | 0.66 | 300 | 1600 | No | - | - | Yes | 1100 | 3600 | No | - | - | No | - | - | - | - | - | No | - | - | No | - | - | No | - | - | 56 | 59 | 5.467 | 5.426 | 5.911 | 6.48 | 6.171 | 6.256 | 124 | 189 | 549 | 278 | 345 | 746 | 3.5 | 3.5 | 4 | 4.402 | 4.704 | 4.931 | 4.501 | 4.762 | 4.912 | 954 | 375 | 59 | 318 | 172 | 38 | 2.5 | 3 | 3 | No | - | - | - | - | N/A | N/A | N/A | 2 | 5.0326 | 4.7993
[SEER Non Multi-Split <=65kW] GEMS (Air Conditioners up to 65kW) Determination 2019 | MEPS 2019 | AS/NZS 3823.1.1:2012 | RXJ25T2VMA / FTXJ25T2VMAK | RXJ25T2VMA / FTXJ25T2VMA* | N/A | DAIKIN | 0.44 | Non Ducted | Single Split System | Wall Hung | Air | Air | Thailand,China | 0.49 | 2.06 | 2.5 | N/A | N/A | N/A | N/A | N/A | 0.66 | 3.2 | Calorimeter Room | 5.012 | 5.0677 | Yes | - | N/A | 2 | 2 | N/A | N/A | N/A | N/A | N/A | 5.1095 | 4.9303 | N/A | N/A | 5.7191 | 5.3605 | 5.5 | 5 | Calorimeter Room | Single | R32 | Australia,New Zealand | 149608 | 2027-09-27 |  | Approved | Reverse Cycle | N/A | Yes | Class 8 | Yes | N/A | Yes | N/A | N/A | N/A | BRP070A43 | 5.1803 | Available | N/A | N/A | http://www.daikin.com.au/ | http://www.daikin.com.au | Yes |  | https://reg.energyrating.gov.au/static/common/images/star_ratings_2014/aircon_rating_5.5_5.png | AAC7047 | Yes | Variable output compressor | Inverter | No | - | 2500 | 0.49 | - | 230 | 1250 | No | - | - | - | 447.86 | 2692.5 | No | 210.22 | 1346.25 | No | - | - | 3200 | 0.66 | 300 | 1600 | No | - | - | Yes | 1100 | 3600 | No | - | - | No | - | - | - | - | - | No | - | - | No | - | - | No | - | - | 56 | 59 | 5.467 | 5.426 | 5.911 | 6.48 | 6.171 | 6.256 | 124 | 189 | 549 | 278 | 345 | 746 | 3.5 | 3.5 | 4 | 4.402 | 4.704 | 4.931 | 4.501 | 4.762 | 4.912 | 954 | 375 | 59 | 318 | 172 | 38 | 2.5 | 3 | 3 | No | - | - | - | - | N/A | N/A | N/A | 2 | 5.0326 | 4.7993
[SEER Non Multi-Split <=65kW] GEMS (Air Conditioners up to 65kW) Determination 2019 | MEPS 2019 | AS/NZS 3823.1.1:2012 | RXJ25T2VMA / FTXJ25T2VMAW | RXJ25T2VMA / FTXJ25T2VMA* | N/A | DAIKIN | 0.44 | Non Ducted | Single Split System | Wall Hung | Air | Air | Thailand,China | 0.49 | 2.06 | 2.5 | N/A | N/A | N/A | N/A | N/A | 0.66 | 3.2 | Calorimeter Room | 5.012 | 5.0677 | Yes | - | N/A | 2 | 2 | N/A | N/A | N/A | N/A | N/A | 5.1095 | 4.9303 | N/A | N/A | 5.7191 | 5.3605 | 5.5 | 5 | Calorimeter Room | Single | R32 | Australia,New Zealand | 149608 | 2027-09-27 |  | Approved | Reverse Cycle | N/A | Yes | Class 8 | Yes | N/A | Yes | N/A | N/A | N/A | BRP070A43 | 5.1803 | Available | N/A | N/A | http://www.daikin.com.au/ | http://www.daikin.com.au | Yes |  | https://reg.energyrating.gov.au/static/common/images/star_ratings_2014/aircon_rating_5.5_5.png | AAC7047 | Yes | Variable output compressor | Inverter | No | - | 2500 | 0.49 | - | 230 | 1250 | No | - | - | - | 447.86 | 2692.5 | No | 210.22 | 1346.25 | No | - | - | 3200 | 0.66 | 300 | 1600 | No | - | - | Yes | 1100 | 3600 | No | - | - | No | - | - | - | - | - | No | - | - | No | - | - | No | - | - | 56 | 59 | 5.467 | 5.426 | 5.911 | 6.48 | 6.171 | 6.256 | 124 | 189 | 549 | 278 | 345 | 746 | 3.5 | 3.5 | 4 | 4.402 | 4.704 | 4.931 | 4.501 | 4.762 | 4.912 | 954 | 375 | 59 | 318 | 172 | 38 | 2.5 | 3 | 3 | No | - | - | - | - | N/A | N/A | N/A | 2 | 5.0326 | 4.7993
[SEER Non Multi-Split <=65kW] GEMS (Air Conditioners up to 65kW) Determination 2019 | MEPS 2019 | AS/NZS 3823.1.1:2012 | RXJ25TVMA / FTXJ25TVMA* | RXJ25TVMA / FTXJ25TVMA* | N/A | DAIKIN | 0.44 | Non Ducted | Single Split System | Wall Hung | Air | Air | Thailand | 0.49 | 2.06 | 2.5 | N/A | N/A | N/A | N/A | N/A | 0.66 | 3.2 | Calorimeter Room | 5.1803 | 4.9815 | Yes | - | N/A | 2 | 2 | N/A | N/A | N/A | N/A | N/A | 5.1095 | 4.9303 | N/A | N/A | 5.7191 | 5.3605 | 5.5 | 5 | Calorimeter Room | Single | R32 | Australia,New Zealand | 137150 | 2026-04-15 |  | Approved | Reverse Cycle | N/A | No | Class 8 | Yes | N/A | Yes | N/A | N/A | N/A | BRP070A43 | 5.1803 | Available | N/A | N/A | http://www.daikin.com.au/ | http://www.daikin.com.au | Yes |  | https://reg.energyrating.gov.au/static/common/images/star_ratings_2014/aircon_rating_5.5_5.png | AAC5900 | Yes | Variable output compressor | Inverter | No | - | 2500 | 0.49 | - | 230 | 1250 | No | - | - | - | 447.86 | 2692.5 | No | 210.22 | 1346.25 | No | - | - | 3200 | 0.66 | 300 | 1600 | No | - | - | Yes | 1100 | 3600 | No | - | - | No | - | - | - | - | - | No | - | - | No | - | - | No | - | - | 56 | 59 | 5.467 | 5.426 | 5.911 | 6.48 | 6.171 | 6.256 | 124 | 189 | 549 | 278 | 345 | 746 | 3.5 | 3.5 | 4 | 4.402 | 4.704 | 4.931 | 4.501 | 4.762 | 4.912 | 954 | 375 | 59 | 318 | 172 | 38 | 2.5 | 3 | 3 | No | - | - | - | - | N/A | N/A | N/A | 2 | 5.0326 | 4.7993
[SEER Non Multi-Split <=65kW] GEMS (Air Conditioners up to 65kW) Determination 2019 | MEPS 2019 | AS/NZS 3823.1.1:2012 | RXJ25TVMA / FTXJ25TVMAK | RXJ25TVMA / FTXJ25TVMA* | N/A | DAIKIN | 0.44 | Non Ducted | Single Split System | Wall Hung | Air | Air | Thailand | 0.49 | 2.06 | 2.5 | N/A | N/A | N/A | N/A | N/A | 0.66 | 3.2 | Calorimeter Room | 5.1803 | 4.9815 | Yes | - | N/A | 2 | 2 | N/A | N/A | N/A | N/A | N/A | 5.1095 | 4.9303 | N/A | N/A | 5.7191 | 5.3605 | 5.5 | 5 | Calorimeter Room | Single | R32 | Australia,New Zealand | 137150 | 2026-04-15 |  | Approved | Reverse Cycle | N/A | No | Class 8 | Yes | N/A | Yes | N/A | N/A | N/A | BRP070A43 | 5.1803 | Available | N/A | N/A | http://www.daikin.com.au/ | http://www.daikin.com.au | Yes |  | https://reg.energyrating.gov.au/static/common/images/star_ratings_2014/aircon_rating_5.5_5.png | AAC5900 | Yes | Variable output compressor | Inverter | No | - | 2500 | 0.49 | - | 230 | 1250 | No | - | - | - | 447.86 | 2692.5 | No | 210.22 | 1346.25 | No | - | - | 3200 | 0.66 | 300 | 1600 | No | - | - | Yes | 1100 | 3600 | No | - | - | No | - | - | - | - | - | No | - | - | No | - | - | No | - | - | 56 | 59 | 5.467 | 5.426 | 5.911 | 6.48 | 6.171 | 6.256 | 124 | 189 | 549 | 278 | 345 | 746 | 3.5 | 3.5 | 4 | 4.402 | 4.704 | 4.931 | 4.501 | 4.762 | 4.912 | 954 | 375 | 59 | 318 | 172 | 38 | 2.5 | 3 | 3 | No | - | - | - | - | N/A | N/A | N/A | 2 | 5.0326 | 4.7993
[SEER Non Multi-Split <=65kW] GEMS (Air Conditioners up to 65kW) Determination 2019 | MEPS 2019 | AS/NZS 3823.1.1:2012 | RXJ25TVMA / FTXJ25TVMAW | RXJ25TVMA / FTXJ25TVMA* | N/A | DAIKIN | 0.44 | Non Ducted | Single Split System | Wall Hung | Air | Air | Thailand | 0.49 | 2.06 | 2.5 | N/A | N/A | N/A | N/A | N/A | 0.66 | 3.2 | Calorimeter Room | 5.1803 | 4.9815 | Yes | - | N/A | 2 | 2 | N/A | N/A | N/A | N/A | N/A | 5.1095 | 4.9303 | N/A | N/A | 5.7191 | 5.3605 | 5.5 | 5 | Calorimeter Room | Single | R32 | Australia,New Zealand | 137150 | 2026-04-15 |  | Approved | Reverse Cycle | N/A | No | Class 8 | Yes | N/A | Yes | N/A | N/A | N/A | BRP070A43 | 5.1803 | Available | N/A | N/A | http://www.daikin.com.au/ | http://www.daikin.com.au | Yes |  | https://reg.energyrating.gov.au/static/common/images/star_ratings_2014/aircon_rating_5.5_5.png | AAC5900 | Yes | Variable output compressor | Inverter | No | - | 2500 | 0.49 | - | 230 | 1250 | No | - | - | - | 447.86 | 2692.5 | No | 210.22 | 1346.25 | No | - | - | 3200 | 0.66 | 300 | 1600 | No | - | - | Yes | 1100 | 3600 | No | - | - | No | - | - | - | - | - | No | - | - | No | - | - | No | - | - | 56 | 59 | 5.467 | 5.426 | 5.911 | 6.48 | 6.171 | 6.256 | 124 | 189 | 549 | 278 | 345 | 746 | 3.5 | 3.5 | 4 | 4.402 | 4.704 | 4.931 | 4.501 | 4.762 | 4.912 | 954 | 375 | 59 | 318 | 172 | 38 | 2.5 | 3 | 3 | No | - | - | - | - | N/A | N/A | N/A | 2 | 5.0326 | 4.7993
[SEER Non Multi-Split <=65kW] GEMS (Air Conditioners up to 65kW) Determination 2019 | MEPS 2019 | AS/NZS 3823.1.1:2012 | RXJ35T2VMA / FTXJ35T2VMA* | RXJ35T2VMA / FTXJ35T2VMA* | N/A | DAIKIN | 0.93 | Non Ducted | Single Split System | Wall Hung | Air | Air | Thailand,China | 0.81 | 2.57 | 3.5 | 465 | N/A | N/A | N/A | 790 | 0.81 | 3.7 | Calorimeter Room | 4.3415 | 4.7022 | Yes | - | N/A | 2 | 2 | N/A | N/A | N/A | N/A | N/A | 4.2899 | 4.6877 | N/A | N/A | 4.0797 | 4.8755 | 4 | 4.5 | Calorimeter Room | Single | R32 | Australia,New Zealand | 149618 | 2027-09-28 |  | Approved | Reverse Cycle | 200 | Yes | Class 8 | Yes | N/A | Yes | N/A | N/A | N/A | BRP070A43 | 4.3249 | Available | N/A | N/A | http://www.daikin.com.au/ | http://www.daikin.com.au | Yes |  | https://reg.energyrating.gov.au/static/common/images/star_ratings_2014/aircon_rating_4_4.5.png | AAC7059 | Yes | Variable output compressor | Inverter | No | - | 3500 | 0.81 | - | 330 | 1750 | No | - | - | - | 740.34 | 3769.5 | No | 301.62 | 1884.75 | No | - | - | 3700 | 0.81 | 370 | 1850 | No | - | - | Yes | 1130 | 3700 | No | - | - | No | - | - | - | - | - | No | - | - | No | - | - | No | - | - | 58 | 61 | 5.267 | 5.13 | 5.496 | 6.25 | 5.891 | 5.847 | 182 | 283 | 830 | 406 | 508 | 1120 | 3.5 | 3.5 | 3.5 | 4.068 | 4.407 | 4.624 | 4.177 | 4.46 | 4.605 | 1192 | 461 | 72 | 395 | 212 | 46 | 2.5 | 2.5 | 3 | No | - | - | - | - | N/A | N/A | N/A | 2 | 4.2852 | 4.5301
[SEER Non Multi-Split <=65kW] GEMS (Air Conditioners up to 65kW) Determination 2019 | MEPS 2019 | AS/NZS 3823.1.1:2012 | RXJ35T2VMA / FTXJ35T2VMAK | RXJ35T2VMA / FTXJ35T2VMA* | N/A | DAIKIN | 0.93 | Non Ducted | Single Split System | Wall Hung | Air | Air | Thailand,China | 0.81 | 2.57 | 3.5 | 465 | N/A | N/A | N/A | 790 | 0.81 | 3.7 | Calorimeter Room | 4.3415 | 4.7022 | Yes | - | N/A | 2 | 2 | N/A | N/A | N/A | N/A | N/A | 4.2899 | 4.6877 | N/A | N/A | 4.0797 | 4.8755 | 4 | 4.5 | Calorimeter Room | Single | R32 | Australia,New Zealand | 149618 | 2027-09-28 |  | Approved | Reverse Cycle | 200 | Yes | Class 8 | Yes | N/A | Yes | N/A | N/A | N/A | BRP070A43 | 4.3249 | Available | N/A | N/A | http://www.daikin.com.au/ | http://www.daikin.com.au | Yes |  | https://reg.energyrating.gov.au/static/common/images/star_ratings_2014/aircon_rating_4_4.5.png | AAC7059 | Yes | Variable output compressor | Inverter | No | - | 3500 | 0.81 | - | 330 | 1750 | No | - | - | - | 740.34 | 3769.5 | No | 301.62 | 1884.75 | No | - | - | 3700 | 0.81 | 370 | 1850 | No | - | - | Yes | 1130 | 3700 | No | - | - | No | - | - | - | - | - | No | - | - | No | - | - | No | - | - | 58 | 61 | 5.267 | 5.13 | 5.496 | 6.25 | 5.891 | 5.847 | 182 | 283 | 830 | 406 | 508 | 1120 | 3.5 | 3.5 | 3.5 | 4.068 | 4.407 | 4.624 | 4.177 | 4.46 | 4.605 | 1192 | 461 | 72 | 395 | 212 | 46 | 2.5 | 2.5 | 3 | No | - | - | - | - | N/A | N/A | N/A | 2 | 4.2852 | 4.5301
[SEER Non Multi-Split <=65kW] GEMS (Air Conditioners up to 65kW) Determination 2019 | MEPS 2019 | AS/NZS 3823.1.1:2012 | RXJ35T2VMA / FTXJ35T2VMAW | RXJ35T2VMA / FTXJ35T2VMA* | N/A | DAIKIN | 0.93 | Non Ducted | Single Split System | Wall Hung | Air | Air | Thailand,China | 0.81 | 2.57 | 3.5 | 465 | N/A | N/A | N/A | 790 | 0.81 | 3.7 | Calorimeter Room | 4.3415 | 4.7022 | Yes | - | N/A | 2 | 2 | N/A | N/A | N/A | N/A | N/A | 4.2899 | 4.6877 | N/A | N/A | 4.0797 | 4.8755 | 4 | 4.5 | Calorimeter Room | Single | R32 | Australia,New Zealand | 149618 | 2027-09-28 |  | Approved | Reverse Cycle | 200 | Yes | Class 8 | Yes | N/A | Yes | N/A | N/A | N/A | BRP070A43 | 4.3249 | Available | N/A | N/A | http://www.daikin.com.au/ | http://www.daikin.com.au | Yes |  | https://reg.energyrating.gov.au/static/common/images/star_ratings_2014/aircon_rating_4_4.5.png | AAC7059 | Yes | Variable output compressor | Inverter | No | - | 3500 | 0.81 | - | 330 | 1750 | No | - | - | - | 740.34 | 3769.5 | No | 301.62 | 1884.75 | No | - | - | 3700 | 0.81 | 370 | 1850 | No | - | - | Yes | 1130 | 3700 | No | - | - | No | - | - | - | - | - | No | - | - | No | - | - | No | - | - | 58 | 61 | 5.267 | 5.13 | 5.496 | 6.25 | 5.891 | 5.847 | 182 | 283 | 830 | 406 | 508 | 1120 | 3.5 | 3.5 | 3.5 | 4.068 | 4.407 | 4.624 | 4.177 | 4.46 | 4.605 | 1192 | 461 | 72 | 395 | 212 | 46 | 2.5 | 2.5 | 3 | No | - | - | - | - | N/A | N/A | N/A | 2 | 4.2852 | 4.5301
[SEER Non Multi-Split <=65kW] GEMS (Air Conditioners up to 65kW) Determination 2019 | MEPS 2019 | AS/NZS 3823.1.1:2012 | RXJ35TVMA / FTXJ35TVMA* | RXJ35TVMA / FTXJ35TVMA* | N/A | DAIKIN | 0.93 | Non Ducted | Single Split System | Wall Hung | Air | Air | Thailand | 0.81 | 2.57 | 3.5 | 465 | N/A | N/A | N/A | 790 | 0.81 | 3.7 | Calorimeter Room | 4.3249 | 4.7278 | Yes | - | N/A | 2 | 2 | N/A | N/A | N/A | N/A | N/A | 4.2899 | 4.6877 | N/A | N/A | 4.0797 | 4.8755 | 4 | 4.5 | Calorimeter Room | Single | R32 | Australia,New Zealand | 137151 | 2026-04-15 |  | Approved | Reverse Cycle | 200 | No | Class 8 | Yes | N/A | Yes | N/A | N/A | N/A | BRP070A43 | 4.3249 | Available | N/A | N/A | http://www.daikin.com.au/ | http://www.daikin.com.au | Yes |  | https://reg.energyrating.gov.au/static/common/images/star_ratings_2014/aircon_rating_4_4.5.png | AAC5898 | Yes | Variable output compressor | Inverter | No | - | 3500 | 0.81 | - | 330 | 1750 | No | - | - | - | 740.34 | 3769.5 | No | 301.62 | 1884.75 | No | - | - | 3700 | 0.81 | 370 | 1850 | No | - | - | Yes | 1130 | 3700 | No | - | - | No | - | - | - | - | - | No | - | - | No | - | - | No | - | - | 58 | 61 | 5.267 | 5.13 | 5.496 | 6.25 | 5.891 | 5.847 | 182 | 283 | 830 | 406 | 508 | 1120 | 3.5 | 3.5 | 3.5 | 4.068 | 4.407 | 4.624 | 4.177 | 4.46 | 4.605 | 1192 | 461 | 72 | 395 | 212 | 46 | 2.5 | 2.5 | 3 | No | - | - | - | - | N/A | N/A | N/A | 2 | 4.2852 | 4.5301
[SEER Non Multi-Split <=65kW] GEMS (Air Conditioners up to 65kW) Determination 2019 | MEPS 2019 | AS/NZS 3823.1.1:2012 | RXJ35TVMA / FTXJ35TVMAK | RXJ35TVMA / FTXJ35TVMA* | N/A | DAIKIN | 0.93 | Non Ducted | Single Split System | Wall Hung | Air | Air | Thailand | 0.81 | 2.57 | 3.5 | 465 | N/A | N/A | N/A | 790 | 0.81 | 3.7 | Calorimeter Room | 4.3249 | 4.7278 | Yes | - | N/A | 2 | 2 | N/A | N/A | N/A | N/A | N/A | 4.2899 | 4.6877 | N/A | N/A | 4.0797 | 4.8755 | 4 | 4.5 | Calorimeter Room | Single | R32 | Australia,New Zealand | 137151 | 2026-04-15 |  | Approved | Reverse Cycle | 200 | No | Class 8 | Yes | N/A | Yes | N/A | N/A | N/A | BRP070A43 | 4.3249 | Available | N/A | N/A | http://www.daikin.com.au/ | http://www.daikin.com.au | Yes |  | https://reg.energyrating.gov.au/static/common/images/star_ratings_2014/aircon_rating_4_4.5.png | AAC5898 | Yes | Variable output compressor | Inverter | No | - | 3500 | 0.81 | - | 330 | 1750 | No | - | - | - | 740.34 | 3769.5 | No | 301.62 | 1884.75 | No | - | - | 3700 | 0.81 | 370 | 1850 | No | - | - | Yes | 1130 | 3700 | No | - | - | No | - | - | - | - | - | No | - | - | No | - | - | No | - | - | 58 | 61 | 5.267 | 5.13 | 5.496 | 6.25 | 5.891 | 5.847 | 182 | 283 | 830 | 406 | 508 | 1120 | 3.5 | 3.5 | 3.5 | 4.068 | 4.407 | 4.624 | 4.177 | 4.46 | 4.605 | 1192 | 461 | 72 | 395 | 212 | 46 | 2.5 | 2.5 | 3 | No | - | - | - | - | N/A | N/A | N/A | 2 | 4.2852 | 4.5301
[SEER Non Multi-Split <=65kW] GEMS (Air Conditioners up to 65kW) Determination 2019 | MEPS 2019 | AS/NZS 3823.1.1:2012 | RXJ35TVMA / FTXJ35TVMAW | RXJ35TVMA / FTXJ35TVMA* | N/A | DAIKIN | 0.93 | Non Ducted | Single Split System | Wall Hung | Air | Air | Thailand | 0.81 | 2.57 | 3.5 | 465 | N/A | N/A | N/A | 790 | 0.81 | 3.7 | Calorimeter Room | 4.3249 | 4.7278 | Yes | - | N/A | 2 | 2 | N/A | N/A | N/A | N/A | N/A | 4.2899 | 4.6877 | N/A | N/A | 4.0797 | 4.8755 | 4 | 4.5 | Calorimeter Room | Single | R32 | Australia,New Zealand | 137151 | 2026-04-15 |  | Approved | Reverse Cycle | 200 | No | Class 8 | Yes | N/A | Yes | N/A | N/A | N/A | BRP070A43 | 4.3249 | Available | N/A | N/A | http://www.daikin.com.au/ | http://www.daikin.com.au | Yes |  | https://reg.energyrating.gov.au/static/common/images/star_ratings_2014/aircon_rating_4_4.5.png | AAC5898 | Yes | Variable output compressor | Inverter | No | - | 3500 | 0.81 | - | 330 | 1750 | No | - | - | - | 740.34 | 3769.5 | No | 301.62 | 1884.75 | No | - | - | 3700 | 0.81 | 370 | 1850 | No | - | - | Yes | 1130 | 3700 | No | - | - | No | - | - | - | - | - | No | - | - | No | - | - | No | - | - | 58 | 61 | 5.267 | 5.13 | 5.496 | 6.25 | 5.891 | 5.847 | 182 | 283 | 830 | 406 | 508 | 1120 | 3.5 | 3.5 | 3.5 | 4.068 | 4.407 | 4.624 | 4.177 | 4.46 | 4.605 | 1192 | 461 | 72 | 395 | 212 | 46 | 2.5 | 2.5 | 3 | No | - | - | - | - | N/A | N/A | N/A | 2 | 4.2852 | 4.5301
[SEER Non Multi-Split <=65kW] GEMS (Air Conditioners up to 65kW) Determination 2019 | MEPS 2019 | AS/NZS 3823.1.1:2012 | RXJ50T2VMA / FTXJ50T2VMA* | RXJ50T2VMA / FTXJ50T2VMA* | N/A | DAIKIN | 1.45 | Non Ducted | Single Split System | Wall Hung | Air | Air | Thailand,China | 1.32 | 3.55 | 5 | 465 | N/A | N/A | N/A | 990 | 1.49 | 6 | Calorimeter Room | 3.8055 | 4.0639 | Yes | - | N/A | 3 | 3 | N/A | N/A | N/A | N/A | N/A | 3.7621 | 4.0237 | N/A | N/A | 3.0242 | 3.5474 | 3 | 3.5 | Calorimeter Room | Single | R32 | Australia,New Zealand | 149647 | 2027-09-28 |  | Approved | Reverse Cycle | 200 | Yes | Class 9 | Yes | N/A | Yes | N/A | N/A | N/A | BRP070A43 | 3.7907 | Available | N/A | N/A | http://www.daikin.com.au/ | http://www.daikin.com.au | Yes |  | https://reg.energyrating.gov.au/static/common/images/star_ratings_2014/aircon_rating_3_3.5.png | AAC7051 | Yes | Variable output compressor | Inverter | No | - | 5000 | 1.32 | - | 495 | 2500 | No | - | - | - | 1206.48 | 5385 | No | 452.43 | 2692.5 | No | - | - | 6000 | 1.49 | 590 | 3000 | No | - | - | Yes | 2050 | 6300 | No | - | - | No | - | - | - | - | - | No | - | - | No | - | - | No | - | - | 61 | 59 | 5 | 4.806 | 5.091 | 5.923 | 5.544 | 5.431 | 276 | 434 | 1282 | 613 | 773 | 1724 | 3.5 | 3 | 3.5 | 3.95 | 4.291 | 4.674 | 4.138 | 4.439 | 4.672 | 1988 | 765 | 113 | 643 | 342 | 71 | 2 | 2.5 | 3 | No | - | - | - | - | N/A | N/A | N/A | 2 | 3.7686 | 4.0087
[SEER Non Multi-Split <=65kW] GEMS (Air Conditioners up to 65kW) Determination 2019 | MEPS 2019 | AS/NZS 3823.1.1:2012 | RXJ50T2VMA / FTXJ50T2VMAK | RXJ50T2VMA / FTXJ50T2VMA* | N/A | DAIKIN | 1.45 | Non Ducted | Single Split System | Wall Hung | Air | Air | Thailand,China | 1.32 | 3.55 | 5 | 465 | N/A | N/A | N/A | 990 | 1.49 | 6 | Calorimeter Room | 3.8055 | 4.0639 | Yes | - | N/A | 3 | 3 | N/A | N/A | N/A | N/A | N/A | 3.7621 | 4.0237 | N/A | N/A | 3.0242 | 3.5474 | 3 | 3.5 | Calorimeter Room | Single | R32 | Australia,New Zealand | 149647 | 2027-09-28 |  | Approved | Reverse Cycle | 200 | Yes | Class 9 | Yes | N/A | Yes | N/A | N/A | N/A | BRP070A43 | 3.7907 | Available | N/A | N/A | http://www.daikin.com.au/ | http://www.daikin.com.au | Yes |  | https://reg.energyrating.gov.au/static/common/images/star_ratings_2014/aircon_rating_3_3.5.png | AAC7051 | Yes | Variable output compressor | Inverter | No | - | 5000 | 1.32 | - | 495 | 2500 | No | - | - | - | 1206.48 | 5385 | No | 452.43 | 2692.5 | No | - | - | 6000 | 1.49 | 590 | 3000 | No | - | - | Yes | 2050 | 6300 | No | - | - | No | - | - | - | - | - | No | - | - | No | - | - | No | - | - | 61 | 59 | 5 | 4.806 | 5.091 | 5.923 | 5.544 | 5.431 | 276 | 434 | 1282 | 613 | 773 | 1724 | 3.5 | 3 | 3.5 | 3.95 | 4.291 | 4.674 | 4.138 | 4.439 | 4.672 | 1988 | 765 | 113 | 643 | 342 | 71 | 2 | 2.5 | 3 | No | - | - | - | - | N/A | N/A | N/A | 2 | 3.7686 | 4.0087
[SEER Non Multi-Split <=65kW] GEMS (Air Conditioners up to 65kW) Determination 2019 | MEPS 2019 | AS/NZS 3823.1.1:2012 | RXJ50T2VMA / FTXJ50T2VMAW | RXJ50T2VMA / FTXJ50T2VMA* | N/A | DAIKIN | 1.45 | Non Ducted | Single Split System | Wall Hung | Air | Air | Thailand,China | 1.32 | 3.55 | 5 | 465 | N/A | N/A | N/A | 990 | 1.49 | 6 | Calorimeter Room | 3.8055 | 4.0639 | Yes | - | N/A | 3 | 3 | N/A | N/A | N/A | N/A | N/A | 3.7621 | 4.0237 | N/A | N/A | 3.0242 | 3.5474 | 3 | 3.5 | Calorimeter Room | Single | R32 | Australia,New Zealand | 149647 | 2027-09-28 |  | Approved | Reverse Cycle | 200 | Yes | Class 9 | Yes | N/A | Yes | N/A | N/A | N/A | BRP070A43 | 3.7907 | Available | N/A | N/A | http://www.daikin.com.au/ | http://www.daikin.com.au | Yes |  | https://reg.energyrating.gov.au/static/common/images/star_ratings_2014/aircon_rating_3_3.5.png | AAC7051 | Yes | Variable output compressor | Inverter | No | - | 5000 | 1.32 | - | 495 | 2500 | No | - | - | - | 1206.48 | 5385 | No | 452.43 | 2692.5 | No | - | - | 6000 | 1.49 | 590 | 3000 | No | - | - | Yes | 2050 | 6300 | No | - | - | No | - | - | - | - | - | No | - | - | No | - | - | No | - | - | 61 | 59 | 5 | 4.806 | 5.091 | 5.923 | 5.544 | 5.431 | 276 | 434 | 1282 | 613 | 773 | 1724 | 3.5 | 3 | 3.5 | 3.95 | 4.291 | 4.674 | 4.138 | 4.439 | 4.672 | 1988 | 765 | 113 | 643 | 342 | 71 | 2 | 2.5 | 3 | No | - | - | - | - | N/A | N/A | N/A | 2 | 3.7686 | 4.0087
[SEER Non Multi-Split <=65kW] GEMS (Air Conditioners up to 65kW) Determination 2019 | MEPS 2019 | AS/NZS 3823.1.1:2012 | RXJ50TVMA / FTXJ50TVMA* | RXJ50TVMA / FTXJ50TVMA* | N/A | DAIKIN | 1.45 | Non Ducted | Single Split System | Wall Hung | Air | Air | Thailand | 1.32 | 3.55 | 5 | 465 | N/A | N/A | N/A | 990 | 1.49 | 6 | Calorimeter Room | 3.7907 | 4.0511 | Yes | - | N/A | 3 | 3 | N/A | N/A | N/A | N/A | N/A | 3.7621 | 4.0237 | N/A | N/A | 3.0242 | 3.5474 | 3 | 3.5 | Calorimeter Room | Single | R32 | Australia,New Zealand | 137153 | 2026-04-15 |  | Approved | Reverse Cycle | 200 | No | Class 9 | Yes | N/A | Yes | N/A | N/A | N/A | BRP070A43 | 3.7907 | Available | N/A | N/A | http://www.daikin.com.au/ | http://www.daikin.com.au | Yes |  | https://reg.energyrating.gov.au/static/common/images/star_ratings_2014/aircon_rating_3_3.5.png | AAC5899 | Yes | Variable output compressor | Inverter | No | - | 5000 | 1.32 | - | 495 | 2500 | No | - | - | - | 1206.48 | 5385 | No | 452.43 | 2692.5 | No | - | - | 6000 | 1.49 | 590 | 3000 | No | - | - | Yes | 2050 | 6300 | No | - | - | No | - | - | - | - | - | No | - | - | No | - | - | No | - | - | 61 | 59 | 4.903 | 4.734 | 5.067 | 5.874 | 5.507 | 5.415 | 280 | 438 | 1286 | 617 | 776 | 1727 | 3 | 3 | 3.5 | 3.95 | 4.291 | 4.674 | 4.138 | 4.439 | 4.672 | 1990 | 767 | 115 | 645 | 345 | 73 | 2 | 2.5 | 3 | No | - | - | - | - | N/A | N/A | N/A | 3 | 3.759 | 3.9996
[SEER Non Multi-Split <=65kW] GEMS (Air Conditioners up to 65kW) Determination 2019 | MEPS 2019 | AS/NZS 3823.1.1:2012 | RXJ50TVMA / FTXJ50TVMAK | RXJ50TVMA / FTXJ50TVMA* | N/A | DAIKIN | 1.45 | Non Ducted | Single Split System | Wall Hung | Air | Air | Thailand | 1.32 | 3.55 | 5 | 465 | N/A | N/A | N/A | 990 | 1.49 | 6 | Calorimeter Room | 3.7907 | 4.0511 | Yes | - | N/A | 3 | 3 | N/A | N/A | N/A | N/A | N/A | 3.7621 | 4.0237 | N/A | N/A | 3.0242 | 3.5474 | 3 | 3.5 | Calorimeter Room | Single | R32 | Australia,New Zealand | 137153 | 2026-04-15 |  | Approved | Reverse Cycle | 200 | No | Class 9 | Yes | N/A | Yes | N/A | N/A | N/A | BRP070A43 | 3.7907 | Available | N/A | N/A | http://www.daikin.com.au/ | http://www.daikin.com.au | Yes |  | https://reg.energyrating.gov.au/static/common/images/star_ratings_2014/aircon_rating_3_3.5.png | AAC5899 | Yes | Variable output compressor | Inverter | No | - | 5000 | 1.32 | - | 495 | 2500 | No | - | - | - | 1206.48 | 5385 | No | 452.43 | 2692.5 | No | - | - | 6000 | 1.49 | 590 | 3000 | No | - | - | Yes | 2050 | 6300 | No | - | - | No | - | - | - | - | - | No | - | - | No | - | - | No | - | - | 61 | 59 | 4.903 | 4.734 | 5.067 | 5.874 | 5.507 | 5.415 | 280 | 438 | 1286 | 617 | 776 | 1727 | 3 | 3 | 3.5 | 3.95 | 4.291 | 4.674 | 4.138 | 4.439 | 4.672 | 1990 | 767 | 115 | 645 | 345 | 73 | 2 | 2.5 | 3 | No | - | - | - | - | N/A | N/A | N/A | 3 | 3.759 | 3.9996
[SEER Non Multi-Split <=65kW] GEMS (Air Conditioners up to 65kW) Determination 2019 | MEPS 2019 | AS/NZS 3823.1.1:2012 | RXJ50TVMA / FTXJ50TVMAW | RXJ50TVMA / FTXJ50TVMA* | N/A | DAIKIN | 1.45 | Non Ducted | Single Split System | Wall Hung | Air | Air | Thailand | 1.32 | 3.55 | 5 | 465 | N/A | N/A | N/A | 990 | 1.49 | 6 | Calorimeter Room | 3.7907 | 4.0511 | Yes | - | N/A | 3 | 3 | N/A | N/A | N/A | N/A | N/A | 3.7621 | 4.0237 | N/A | N/A | 3.0242 | 3.5474 | 3 | 3.5 | Calorimeter Room | Single | R32 | Australia,New Zealand | 137153 | 2026-04-15 |  | Approved | Reverse Cycle | 200 | No | Class 9 | Yes | N/A | Yes | N/A | N/A | N/A | BRP070A43 | 3.7907 | Available | N/A | N/A | http://www.daikin.com.au/ | http://www.daikin.com.au | Yes |  | https://reg.energyrating.gov.au/static/common/images/star_ratings_2014/aircon_rating_3_3.5.png | AAC5899 | Yes | Variable output compressor | Inverter | No | - | 5000 | 1.32 | - | 495 | 2500 | No | - | - | - | 1206.48 | 5385 | No | 452.43 | 2692.5 | No | - | - | 6000 | 1.49 | 590 | 3000 | No | - | - | Yes | 2050 | 6300 | No | - | - | No | - | - | - | - | - | No | - | - | No | - | - | No | - | - | 61 | 59 | 4.903 | 4.734 | 5.067 | 5.874 | 5.507 | 5.415 | 280 | 438 | 1286 | 617 | 776 | 1727 | 3 | 3 | 3.5 | 3.95 | 4.291 | 4.674 | 4.138 | 4.439 | 4.672 | 1990 | 767 | 115 | 645 | 345 | 73 | 2 | 2.5 | 3 | No | - | - | - | - | N/A | N/A | N/A | 3 | 3.759 | 3.9996
[SEER Non Multi-Split <=65kW] GEMS (Air Conditioners up to 65kW) Determination 2019 | MEPS 2019 | AS/NZS 3823.1.1:2012 | RXJ60T2VMA / FTXJ60T2VMA* | RXJ60T2VMA / FTXJ60T2VMA* | N/A | DAIKIN | 1.91 | Non Ducted | Single Split System | Wall Hung | Air | Air | Thailand,China | 1.83 | 4.09 | 6 | 465 | N/A | N/A | N/A | 990 | 1.88 | 7.2 | Calorimeter Room | 3.3085 | 3.8444 | Yes | - | N/A | 3 | 3 | N/A | N/A | N/A | N/A | N/A | 3.2794 | 3.818 | N/A | N/A | 2.0588 | 3.1361 | 2 | 3 | Calorimeter Room | Single | R32 | Australia,New Zealand | 149656 | 2027-09-26 |  | Approved | Reverse Cycle | 200 | Yes | Class 9 | Yes | N/A | Yes | N/A | N/A | N/A | BRP070A43 | 3.2976 | Available | N/A | N/A | http://www.daikin.com.au/ | http://www.daikin.com.au | Yes |  | https://reg.energyrating.gov.au/static/common/images/star_ratings_2014/aircon_rating_2_3.png | AAC7041 | Yes | Variable output compressor | Inverter | No | - | 6000 | 1.83 | - | 680 | 3000 | No | - | - | - | 1672.62 | 6462 | No | 621.52 | 3231 | No | - | - | 7200 | 1.88 | 730 | 3600 | No | - | - | Yes | 2220 | 7000 | No | - | - | No | - | - | - | - | - | No | - | - | No | - | - | No | - | - | 64 | 61 | 4.403 | 4.218 | 4.443 | 5.19 | 4.85 | 4.737 | 378 | 596 | 1765 | 842 | 1062 | 2374 | 2.5 | 2.5 | 2.5 | 3.784 | 4.137 | 4.53 | 3.982 | 4.292 | 4.53 | 2489 | 951 | 138 | 801 | 424 | 87 | 2 | 2.5 | 3 | No | - | - | - | - | N/A | N/A | N/A | 2 | 3.2666 | 3.8161
[SEER Non Multi-Split <=65kW] GEMS (Air Conditioners up to 65kW) Determination 2019 | MEPS 2019 | AS/NZS 3823.1.1:2012 | RXJ60T2VMA / FTXJ60T2VMAK | RXJ60T2VMA / FTXJ60T2VMA* | N/A | DAIKIN | 1.91 | Non Ducted | Single Split System | Wall Hung | Air | Air | Thailand,China | 1.83 | 4.09 | 6 | 465 | N/A | N/A | N/A | 990 | 1.88 | 7.2 | Calorimeter Room | 3.3085 | 3.8444 | Yes | - | N/A | 3 | 3 | N/A | N/A | N/A | N/A | N/A | 3.2794 | 3.818 | N/A | N/A | 2.0588 | 3.1361 | 2 | 3 | Calorimeter Room | Single | R32 | Australia,New Zealand | 149656 | 2027-09-26 |  | Approved | Reverse Cycle | 200 | Yes | Class 9 | Yes | N/A | Yes | N/A | N/A | N/A | BRP070A43 | 3.2976 | Available | N/A | N/A | http://www.daikin.com.au/ | http://www.daikin.com.au | Yes |  | https://reg.energyrating.gov.au/static/common/images/star_ratings_2014/aircon_rating_2_3.png | AAC7041 | Yes | Variable output compressor | Inverter | No | - | 6000 | 1.83 | - | 680 | 3000 | No | - | - | - | 1672.62 | 6462 | No | 621.52 | 3231 | No | - | - | 7200 | 1.88 | 730 | 3600 | No | - | - | Yes | 2220 | 7000 | No | - | - | No | - | - | - | - | - | No | - | - | No | - | - | No | - | - | 64 | 61 | 4.403 | 4.218 | 4.443 | 5.19 | 4.85 | 4.737 | 378 | 596 | 1765 | 842 | 1062 | 2374 | 2.5 | 2.5 | 2.5 | 3.784 | 4.137 | 4.53 | 3.982 | 4.292 | 4.53 | 2489 | 951 | 138 | 801 | 424 | 87 | 2 | 2.5 | 3 | No | - | - | - | - | N/A | N/A | N/A | 2 | 3.2666 | 3.8161
[SEER Non Multi-Split <=65kW] GEMS (Air Conditioners up to 65kW) Determination 2019 | MEPS 2019 | AS/NZS 3823.1.1:2012 | RXJ60T2VMA / FTXJ60T2VMAW | RXJ60T2VMA / FTXJ60T2VMA* | N/A | DAIKIN | 1.91 | Non Ducted | Single Split System | Wall Hung | Air | Air | Thailand,China | 1.83 | 4.09 | 6 | 465 | N/A | N/A | N/A | 990 | 1.88 | 7.2 | Calorimeter Room | 3.3085 | 3.8444 | Yes | - | N/A | 3 | 3 | N/A | N/A | N/A | N/A | N/A | 3.2794 | 3.818 | N/A | N/A | 2.0588 | 3.1361 | 2 | 3 | Calorimeter Room | Single | R32 | Australia,New Zealand | 149656 | 2027-09-26 |  | Approved | Reverse Cycle | 200 | Yes | Class 9 | Yes | N/A | Yes | N/A | N/A | N/A | BRP070A43 | 3.2976 | Available | N/A | N/A | http://www.daikin.com.au/ | http://www.daikin.com.au | Yes |  | https://reg.energyrating.gov.au/static/common/images/star_ratings_2014/aircon_rating_2_3.png | AAC7041 | Yes | Variable output compressor | Inverter | No | - | 6000 | 1.83 | - | 680 | 3000 | No | - | - | - | 1672.62 | 6462 | No | 621.52 | 3231 | No | - | - | 7200 | 1.88 | 730 | 3600 | No | - | - | Yes | 2220 | 7000 | No | - | - | No | - | - | - | - | - | No | - | - | No | - | - | No | - | - | 64 | 61 | 4.403 | 4.218 | 4.443 | 5.19 | 4.85 | 4.737 | 378 | 596 | 1765 | 842 | 1062 | 2374 | 2.5 | 2.5 | 2.5 | 3.784 | 4.137 | 4.53 | 3.982 | 4.292 | 4.53 | 2489 | 951 | 138 | 801 | 424 | 87 | 2 | 2.5 | 3 | No | - | - | - | - | N/A | N/A | N/A | 2 | 3.2666 | 3.8161
[SEER Non Multi-Split <=65kW] GEMS (Air Conditioners up to 65kW) Determination 2019 | MEPS 2019 | AS/NZS 3823.1.1:2012 | RXJ60TVMA / FTXJ60TVMA* | RXJ60TVMA / FTXJ60TVMA* | N/A | DAIKIN | 1.91 | Non Ducted | Single Split System | Wall Hung | Air | Air | Thailand | 1.83 | 4.09 | 6 | 465 | N/A | N/A | N/A | 990 | 1.88 | 7.2 | Calorimeter Room | 3.2976 | 3.8387 | Yes | - | N/A | 3 | 3 | N/A | N/A | N/A | N/A | N/A | 3.2794 | 3.818 | N/A | N/A | 2.0588 | 3.1361 | 2 | 3 | Calorimeter Room | Single | R32 | Australia,New Zealand | 137154 | 2026-04-15 |  | Approved | Reverse Cycle | 200 | No | Class 9 | Yes | N/A | Yes | N/A | N/A | N/A | BRP070A43 | 3.2976 | Available | N/A | N/A | http://www.daikin.com.au/ | http://www.daikin.com.au | Yes |  | https://reg.energyrating.gov.au/static/common/images/star_ratings_2014/aircon_rating_2_3.png | AAC5901 | Yes | Variable output compressor | Inverter | No | - | 6000 | 1.83 | - | 680 | 3000 | No | - | - | - | 1672.62 | 6462 | No | 621.52 | 3231 | No | - | - | 7200 | 1.88 | 730 | 3600 | No | - | - | Yes | 2220 | 7000 | No | - | - | No | - | - | - | - | - | No | - | - | No | - | - | No | - | - | 64 | 61 | 4.34 | 4.172 | 4.427 | 5.158 | 4.826 | 4.727 | 381 | 599 | 1769 | 845 | 1065 | 2377 | 2.5 | 2.5 | 2.5 | 3.784 | 4.137 | 4.53 | 3.982 | 4.292 | 4.53 | 2491 | 953 | 141 | 803 | 426 | 90 | 2 | 2.5 | 3 | No | - | - | - | - | N/A | N/A | N/A | 3 | 3.2606 | 3.8092
[SEER Non Multi-Split <=65kW] GEMS (Air Conditioners up to 65kW) Determination 2019 | MEPS 2019 | AS/NZS 3823.1.1:2012 | RXJ60TVMA / FTXJ60TVMAK | RXJ60TVMA / FTXJ60TVMA* | N/A | DAIKIN | 1.91 | Non Ducted | Single Split System | Wall Hung | Air | Air | Thailand | 1.83 | 4.09 | 6 | 465 | N/A | N/A | N/A | 990 | 1.88 | 7.2 | Calorimeter Room | 3.2976 | 3.8387 | Yes | - | N/A | 3 | 3 | N/A | N/A | N/A | N/A | N/A | 3.2794 | 3.818 | N/A | N/A | 2.0588 | 3.1361 | 2 | 3 | Calorimeter Room | Single | R32 | Australia,New Zealand | 137154 | 2026-04-15 |  | Approved | Reverse Cycle | 200 | No | Class 9 | Yes | N/A | Yes | N/A | N/A | N/A | BRP070A43 | 3.2976 | Available | N/A | N/A | http://www.daikin.com.au/ | http://www.daikin.com.au | Yes |  | https://reg.energyrating.gov.au/static/common/images/star_ratings_2014/aircon_rating_2_3.png | AAC5901 | Yes | Variable output compressor | Inverter | No | - | 6000 | 1.83 | - | 680 | 3000 | No | - | - | - | 1672.62 | 6462 | No | 621.52 | 3231 | No | - | - | 7200 | 1.88 | 730 | 3600 | No | - | - | Yes | 2220 | 7000 | No | - | - | No | - | - | - | - | - | No | - | - | No | - | - | No | - | - | 64 | 61 | 4.34 | 4.172 | 4.427 | 5.158 | 4.826 | 4.727 | 381 | 599 | 1769 | 845 | 1065 | 2377 | 2.5 | 2.5 | 2.5 | 3.784 | 4.137 | 4.53 | 3.982 | 4.292 | 4.53 | 2491 | 953 | 141 | 803 | 426 | 90 | 2 | 2.5 | 3 | No | - | - | - | - | N/A | N/A | N/A | 3 | 3.2606 | 3.8092
[SEER Non Multi-Split <=65kW] GEMS (Air Conditioners up to 65kW) Determination 2019 | MEPS 2019 | AS/NZS 3823.1.1:2012 | RXJ60TVMA / FTXJ60TVMAW | RXJ60TVMA / FTXJ60TVMA* | N/A | DAIKIN | 1.91 | Non Ducted | Single Split System | Wall Hung | Air | Air | Thailand | 1.83 | 4.09 | 6 | 465 | N/A | N/A | N/A | 990 | 1.88 | 7.2 | Calorimeter Room | 3.2976 | 3.8387 | Yes | - | N/A | 3 | 3 | N/A | N/A | N/A | N/A | N/A | 3.2794 | 3.818 | N/A | N/A | 2.0588 | 3.1361 | 2 | 3 | Calorimeter Room | Single | R32 | Australia,New Zealand | 137154 | 2026-04-15 |  | Approved | Reverse Cycle | 200 | No | Class 9 | Yes | N/A | Yes | N/A | N/A | N/A | BRP070A43 | 3.2976 | Available | N/A | N/A | http://www.daikin.com.au/ | http://www.daikin.com.au | Yes |  | https://reg.energyrating.gov.au/static/common/images/star_ratings_2014/aircon_rating_2_3.png | AAC5901 | Yes | Variable output compressor | Inverter | No | - | 6000 | 1.83 | - | 680 | 3000 | No | - | - | - | 1672.62 | 6462 | No | 621.52 | 3231 | No | - | - | 7200 | 1.88 | 730 | 3600 | No | - | - | Yes | 2220 | 7000 | No | - | - | No | - | - | - | - | - | No | - | - | No | - | - | No | - | - | 64 | 61 | 4.34 | 4.172 | 4.427 | 5.158 | 4.826 | 4.727 | 381 | 599 | 1769 | 845 | 1065 | 2377 | 2.5 | 2.5 | 2.5 | 3.784 | 4.137 | 4.53 | 3.982 | 4.292 | 4.53 | 2491 | 953 | 141 | 803 | 426 | 90 | 2 | 2.5 | 3 | No | - | - | - | - | N/A | N/A | N/A | 3 | 3.2606 | 3.8092
[SEER Non Multi-Split <=65kW] GEMS (Air Conditioners up to 65kW) Determination 2019 | MEPS 2019 | AS/NZS 3823.1.1:2012 | RXM20UVMA / FTXM20UVMA |  | N/A | DAIKIN | 0.01 | Non Ducted | Single Split System | Wall Hung | Air | Air | Thailand | 0.4 | 1.99 | 2 | N/A | 3.232 | 3.135 | 0.97 | N/A | 0.53 | 2.7 | Calorimeter Room | 4.973 | 5.0925 | Yes | - | N/A | 2 | 2 | N/A | N/A | N/A | N/A | N/A | 4.892 | 5.0283 | N/A | N/A | 5.284 | 5.5566 | 5 | 5.5 | Calorimeter Room | Single | R32 | Australia,New Zealand | 130134 | 2025-10-06 |  | Approved | Reverse Cycle | N/A | No | Class 8 | Yes | N/A | Yes | N/A | N/A | N/A | BRP070A43 | 4.973 | Available | N/A | N/A | http://www.daikin.com.au/ | http://www.daikin.com.au | Yes |  | https://reg.energyrating.gov.au/static/common/images/star_ratings_2014/aircon_rating_5_5.5.png | AAC5374 | Yes | Variable output compressor | Inverter | No | - | 2000 | 0.4 | - | 170 | 1000 | No | - | - | - | 365.6 | 2154 | Yes | 130 | 1050 | No | - | - | 2700 | 0.53 | 270 | 1350 | No | - | - | Yes | 960 | 3100 | No | - | - | No | - | - | - | - | - | No | - | - | No | - | - | No | - | - | 54 | 58 | 6.51 | 6.344 | 7.026 | 9.682 | 8.402 | 8.01 | 83 | 129 | 369 | 148 | 202 | 466 | 5 | 4.5 | 5.5 | 4.341 | 4.573 | 4.646 | 4.349 | 4.545 | 4.614 | 816 | 325 | 53 | 277 | 152 | 34 | 2.5 | 3 | 3 | No | - | - | - | - | N/A | N/A | N/A | 1.6 | 4.9333 | 5.0429
[SEER Non Multi-Split <=65kW] (Air Conditioners up to 65kW) EE Regulations 2020 Schedule 2A | MEPS 2019 | AS/NZS 3823.1.1:2012 | RXM20UVMZ / FTXM20UVMZ |  | N/A | Daikin | 0.01 | Non Ducted | Single Split System | Wall Hung | Air | Air | Thailand | 0.4 | 1.99 | 2 | 226 | 3.232 | 3.135 | 0.97 | 285 | 0.58 | 2.8 | Calorimeter Room | 4.973 | 5.0363 | Yes | - | N/A | 2 | 2 | N/A | N/A | N/A | N/A | N/A | 4.892 | 4.9753 | N/A | N/A | 5.284 | 5.4505 | 5 | 5 | Calorimeter Room | Single | R32 | New Zealand | 136954 | 2119-07-10 |  | Approved | Reverse Cycle | 770 | No | Class 8 | No | N/A | Yes | N/A | N/A | N/A | BRP070A43 | 4.973 | Available | N/A | N/A | http://www.daikin.co.nz | https://www.daikin.co.nz | Yes |  | https://reg.energyrating.gov.au/static/common/images/star_ratings_2014/aircon_rating_5_5.png | ZAC0722 | Yes | Variable output compressor | Inverter | No | - | 2000 | 0.4 | - | 170 | 1000 | No | - | - | - | - | - | Yes | 130 | 1050 | No | - | - | 2800 | 0.58 | 280 | 1400 | No | - | - | Yes | 960 | 3100 | No | - | - | No | - | - | - | - | - | No | - | - | No | - | - | No | - | - | - | - | 6.51 | 6.344 | 7.026 | 9.682 | 8.402 | 8.01 | 83 | 129 | 369 | 148 | 202 | 466 | 5 | 4.5 | 5.5 | 4.233 | 4.495 | 4.635 | 4.284 | 4.506 | 4.61 | 867 | 343 | 55 | 291 | 159 | 35 | 2.5 | 2.5 | 3 | - | - | - | - | - | N/A | N/A | N/A | 1.6 | 4.9333 | 4.783
[SEER Non Multi-Split <=65kW] GEMS (Air Conditioners up to 65kW) Determination 2019 | MEPS 2019 | AS/NZS 3823.1.1:2012 | RXM20W1VMA / FTXM20W1VMA |  | N/A | DAIKIN | N/A | Non Ducted | Single Split System | Wall Hung | Air | Air | Thailand | 0.415 | N/A | 2.2 | N/A | N/A | N/A | N/A | N/A | 0.5 | 2.7 | Calorimeter Room | 5.2874 | 5.4584 | N/A | - | N/A | N/A | N/A | N/A | N/A | N/A | N/A | N/A | N/A | N/A | N/A | N/A | N/A | N/A | N/A | N/A | N/A | Single | R32 | Australia,New Zealand | 144466 | 2027-02-24 |  | Approved | Reverse Cycle | N/A | Yes | Class 8 | Yes | N/A | N/A | N/A | N/A | N/A | N/A | N/A | Available | N/A | N/A | http://www.daikin.com.au/ | http://www.daikin.com.au | N/A |  |  | AAC6481 | Yes | Variable output compressor | Inverter | No | - | 2200 | 0.415 | - | 200 | 1100 | No | - | - | - | 379.31 | 2369.4 | Yes | 137 | 1185 | No | - | - | 2700 | 0.5 | 234 | 1350 | No | - | - | Yes | 960 | 3100 | No | - | - | No | - | - | - | - | - | No | - | - | No | - | - | No | - | - | 55 | 58 | 6.976 | 6.832 | 7.749 | 12.64 | 10.092 | 9.361 | 84 | 131 | 367 | 123 | 184 | 437 | 5 | 5 | 6 | 4.764 | 5.125 | 5.341 | 4.862 | 5.168 | 5.316 | 745 | 291 | 47 | 249 | 135 | 31 | 3 | 3.5 | 3.5 | No | - | - | - | - | N/A | N/A | N/A | 2 | 5.2162 | 5.328
[SEER Non Multi-Split <=65kW] GEMS (Air Conditioners up to 65kW) Determination 2019 | MEPS 2019 | AS/NZS 3823.1.1:2012 | RXM20W2VMA / FTXM20W2VMA |  | N/A | DAIKIN | N/A | Non Ducted | Single Split System | Wall Hung | Air | Air | Thailand | 0.415 | N/A | 2.2 | N/A | N/A | N/A | N/A | N/A | 0.5 | 2.7 | Calorimeter Room | 5.2874 | 5.4584 | N/A | - | N/A | N/A | N/A | N/A | N/A | N/A | N/A | N/A | N/A | N/A | N/A | N/A | N/A | N/A | N/A | N/A | N/A | Single | R32 | Australia,New Zealand | 147048 | 2027-05-25 |  | Approved | Reverse Cycle | N/A | Yes | Class 8 | Yes | N/A | N/A | N/A | N/A | N/A | N/A | N/A | Available | N/A | N/A | http://www.daikin.com.au/ | http://www.daikin.com.au | N/A |  |  | AAC6733 | Yes | Variable output compressor | Inverter | No | - | 2200 | 0.415 | - | 200 | 1100 | No | - | - | - | 379.31 | 2369.4 | Yes | 137 | 1185 | No | - | - | 2700 | 0.5 | 234 | 1350 | No | - | - | Yes | 960 | 3100 | No | - | - | No | - | - | - | - | - | No | - | - | No | - | - | No | - | - | 55 | 58 | 6.976 | 6.832 | 7.749 | 12.64 | 10.092 | 9.361 | 84 | 131 | 367 | 123 | 184 | 437 | 5 | 5 | 6 | 4.764 | 5.125 | 5.341 | 4.862 | 5.168 | 5.316 | 745 | 291 | 47 | 249 | 135 | 31 | 3 | 3.5 | 3.5 | No | - | - | - | - | N/A | N/A | N/A | 2 | 5.2162 | 5.328
[SEER Non Multi-Split <=65kW] GEMS (Air Conditioners up to 65kW) Determination 2019 | MEPS 2019 | AS/NZS 3823.1.1:2012 | RXM20WVMA / FTXM20WVMA |  | N/A | DAIKIN | N/A | Non Ducted | Single Split System | Wall Hung | Air | Air | Thailand | 0.415 | N/A | 2.2 | N/A | N/A | N/A | N/A | N/A | 0.5 | 2.7 | Calorimeter Room | 5.2874 | 5.4584 | N/A | - | N/A | N/A | N/A | N/A | N/A | N/A | N/A | N/A | N/A | N/A | N/A | N/A | N/A | N/A | N/A | N/A | N/A | Single | R32 | Australia,New Zealand | 138870 | 2026-06-10 |  | Approved | Reverse Cycle | N/A | Yes | Class 8 | Yes | N/A | N/A | N/A | N/A | N/A | N/A | N/A | Available | N/A | N/A | http://www.daikin.com.au/ | http://www.daikin.com.au | N/A |  |  | AAC6069 | Yes | Variable output compressor | Inverter | No | - | 2200 | 0.415 | - | 200 | 1100 | No | - | - | - | 379.31 | 2369.4 | Yes | 137 | 1185 | No | - | - | 2700 | 0.5 | 234 | 1350 | No | - | - | Yes | 960 | 3100 | No | - | - | No | - | - | - | - | - | No | - | - | No | - | - | No | - | - | 55 | 58 | 7.393 | 7.145 | 7.867 | 13.121 | 10.35 | 9.459 | 81 | 127 | 364 | 120 | 181 | 434 | 5.5 | 5.5 | 6 | 4.764 | 5.125 | 5.341 | 4.862 | 5.168 | 5.316 | 743 | 289 | 45 | 247 | 133 | 29 | 3 | 3.5 | 3.5 | No | - | - | - | - | N/A | N/A | N/A | 1.1 | 5.2541 | 5.3601
[SEER Non Multi-Split <=65kW] GEMS (Air Conditioners up to 65kW) Determination 2019 | MEPS 2019 | AS/NZS 3823.1.1:2012 | RXM20YVMA / FTXM20YVMA |  | N/A | DAIKIN | N/A | Non Ducted | Single Split System | Wall Hung | Air | Air | Thailand | 0.416 | N/A | 2.2 | N/A | N/A | N/A | N/A | N/A | 0.5 | 2.7 | Calorimeter Room | 5.0141 | 5.2729 | N/A | - | N/A | N/A | N/A | N/A | N/A | N/A | N/A | N/A | N/A | N/A | N/A | N/A | N/A | N/A | N/A | N/A | N/A | Single | R32 | Australia | 155101 | 2028-06-28 |  | Approved | Reverse Cycle | N/A | Yes | Class 8 | Yes | N/A | N/A | N/A | N/A | N/A | N/A | N/A | Available | N/A | N/A | http://www.daikin.com.au/ | http://www.daikin.com.au | N/A |  |  | AAC7603 | Yes | Variable output compressor | Inverter | No | - | 2200 | 0.416 | - | 208 | 1100 | No | - | - | - | 380.224 | 2369.4 | Yes | 138 | 1185 | No | - | - | 2700 | 0.5 | 234 | 1350 | No | - | - | Yes | 960 | 3100 | No | - | - | No | - | - | - | - | - | No | - | - | No | - | - | No | - | - | 55 | 58 | 6.993 | 6.854 | 7.798 | 13.514 | 10.448 | 9.589 | 84 | 130 | 365 | 115 | 177 | 427 | 5 | 5 | 6 | 4.764 | 5.125 | 5.341 | 4.862 | 5.168 | 5.316 | 745 | 291 | 47 | 249 | 135 | 31 | 3 | 3.5 | 3.5 | No | - | - | - | - | N/A | N/A | N/A | 2 | 5.2039 | 5.328
[SEER Non Multi-Split <=65kW] (Air Conditioners up to 65kW) EE Regulations 2020 Schedule 2A | MEPS 2019 | AS/NZS 3823.1.1:2012 | RXM25R5V1B | RXM25R5V1B | N/A | DAIKIN | 0.335 | Non Ducted | Single Split System | Floor Mounted | Air | Air | Czechia | 0.537 | 2.065 | 2.4 | 238 | N/A | N/A | N/A | 600 | 0.747 | 3.4 | Calorimeter Room | 4.9576 | 4.6817 | Yes | - | N/A | 2.5 | 2.5 | N/A | N/A | N/A | N/A | N/A | 4.4843 | 4.5416 | N/A | N/A | 4.4685 | 4.5832 | 4 | 4.5 | Calorimeter Room | Single | R32 | New Zealand | 143264 | 2121-11-16 |  | Approved | Reverse Cycle | 750 | No | Class 8 | No | N/A | N/A | N/A | N/A | N/A | N/A | 4.5553 | Available | N/A | N/A | http://www.daikin.co.nz | https://www.daikin.co.nz/ | Yes |  | https://reg.energyrating.gov.au/static/common/images/star_ratings_2014/aircon_rating_4_4.5.png | ZAC0766 | Yes | Variable output compressor | Inverter | No | - | 2400 | 0.537 | - | 220 | 1200 | No | - | - | - | - | - | Yes | 180 | 1292 | No | - | - | 3400 | 0.747 | 360 | 1700 | No | - | - | Yes | 1080 | 3375 | No | - | - | No | - | - | - | - | - | No | - | - | No | - | - | No | - | - | 52 | 59 | 4.987 | 5.007 | 5.933 | 7.348 | 6.708 | 6.698 | 123 | 188 | 517 | 228 | 297 | 662 | 3 | 3.5 | 4 | 3.909 | 4.227 | 4.377 | 3.986 | 4.245 | 4.354 | 1148 | 451 | 78 | 387 | 211 | 52 | 2 | 2.5 | 2.5 | No | - | - | - | - | N/A | N/A | N/A | 5.3 | 4.325 | 4.4449
[SEER Non Multi-Split <=65kW] (Air Conditioners up to 65kW) EE Regulations 2020 Schedule 2A | MEPS 2019 | AS/NZS 3823.1.1:2012 | RXM25R5V1B / FVXM25A2V1B | RXM25R5V1B | N/A | DAIKIN | 0.335 | Non Ducted | Single Split System | Floor Mounted | Air | Air | Czechia | 0.537 | 2.065 | 2.4 | 238 | N/A | N/A | N/A | 600 | 0.747 | 3.4 | Calorimeter Room | 4.9576 | 4.6817 | Yes | - | N/A | 2.5 | 2.5 | N/A | N/A | N/A | N/A | N/A | 4.4843 | 4.5416 | N/A | N/A | 4.4685 | 4.5832 | 4 | 4.5 | Calorimeter Room | Single | R32 | New Zealand | 143264 | 2121-11-16 |  | Approved | Reverse Cycle | 750 | No | Class 8 | No | N/A | N/A | N/A | N/A | N/A | N/A | 4.5553 | Available | N/A | N/A | http://www.daikin.co.nz | https://www.daikin.co.nz/ | Yes |  | https://reg.energyrating.gov.au/static/common/images/star_ratings_2014/aircon_rating_4_4.5.png | ZAC0766 | Yes | Variable output compressor | Inverter | No | - | 2400 | 0.537 | - | 220 | 1200 | No | - | - | - | - | - | Yes | 180 | 1292 | No | - | - | 3400 | 0.747 | 360 | 1700 | No | - | - | Yes | 1080 | 3375 | No | - | - | No | - | - | - | - | - | No | - | - | No | - | - | No | - | - | 52 | 59 | 4.987 | 5.007 | 5.933 | 7.348 | 6.708 | 6.698 | 123 | 188 | 517 | 228 | 297 | 662 | 3 | 3.5 | 4 | 3.909 | 4.227 | 4.377 | 3.986 | 4.245 | 4.354 | 1148 | 451 | 78 | 387 | 211 | 52 | 2 | 2.5 | 2.5 | No | - | - | - | - | N/A | N/A | N/A | 5.3 | 4.325 | 4.4449
[SEER Non Multi-Split <=65kW] (Air Conditioners up to 65kW) EE Regulations 2020 Schedule 2A | MEPS 2019 | AS/NZS 3823.1.1:2012 | RXM25R5V1B / FVXM25A3V1B9 | RXM25R5V1B | N/A | DAIKIN | 0.335 | Non Ducted | Single Split System | Floor Mounted | Air | Air | Czechia | 0.537 | 2.065 | 2.4 | 238 | N/A | N/A | N/A | 600 | 0.747 | 3.4 | Calorimeter Room | 4.9576 | 4.6817 | Yes | - | N/A | 2.5 | 2.5 | N/A | N/A | N/A | N/A | N/A | 4.4843 | 4.5416 | N/A | N/A | 4.4685 | 4.5832 | 4 | 4.5 | Calorimeter Room | Single | R32 | New Zealand | 143264 | 2121-11-16 |  | Approved | Reverse Cycle | 750 | No | Class 8 | No | N/A | N/A | N/A | N/A | N/A | N/A | 4.5553 | Available | N/A | N/A | http://www.daikin.co.nz | https://www.daikin.co.nz/ | Yes |  | https://reg.energyrating.gov.au/static/common/images/star_ratings_2014/aircon_rating_4_4.5.png | ZAC0766 | Yes | Variable output compressor | Inverter | No | - | 2400 | 0.537 | - | 220 | 1200 | No | - | - | - | - | - | Yes | 180 | 1292 | No | - | - | 3400 | 0.747 | 360 | 1700 | No | - | - | Yes | 1080 | 3375 | No | - | - | No | - | - | - | - | - | No | - | - | No | - | - | No | - | - | 52 | 59 | 4.987 | 5.007 | 5.933 | 7.348 | 6.708 | 6.698 | 123 | 188 | 517 | 228 | 297 | 662 | 3 | 3.5 | 4 | 3.909 | 4.227 | 4.377 | 3.986 | 4.245 | 4.354 | 1148 | 451 | 78 | 387 | 211 | 52 | 2 | 2.5 | 2.5 | No | - | - | - | - | N/A | N/A | N/A | 5.3 | 4.325 | 4.4449
[SEER Non Multi-Split <=65kW] (Air Conditioners up to 65kW) EE Regulations 2020 Schedule 2A | MEPS 2019 | AS/NZS 3823.1.1:2012 | RXM25R5V1B9 / FVXM25A2V1B | RXM25R5V1B | N/A | DAIKIN | 0.335 | Non Ducted | Single Split System | Floor Mounted | Air | Air | Czechia | 0.537 | 2.065 | 2.4 | 238 | N/A | N/A | N/A | 600 | 0.747 | 3.4 | Calorimeter Room | 4.9576 | 4.6817 | Yes | - | N/A | 2.5 | 2.5 | N/A | N/A | N/A | N/A | N/A | 4.4843 | 4.5416 | N/A | N/A | 4.4685 | 4.5832 | 4 | 4.5 | Calorimeter Room | Single | R32 | New Zealand | 143264 | 2121-11-16 |  | Approved | Reverse Cycle | 750 | No | Class 8 | No | N/A | N/A | N/A | N/A | N/A | N/A | 4.5553 | Available | N/A | N/A | http://www.daikin.co.nz | https://www.daikin.co.nz/ | Yes |  | https://reg.energyrating.gov.au/static/common/images/star_ratings_2014/aircon_rating_4_4.5.png | ZAC0766 | Yes | Variable output compressor | Inverter | No | - | 2400 | 0.537 | - | 220 | 1200 | No | - | - | - | - | - | Yes | 180 | 1292 | No | - | - | 3400 | 0.747 | 360 | 1700 | No | - | - | Yes | 1080 | 3375 | No | - | - | No | - | - | - | - | - | No | - | - | No | - | - | No | - | - | 52 | 59 | 4.987 | 5.007 | 5.933 | 7.348 | 6.708 | 6.698 | 123 | 188 | 517 | 228 | 297 | 662 | 3 | 3.5 | 4 | 3.909 | 4.227 | 4.377 | 3.986 | 4.245 | 4.354 | 1148 | 451 | 78 | 387 | 211 | 52 | 2 | 2.5 | 2.5 | No | - | - | - | - | N/A | N/A | N/A | 5.3 | 4.325 | 4.4449
[SEER Non Multi-Split <=65kW] (Air Conditioners up to 65kW) EE Regulations 2020 Schedule 2A | MEPS 2019 | AS/NZS 3823.1.1:2012 | RXM25R5V1B9 / FVXM25A3V1B | RXM25R5V1B | N/A | DAIKIN | 0.335 | Non Ducted | Single Split System | Floor Mounted | Air | Air | Czechia | 0.537 | 2.065 | 2.4 | 238 | N/A | N/A | N/A | 600 | 0.747 | 3.4 | Calorimeter Room | 4.9576 | 4.6817 | Yes | - | N/A | 2.5 | 2.5 | N/A | N/A | N/A | N/A | N/A | 4.4843 | 4.5416 | N/A | N/A | 4.4685 | 4.5832 | 4 | 4.5 | Calorimeter Room | Single | R32 | New Zealand | 143264 | 2121-11-16 |  | Approved | Reverse Cycle | 750 | No | Class 8 | No | N/A | N/A | N/A | N/A | N/A | N/A | 4.5553 | Available | N/A | N/A | http://www.daikin.co.nz | https://www.daikin.co.nz/ | Yes |  | https://reg.energyrating.gov.au/static/common/images/star_ratings_2014/aircon_rating_4_4.5.png | ZAC0766 | Yes | Variable output compressor | Inverter | No | - | 2400 | 0.537 | - | 220 | 1200 | No | - | - | - | - | - | Yes | 180 | 1292 | No | - | - | 3400 | 0.747 | 360 | 1700 | No | - | - | Yes | 1080 | 3375 | No | - | - | No | - | - | - | - | - | No | - | - | No | - | - | No | - | - | 52 | 59 | 4.987 | 5.007 | 5.933 | 7.348 | 6.708 | 6.698 | 123 | 188 | 517 | 228 | 297 | 662 | 3 | 3.5 | 4 | 3.909 | 4.227 | 4.377 | 3.986 | 4.245 | 4.354 | 1148 | 451 | 78 | 387 | 211 | 52 | 2 | 2.5 | 2.5 | No | - | - | - | - | N/A | N/A | N/A | 5.3 | 4.325 | 4.4449
[SEER Non Multi-Split <=65kW] (Air Conditioners up to 65kW) EE Regulations 2020 Schedule 2A | MEPS 2019 | AS/NZS 3823.1.1:2012 | RXM25R5V1B9 / FVXM25A3V1B9 | RXM25R5V1B | N/A | DAIKIN | 0.335 | Non Ducted | Single Split System | Floor Mounted | Air | Air | Czechia | 0.537 | 2.065 | 2.4 | 238 | N/A | N/A | N/A | 600 | 0.747 | 3.4 | Calorimeter Room | 4.9576 | 4.6817 | Yes | - | N/A | 2.5 | 2.5 | N/A | N/A | N/A | N/A | N/A | 4.4843 | 4.5416 | N/A | N/A | 4.4685 | 4.5832 | 4 | 4.5 | Calorimeter Room | Single | R32 | New Zealand | 143264 | 2121-11-16 |  | Approved | Reverse Cycle | 750 | No | Class 8 | No | N/A | N/A | N/A | N/A | N/A | N/A | 4.5553 | Available | N/A | N/A | http://www.daikin.co.nz | https://www.daikin.co.nz/ | Yes |  | https://reg.energyrating.gov.au/static/common/images/star_ratings_2014/aircon_rating_4_4.5.png | ZAC0766 | Yes | Variable output compressor | Inverter | No | - | 2400 | 0.537 | - | 220 | 1200 | No | - | - | - | - | - | Yes | 180 | 1292 | No | - | - | 3400 | 0.747 | 360 | 1700 | No | - | - | Yes | 1080 | 3375 | No | - | - | No | - | - | - | - | - | No | - | - | No | - | - | No | - | - | 52 | 59 | 4.987 | 5.007 | 5.933 | 7.348 | 6.708 | 6.698 | 123 | 188 | 517 | 228 | 297 | 662 | 3 | 3.5 | 4 | 3.909 | 4.227 | 4.377 | 3.986 | 4.245 | 4.354 | 1148 | 451 | 78 | 387 | 211 | 52 | 2 | 2.5 | 2.5 | No | - | - | - | - | N/A | N/A | N/A | 5.3 | 4.325 | 4.4449
[SEER Non Multi-Split <=65kW] GEMS (Air Conditioners up to 65kW) Determination 2019 | MEPS 2019 | AS/NZS 3823.1.1:2012 | RXM25UVMA / FTXM25UVMA |  | N/A | DAIKIN | 0.08 | Non Ducted | Single Split System | Wall Hung | Air | Air | Thailand | 0.49 | 2.42 | 2.5 | N/A | 3.2011 | 3.534 | 1.104 | N/A | 0.64 | 3.2 | Calorimeter Room | 5.0504 | 4.9501 | Yes | - | N/A | 1.2 | 3 | N/A | N/A | N/A | N/A | N/A | 5.0094 | 4.873 | N/A | N/A | 5.5189 | 5.246 | 5.5 | 5 | Calorimeter Room | Single | R32 | Australia,New Zealand | 130135 | 2025-10-06 |  | Approved | Reverse Cycle | N/A | No | Class 8 | Yes | N/A | Yes | N/A | N/A | N/A | BRP070A43 | 5.0504 | Unavailable | N/A | N/A | http://www.daikin.com.au/ | http://www.daikin.com.au | Yes |  | https://reg.energyrating.gov.au/static/common/images/star_ratings_2014/aircon_rating_5.5_5.png | AAC5370 | Yes | Variable output compressor | Inverter | No | - | 2500 | 0.49 | - | 210 | 1250 | Yes | 160 | 800 | - | 447.86 | 2692.5 | Yes | 155 | 1350 | - | 110 | 960 | 3200 | 0.64 | 290 | 1600 | No | - | - | Yes | 1100 | 3600 | No | - | - | No | - | - | - | - | - | No | - | - | No | - | - | No | - | - | 58 | 59 | 7.298 | 7.065 | 7.765 | 12.979 | 10.437 | 9.2 | 93 | 145 | 418 | 138 | 203 | 507 | 5.5 | 5.5 | 6 | 4.525 | 4.857 | 5.101 | 4.635 | 4.921 | 5.081 | 927 | 362 | 57 | 308 | 166 | 36 | 3 | 3 | 3.5 | No | - | - | - | - | N/A | N/A | N/A | 1.6 | 5.0463 | 4.9581
[SEER Non Multi-Split <=65kW] (Air Conditioners up to 65kW) EE Regulations 2020 Schedule 2A | MEPS 2019 | AS/NZS 3823.1.1:2012 | RXM25UVMZ / FTXM25UVMZ |  | N/A | Daikin | 0.08 | Non Ducted | Single Split System | Wall Hung | Air | Air | Thailand | 0.49 | 2.42 | 2.5 | 226 | 3.2011 | 3.534 | 1.104 | 285 | 0.68 | 3.3 | Calorimeter Room | 5.0504 | 4.9028 | Yes | - | N/A | 1.2 | 2 | N/A | N/A | N/A | N/A | N/A | 5.0094 | 4.8538 | N/A | N/A | 5.5189 | 5.2076 | 5.5 | 5 | Calorimeter Room | Single | R32 | New Zealand | 137065 | 2119-07-10 |  | Approved | Reverse Cycle | 770 | No | Class 8 | No | N/A | Yes | N/A | N/A | N/A | BRP070A43 | 5.0504 | Available | N/A | N/A | http://www.daikin.co.nz | https://www.daikin.co.nz | Yes |  | https://reg.energyrating.gov.au/static/common/images/star_ratings_2014/aircon_rating_5.5_5.png | ZAC0725 | Yes | Variable output compressor | Inverter | No | - | 2500 | 0.49 | - | 210 | 1250 | Yes | 160 | 800 | - | - | - | Yes | 155 | 1350 | - | 110 | 960 | 3300 | 0.68 | 320 | 1650 | No | - | - | Yes | 1100 | 3600 | No | - | - | No | - | - | - | - | - | - | - | - | No | - | - | No | - | - | - | - | 7.298 | 7.065 | 7.765 | 12.979 | 10.437 | 9.2 | 93 | 145 | 418 | 138 | 203 | 507 | 5.5 | 5.5 | 6 | 4.304 | 4.596 | 4.775 | 4.378 | 4.627 | 4.752 | 1005 | 394 | 62 | 336 | 182 | 40 | 2.5 | 3 | 3 | No | - | - | - | - | N/A | N/A | N/A | 1.6 | 5.0463 | 4.8147
[SEER Non Multi-Split <=65kW] GEMS (Air Conditioners up to 65kW) Determination 2019 | MEPS 2019 | AS/NZS 3823.1.1:2012 | RXM25W1VMA / FTXM25W1VMA |  | N/A | DAIKIN | N/A | Non Ducted | Single Split System | Wall Hung | Air | Air | Thailand | 0.465 | N/A | 2.5 | N/A | N/A | N/A | N/A | N/A | 0.64 | 3.2 | Calorimeter Room | 5.4731 | 5.1301 | N/A | - | N/A | N/A | N/A | N/A | N/A | N/A | N/A | N/A | N/A | N/A | N/A | N/A | N/A | N/A | N/A | N/A | N/A | Single | R32 | Australia,New Zealand | 144467 | 2027-02-24 |  | Approved | Reverse Cycle | N/A | Yes | Class 8 | Yes | N/A | N/A | N/A | N/A | N/A | N/A | N/A | Unavailable | N/A | N/A | http://www.daikin.com.au/ | http://www.daikin.com.au | N/A |  |  | AAC6498 | Yes | Variable output compressor | Inverter | No | - | 2500 | 0.465 | - | 220 | 1250 | Yes | 190 | 1100 | - | 425.01 | 2692.5 | Yes | 155 | 1346 | - | 133 | 1185 | 3200 | 0.64 | 268 | 1600 | No | - | - | Yes | 1100 | 3600 | No | - | - | No | - | - | - | - | - | No | - | - | No | - | - | No | - | - | 57 | 59 | 7.16 | 7.003 | 7.847 | 12.442 | 10.132 | 9.337 | 94 | 145 | 413 | 143 | 208 | 499 | 5.5 | 5.5 | 6 | 4.706 | 5.119 | 5.501 | 4.894 | 5.254 | 5.491 | 892 | 345 | 54 | 292 | 157 | 35 | 3 | 3.5 | 4 | No | - | - | - | - | N/A | N/A | N/A | 2 | 5.2993 | 4.9477
[SEER Non Multi-Split <=65kW] GEMS (Air Conditioners up to 65kW) Determination 2019 | MEPS 2019 | AS/NZS 3823.1.1:2012 | RXM25W2VMA / FTXM25W2VMA |  | N/A | DAIKIN | N/A | Non Ducted | Single Split System | Wall Hung | Air | Air | Thailand | 0.465 | N/A | 2.5 | N/A | N/A | N/A | N/A | N/A | 0.64 | 3.2 | Calorimeter Room | 5.4731 | 5.1301 | N/A | - | N/A | N/A | N/A | N/A | N/A | N/A | N/A | N/A | N/A | N/A | N/A | N/A | N/A | N/A | N/A | N/A | N/A | Single | R32 | Australia,New Zealand | 147049 | 2027-05-30 |  | Approved | Reverse Cycle | N/A | Yes | Class 8 | Yes | N/A | N/A | N/A | N/A | N/A | N/A | N/A | Available | N/A | N/A | http://www.daikin.com.au/ | http://www.daikin.com.au | N/A |  |  | AAC6754 | Yes | Variable output compressor | Inverter | No | - | 2500 | 0.465 | - | 220 | 1250 | Yes | 190 | 1100 | - | 425.01 | 2692.5 | Yes | 155 | 1346 | - | 133 | 1185 | 3200 | 0.64 | 268 | 1600 | No | - | - | Yes | 1100 | 3600 | No | - | - | No | - | - | - | - | - | No | - | - | No | - | - | No | - | - | 57 | 59 | 7.16 | 7.003 | 7.847 | 12.442 | 10.132 | 9.337 | 94 | 145 | 413 | 143 | 208 | 499 | 5.5 | 5.5 | 6 | 4.706 | 5.119 | 5.501 | 4.894 | 5.254 | 5.491 | 892 | 345 | 54 | 292 | 157 | 35 | 3 | 3.5 | 4 | No | - | - | - | - | N/A | N/A | N/A | 2 | 5.2993 | 4.9477
[SEER Non Multi-Split <=65kW] GEMS (Air Conditioners up to 65kW) Determination 2019 | MEPS 2019 | AS/NZS 3823.1.1:2012 | RXM25WVMA / FTXM25WVMA |  | N/A | DAIKIN | N/A | Non Ducted | Single Split System | Wall Hung | Air | Air | Thailand | 0.465 | N/A | 2.5 | N/A | N/A | N/A | N/A | N/A | 0.64 | 3.2 | Calorimeter Room | 5.4731 | 5.1301 | N/A | - | N/A | N/A | N/A | N/A | N/A | N/A | N/A | N/A | N/A | N/A | N/A | N/A | N/A | N/A | N/A | N/A | N/A | Single | R32 | Australia,New Zealand | 138871 | 2026-06-11 |  | Approved | Reverse Cycle | N/A | Yes | Class 8 | Yes | N/A | N/A | N/A | N/A | N/A | N/A | N/A | Available | N/A | N/A | http://www.daikin.com.au/ | http://www.daikin.com.au | N/A |  |  | AAC6076 | Yes | Variable output compressor | Inverter | No | - | 2500 | 0.465 | - | 220 | 1250 | Yes | 190 | 1100 | - | 425.01 | 2692.5 | Yes | 155 | 1346 | - | 133 | 1185 | 3200 | 0.64 | 268 | 1600 | No | - | - | Yes | 1100 | 3600 | No | - | - | No | - | - | - | - | - | No | - | - | No | - | - | No | - | - | 57 | 59 | 7.545 | 7.292 | 7.953 | 12.85 | 10.36 | 9.423 | 91 | 142 | 409 | 140 | 206 | 496 | 6 | 5.5 | 6 | 4.706 | 5.119 | 5.501 | 4.894 | 5.254 | 5.491 | 890 | 342 | 52 | 291 | 155 | 33 | 3 | 3.5 | 4 | No | - | - | - | - | N/A | N/A | N/A | 1.1 | 5.3337 | 4.9711
[SEER Non Multi-Split <=65kW] GEMS (Air Conditioners up to 65kW) Determination 2019 | MEPS 2019 | AS/NZS 3823.1.1:2012 | RXM25YFVMA / FVXM25YVMA |  | N/A | DAIKIN | 0.31 | Non Ducted | Single Split System | Floor Mounted | Air | Air | Thailand | 0.5 | 2.15 | 2.5 | 210 | 3.2448 | 3.115 | 0.96 | 600 | 0.76 | 3.5 | Calorimeter Room | 5.202 | 4.631 | Yes | - | N/A | 2 | 2 | N/A | N/A | N/A | N/A | N/A | 4.2399 | 4.6948 | N/A | N/A | 3.9798 | 4.8896 | 3.5 | 4.5 | Calorimeter Room | Single | R32 | Australia,New Zealand | 158116 | 2028-12-10 |  | Approved | Reverse Cycle | 700 | Yes | Class 8 | Yes | N/A | N/A | N/A | N/A | N/A | N/A | 4.2889 | Available | N/A | N/A | http://www.daikin.com.au/ | http://www.daikin.com.au | Yes |  | https://reg.energyrating.gov.au/static/common/images/star_ratings_2014/aircon_rating_3.5_4.5.png | AAC7953 | Yes | Variable output compressor | Inverter | No | - | 2500 | 0.5 | - | 200 | 1250 | No | - | - | - | 457 | 2692.5 | Yes | 170 | 1346 | No | - | - | 3500 | 0.76 | 306 | 1750 | No | - | - | Yes | 1240 | 3800 | No | - | - | No | - | - | - | - | - | No | - | - | No | - | - | No | - | - | 50 | 59 | 5.13 | 5.224 | 6.388 | 7.499 | 7.011 | 7.166 | 122 | 185 | 496 | 230 | 294 | 642 | 3.5 | 3.5 | 4.5 | 4.401 | 4.836 | 5.261 | 4.617 | 4.996 | 5.257 | 1053 | 411 | 72 | 348 | 189 | 48 | 2.5 | 3 | 3.5 | No | - | - | - | - | N/A | N/A | N/A | 6.6 | 4.7864 | 4.4739
[SEER Non Multi-Split <=65kW] GEMS (Air Conditioners up to 65kW) Determination 2019 | MEPS 2019 | AS/NZS 3823.1.1:2012 | RXM25YVMA / FTXM25YVMA |  | N/A | DAIKIN | N/A | Non Ducted | Single Split System | Wall Hung | Air | Air | Thailand | 0.465 | N/A | 2.5 | N/A | N/A | N/A | N/A | N/A | 0.64 | 3.2 | Calorimeter Room | 5.1019 | 5.2042 | N/A | - | N/A | N/A | N/A | N/A | N/A | N/A | N/A | N/A | N/A | N/A | N/A | N/A | N/A | N/A | N/A | N/A | N/A | Single | R32 | Australia | 155109 | 2028-06-28 |  | Approved | Reverse Cycle | N/A | Yes | Class 8 | Yes | N/A | N/A | N/A | N/A | N/A | N/A | N/A | Available | N/A | N/A | http://www.daikin.com.au/ | http://www.daikin.com.au | N/A |  |  | AAC7604 | Yes | Variable output compressor | Inverter | No | - | 2500 | 0.465 | - | 220 | 1250 | Yes | 201 | 1000 | - | 425.01 | 2692.5 | Yes | 155 | 1346 | - | 133 | 1185 | 3200 | 0.64 | 268 | 1600 | No | - | - | Yes | 1100 | 3600 | No | - | - | No | - | - | - | - | - | No | - | - | No | - | - | No | - | - | 57 | 59 | 7.278 | 7.133 | 7.986 | 13.97 | 10.926 | 9.647 | 92 | 143 | 405 | 127 | 193 | 482 | 5.5 | 5.5 | 6 | 4.706 | 5.119 | 5.501 | 4.894 | 5.254 | 5.491 | 892 | 345 | 54 | 292 | 157 | 35 | 3 | 3.5 | 4 | No | - | - | - | - | N/A | N/A | N/A | 2 | 5.2993 | 4.9477
[SEER Non Multi-Split <=65kW] (Air Conditioners up to 65kW) EE Regulations 2020 Schedule 2A | MEPS 2019 | AS/NZS 3823.1.1:2012 | RXM35R5V1B | RXM35R5V1B | N/A | DAIKIN | 0.625 | Non Ducted | Single Split System | Floor Mounted | Air | Air | Czechia | 0.848 | 2.775 | 3.4 | 238 | N/A | N/A | N/A | 600 | 1.154 | 4.5 | Calorimeter Room | 4.0999 | 3.971 | Yes | - | N/A | 2.5 | 2.5 | N/A | N/A | N/A | N/A | N/A | 4.0131 | 3.9729 | N/A | N/A | 3.5263 | 3.4459 | 3.5 | 3 | Calorimeter Room | Single | R32 | New Zealand | 143292 | 2121-11-16 |  | Approved | Reverse Cycle | 750 | No | Class 8 | No | N/A | N/A | N/A | N/A | N/A | N/A | 4.0533 | Available | N/A | N/A | http://www.daikin.co.nz | https://www.daikin.co.nz/ | Yes |  | https://reg.energyrating.gov.au/static/common/images/star_ratings_2014/aircon_rating_3.5_3.png | ZAC0765 | Yes | Variable output compressor | Inverter | No | - | 3400 | 0.848 | - | 420 | 1700 | No | - | - | - | - | - | Yes | 260 | 1831 | No | - | - | 4500 | 1.154 | 415 | 2250 | No | - | - | Yes | 1210 | 3510 | No | - | - | No | - | - | - | - | - | No | - | - | No | - | - | No | - | - | 53 | 61 | 5.435 | 5.338 | 6.274 | 12.633 | 9.001 | 8.124 | 164 | 255 | 697 | 186 | 314 | 775 | 3.5 | 3.5 | 4.5 | 3.569 | 4.241 | 4.965 | 3.981 | 4.544 | 4.974 | 1658 | 590 | 89 | 509 | 259 | 58 | 2 | 2.5 | 3 | No | - | - | - | - | N/A | N/A | N/A | 5.3 | 3.9265 | 3.8399
[SEER Non Multi-Split <=65kW] (Air Conditioners up to 65kW) EE Regulations 2020 Schedule 2A | MEPS 2019 | AS/NZS 3823.1.1:2012 | RXM35R5V1B / FVXM35A2V1B | RXM35R5V1B | N/A | DAIKIN | 0.625 | Non Ducted | Single Split System | Floor Mounted | Air | Air | Czechia | 0.848 | 2.775 | 3.4 | 238 | N/A | N/A | N/A | 600 | 1.154 | 4.5 | Calorimeter Room | 4.0999 | 3.971 | Yes | - | N/A | 2.5 | 2.5 | N/A | N/A | N/A | N/A | N/A | 4.0131 | 3.9729 | N/A | N/A | 3.5263 | 3.4459 | 3.5 | 3 | Calorimeter Room | Single | R32 | New Zealand | 143292 | 2121-11-16 |  | Approved | Reverse Cycle | 750 | No | Class 8 | No | N/A | N/A | N/A | N/A | N/A | N/A | 4.0533 | Available | N/A | N/A | http://www.daikin.co.nz | https://www.daikin.co.nz/ | Yes |  | https://reg.energyrating.gov.au/static/common/images/star_ratings_2014/aircon_rating_3.5_3.png | ZAC0765 | Yes | Variable output compressor | Inverter | No | - | 3400 | 0.848 | - | 420 | 1700 | No | - | - | - | - | - | Yes | 260 | 1831 | No | - | - | 4500 | 1.154 | 415 | 2250 | No | - | - | Yes | 1210 | 3510 | No | - | - | No | - | - | - | - | - | No | - | - | No | - | - | No | - | - | 53 | 61 | 5.435 | 5.338 | 6.274 | 12.633 | 9.001 | 8.124 | 164 | 255 | 697 | 186 | 314 | 775 | 3.5 | 3.5 | 4.5 | 3.569 | 4.241 | 4.965 | 3.981 | 4.544 | 4.974 | 1658 | 590 | 89 | 509 | 259 | 58 | 2 | 2.5 | 3 | No | - | - | - | - | N/A | N/A | N/A | 5.3 | 3.9265 | 3.8399
[SEER Non Multi-Split <=65kW] (Air Conditioners up to 65kW) EE Regulations 2020 Schedule 2A | MEPS 2019 | AS/NZS 3823.1.1:2012 | RXM35R5V1B9 / FVXM35A2V1B | RXM35R5V1B | N/A | DAIKIN | 0.625 | Non Ducted | Single Split System | Floor Mounted | Air | Air | Czechia | 0.848 | 2.775 | 3.4 | 238 | N/A | N/A | N/A | 600 | 1.154 | 4.5 | Calorimeter Room | 4.0999 | 3.971 | Yes | - | N/A | 2.5 | 2.5 | N/A | N/A | N/A | N/A | N/A | 4.0131 | 3.9729 | N/A | N/A | 3.5263 | 3.4459 | 3.5 | 3 | Calorimeter Room | Single | R32 | New Zealand | 143292 | 2121-11-16 |  | Approved | Reverse Cycle | 750 | No | Class 8 | No | N/A | N/A | N/A | N/A | N/A | N/A | 4.0533 | Available | N/A | N/A | http://www.daikin.co.nz | https://www.daikin.co.nz/ | Yes |  | https://reg.energyrating.gov.au/static/common/images/star_ratings_2014/aircon_rating_3.5_3.png | ZAC0765 | Yes | Variable output compressor | Inverter | No | - | 3400 | 0.848 | - | 420 | 1700 | No | - | - | - | - | - | Yes | 260 | 1831 | No | - | - | 4500 | 1.154 | 415 | 2250 | No | - | - | Yes | 1210 | 3510 | No | - | - | No | - | - | - | - | - | No | - | - | No | - | - | No | - | - | 53 | 61 | 5.435 | 5.338 | 6.274 | 12.633 | 9.001 | 8.124 | 164 | 255 | 697 | 186 | 314 | 775 | 3.5 | 3.5 | 4.5 | 3.569 | 4.241 | 4.965 | 3.981 | 4.544 | 4.974 | 1658 | 590 | 89 | 509 | 259 | 58 | 2 | 2.5 | 3 | No | - | - | - | - | N/A | N/A | N/A | 5.3 | 3.9265 | 3.8399
[SEER Non Multi-Split <=65kW] (Air Conditioners up to 65kW) EE Regulations 2020 Schedule 2A | MEPS 2019 | AS/NZS 3823.1.1:2012 | RXM35R5V1B9 / FVXM35A3V1B | RXM35R5V1B | N/A | DAIKIN | 0.625 | Non Ducted | Single Split System | Floor Mounted | Air | Air | Czechia | 0.848 | 2.775 | 3.4 | 238 | N/A | N/A | N/A | 600 | 1.154 | 4.5 | Calorimeter Room | 4.0999 | 3.971 | Yes | - | N/A | 2.5 | 2.5 | N/A | N/A | N/A | N/A | N/A | 4.0131 | 3.9729 | N/A | N/A | 3.5263 | 3.4459 | 3.5 | 3 | Calorimeter Room | Single | R32 | New Zealand | 143292 | 2121-11-16 |  | Approved | Reverse Cycle | 750 | No | Class 8 | No | N/A | N/A | N/A | N/A | N/A | N/A | 4.0533 | Available | N/A | N/A | http://www.daikin.co.nz | https://www.daikin.co.nz/ | Yes |  | https://reg.energyrating.gov.au/static/common/images/star_ratings_2014/aircon_rating_3.5_3.png | ZAC0765 | Yes | Variable output compressor | Inverter | No | - | 3400 | 0.848 | - | 420 | 1700 | No | - | - | - | - | - | Yes | 260 | 1831 | No | - | - | 4500 | 1.154 | 415 | 2250 | No | - | - | Yes | 1210 | 3510 | No | - | - | No | - | - | - | - | - | No | - | - | No | - | - | No | - | - | 53 | 61 | 5.435 | 5.338 | 6.274 | 12.633 | 9.001 | 8.124 | 164 | 255 | 697 | 186 | 314 | 775 | 3.5 | 3.5 | 4.5 | 3.569 | 4.241 | 4.965 | 3.981 | 4.544 | 4.974 | 1658 | 590 | 89 | 509 | 259 | 58 | 2 | 2.5 | 3 | No | - | - | - | - | N/A | N/A | N/A | 5.3 | 3.9265 | 3.8399
[SEER Non Multi-Split <=65kW] (Air Conditioners up to 65kW) EE Regulations 2020 Schedule 2A | MEPS 2019 | AS/NZS 3823.1.1:2012 | RXM35R5V1B9 / FVXM35A3V1B9 | RXM35R5V1B | N/A | DAIKIN | 0.625 | Non Ducted | Single Split System | Floor Mounted | Air | Air | Czechia | 0.848 | 2.775 | 3.4 | 238 | N/A | N/A | N/A | 600 | 1.154 | 4.5 | Calorimeter Room | 4.0999 | 3.971 | Yes | - | N/A | 2.5 | 2.5 | N/A | N/A | N/A | N/A | N/A | 4.0131 | 3.9729 | N/A | N/A | 3.5263 | 3.4459 | 3.5 | 3 | Calorimeter Room | Single | R32 | New Zealand | 143292 | 2121-11-16 |  | Approved | Reverse Cycle | 750 | No | Class 8 | No | N/A | N/A | N/A | N/A | N/A | N/A | 4.0533 | Available | N/A | N/A | http://www.daikin.co.nz | https://www.daikin.co.nz/ | Yes |  | https://reg.energyrating.gov.au/static/common/images/star_ratings_2014/aircon_rating_3.5_3.png | ZAC0765 | Yes | Variable output compressor | Inverter | No | - | 3400 | 0.848 | - | 420 | 1700 | No | - | - | - | - | - | Yes | 260 | 1831 | No | - | - | 4500 | 1.154 | 415 | 2250 | No | - | - | Yes | 1210 | 3510 | No | - | - | No | - | - | - | - | - | No | - | - | No | - | - | No | - | - | 53 | 61 | 5.435 | 5.338 | 6.274 | 12.633 | 9.001 | 8.124 | 164 | 255 | 697 | 186 | 314 | 775 | 3.5 | 3.5 | 4.5 | 3.569 | 4.241 | 4.965 | 3.981 | 4.544 | 4.974 | 1658 | 590 | 89 | 509 | 259 | 58 | 2 | 2.5 | 3 | No | - | - | - | - | N/A | N/A | N/A | 5.3 | 3.9265 | 3.8399
[SEER Non Multi-Split <=65kW] GEMS (Air Conditioners up to 65kW) Determination 2019 | MEPS 2019 | AS/NZS 3823.1.1:2012 | RXM35UVMA / FTXM35UVMA |  | N/A | DAIKIN | 0.72 | Non Ducted | Single Split System | Wall Hung | Air | Air | Thailand | 0.81 | 2.78 | 3.5 | N/A | 3.2444 | 3.611 | 1.113 | N/A | 0.77 | 3.7 | Calorimeter Room | 4.2345 | 4.7953 | Yes | - | N/A | 2 | 2 | N/A | N/A | N/A | N/A | N/A | 4.2 | 4.7531 | N/A | N/A | 3.9 | 5.0062 | 3.5 | 5 | Calorimeter Room | Single | R32 | Australia,New Zealand | 130136 | 2025-10-06 |  | Approved | Reverse Cycle | N/A | No | Class 8 | Yes | N/A | Yes | N/A | N/A | N/A | BRP070A43 | 4.2345 | Unavailable | N/A | N/A | http://www.daikin.com.au/ | http://www.daikin.com.au | Yes |  | https://reg.energyrating.gov.au/static/common/images/star_ratings_2014/aircon_rating_3.5_5.png | AAC5375 | Yes | Variable output compressor | Inverter | No | - | 3500 | 0.81 | - | 310 | 1750 | Yes | 160 | 800 | - | 740.34 | 3769.5 | Yes | 240 | 1800 | - | 110 | 960 | 3700 | 0.77 | 370 | 1850 | No | - | - | Yes | 1130 | 3700 | No | - | - | No | - | - | - | - | - | No | - | - | No | - | - | No | - | - | 58 | 61 | 6.582 | 6.323 | 6.682 | 11.373 | 9.296 | 7.752 | 146 | 230 | 682 | 222 | 321 | 844 | 5 | 4.5 | 5 | 4.128 | 4.472 | 4.634 | 4.212 | 4.492 | 4.61 | 1174 | 454 | 71 | 391 | 209 | 45 | 2.5 | 2.5 | 3 | No | - | - | - | - | N/A | N/A | N/A | 1.6 | 4.2923 | 4.7717
[SEER Non Multi-Split <=65kW] (Air Conditioners up to 65kW) EE Regulations 2020 Schedule 2A | MEPS 2019 | AS/NZS 3823.1.1:2012 | RXM35UVMZ / FTXM35UVMZ |  | N/A | Daikin | 0.64 | Non Ducted | Single Split System | Wall Hung | Air | Air | Thailand | 0.81 | 2.86 | 3.5 | 226 | 3.2444 | 3.611 | 1.113 | 285 | 0.87 | 4 | Calorimeter Room | 4.2345 | 4.6212 | Yes | - | N/A | 2 | 2 | N/A | N/A | N/A | N/A | N/A | 4.2 | 4.5851 | N/A | N/A | 3.9 | 4.6702 | 3.5 | 4.5 | Calorimeter Room | Single | R32 | New Zealand | 137082 | 2119-07-10 |  | Approved | Reverse Cycle | 770 | No | Class 8 | No | N/A | Yes | N/A | N/A | N/A | BRP070A43 | 4.2345 | Available | N/A | N/A | http://www.daikin.co.nz | https://www.daikin.co.nz | Yes |  | https://reg.energyrating.gov.au/static/common/images/star_ratings_2014/aircon_rating_3.5_4.5.png | ZAC0726 | Yes | Variable output compressor | Inverter | No | - | 3500 | 0.81 | - | 330 | 1750 | Yes | 160 | 800 | - | - | - | Yes | 240 | 1800 | - | 110 | 960 | 4000 | 0.87 | 380 | 2000 | No | - | - | Yes | 1130 | 3700 | No | - | - | No | - | - | - | - | - | No | - | - | No | - | - | No | - | - | - | - | 6.621 | 6.351 | 6.768 | 11.823 | 9.47 | 8.009 | 145 | 228 | 674 | 213 | 315 | 817 | 5 | 4.5 | 5 | 4.071 | 4.543 | 4.858 | 4.255 | 4.643 | 4.844 | 1287 | 482 | 73 | 418 | 219 | 47 | 2.5 | 3 | 3 | No | - | - | - | - | N/A | N/A | N/A | 1.6 | 4.2923 | 4.5693
[SEER Non Multi-Split <=65kW] GEMS (Air Conditioners up to 65kW) Determination 2019 | MEPS 2019 | AS/NZS 3823.1.1:2012 | RXM35W1VMA / FTXM35W1VMA |  | N/A | DAIKIN | N/A | Non Ducted | Single Split System | Wall Hung | Air | Air | Thailand | 0.8 | N/A | 3.5 | N/A | N/A | N/A | N/A | N/A | 0.757 | 3.7 | Calorimeter Room | 4.415 | 4.9353 | N/A | - | N/A | N/A | N/A | N/A | N/A | N/A | N/A | N/A | N/A | N/A | N/A | N/A | N/A | N/A | N/A | N/A | N/A | Single | R32 | Australia,New Zealand | 144468 | 2027-02-24 |  | Approved | Reverse Cycle | N/A | Yes | Class 8 | Yes | N/A | N/A | N/A | N/A | N/A | N/A | N/A | Unavailable | N/A | N/A | http://www.daikin.com.au/ | http://www.daikin.com.au | N/A |  |  | AAC6483 | Yes | Variable output compressor | Inverter | No | - | 3500 | 0.8 | - | 295 | 1750 | Yes | 196 | 1100 | - | 731.2 | 3769.5 | Yes | 235 | 1885 | - | 135 | 1185 | 3700 | 0.757 | 313 | 1850 | No | - | - | Yes | 1130 | 3700 | No | - | - | No | - | - | - | - | - | No | - | - | No | - | - | No | - | - | 58 | 61 | 6.725 | 6.434 | 6.92 | 11.568 | 9.394 | 8.035 | 142 | 224 | 658 | 217 | 317 | 814 | 5 | 4.5 | 5 | 4.501 | 5.023 | 5.443 | 4.731 | 5.174 | 5.435 | 1078 | 405 | 62 | 349 | 183 | 40 | 3 | 3.5 | 3.5 | No | - | - | - | - | N/A | N/A | N/A | 2 | 4.3383 | 4.8445
[SEER Non Multi-Split <=65kW] GEMS (Air Conditioners up to 65kW) Determination 2019 | MEPS 2019 | AS/NZS 3823.1.1:2012 | RXM35W2VMA / FTXM35W2VMA |  | N/A | DAIKIN | N/A | Non Ducted | Single Split System | Wall Hung | Air | Air | Thailand | 0.8 | N/A | 3.5 | N/A | N/A | N/A | N/A | N/A | 0.757 | 3.7 | Calorimeter Room | 4.415 | 4.9353 | N/A | - | N/A | N/A | N/A | N/A | N/A | N/A | N/A | N/A | N/A | N/A | N/A | N/A | N/A | N/A | N/A | N/A | N/A | Single | R32 | Australia,New Zealand | 147050 | 2027-05-25 |  | Approved | Reverse Cycle | N/A | Yes | Class 8 | Yes | N/A | N/A | N/A | N/A | N/A | N/A | N/A | Available | N/A | N/A | http://www.daikin.com.au/ | http://www.daikin.com.au | N/A |  |  | AAC6734 | Yes | Variable output compressor | Inverter | No | - | 3500 | 0.8 | - | 295 | 1750 | Yes | 196 | 1100 | - | 731.2 | 3769.5 | Yes | 235 | 1885 | - | 135 | 1185 | 3700 | 0.757 | 313 | 1850 | No | - | - | Yes | 1130 | 3700 | No | - | - | No | - | - | - | - | - | No | - | - | No | - | - | No | - | - | 58 | 61 | 6.725 | 6.434 | 6.92 | 11.568 | 9.394 | 8.035 | 142 | 224 | 658 | 217 | 317 | 814 | 5 | 4.5 | 5 | 4.501 | 5.023 | 5.443 | 4.731 | 5.174 | 5.435 | 1078 | 405 | 62 | 349 | 183 | 40 | 3 | 3.5 | 3.5 | No | - | - | - | - | N/A | N/A | N/A | 2 | 4.3383 | 4.8445
[SEER Non Multi-Split <=65kW] GEMS (Air Conditioners up to 65kW) Determination 2019 | MEPS 2019 | AS/NZS 3823.1.1:2012 | RXM35WVMA / FTXM35WVMA |  | N/A | DAIKIN | N/A | Non Ducted | Single Split System | Wall Hung | Air | Air | Thailand | 0.8 | N/A | 3.5 | N/A | N/A | N/A | N/A | N/A | 0.757 | 3.7 | Calorimeter Room | 4.415 | 4.9353 | N/A | - | N/A | N/A | N/A | N/A | N/A | N/A | N/A | N/A | N/A | N/A | N/A | N/A | N/A | N/A | N/A | N/A | N/A | Single | R32 | Australia,New Zealand | 138872 | 2026-06-10 |  | Approved | Reverse Cycle | N/A | Yes | Class 8 | Yes | N/A | N/A | N/A | N/A | N/A | N/A | N/A | Available | N/A | N/A | http://www.daikin.com.au/ | http://www.daikin.com.au | N/A |  |  | AAC6068 | Yes | Variable output compressor | Inverter | No | - | 3500 | 0.8 | - | 295 | 1750 | Yes | 196 | 1100 | - | 731.2 | 3769.5 | Yes | 235 | 1885 | - | 135 | 1185 | 3700 | 0.757 | 313 | 1850 | No | - | - | Yes | 1130 | 3700 | No | - | - | No | - | - | - | - | - | No | - | - | No | - | - | No | - | - | 58 | 61 | 6.963 | 6.606 | 6.979 | 11.818 | 9.532 | 8.08 | 139 | 221 | 655 | 214 | 314 | 811 | 5 | 5 | 5 | 4.501 | 5.023 | 5.443 | 4.731 | 5.174 | 5.435 | 1076 | 403 | 60 | 347 | 181 | 38 | 3 | 3.5 | 3.5 | No | - | - | - | - | N/A | N/A | N/A | 1.1 | 4.3548 | 4.8638
[SEER Non Multi-Split <=65kW] GEMS (Air Conditioners up to 65kW) Determination 2019 | MEPS 2019 | AS/NZS 3823.1.1:2012 | RXM35YFVMA / FVXM35YVMA |  | N/A | DAIKIN | 0.9 | Non Ducted | Single Split System | Floor Mounted | Air | Air | Thailand | 0.83 | 2.6 | 3.5 | 210 | 3.131 | 4.327 | 1.382 | 700 | 1.12 | 4.5 | Calorimeter Room | 4.3961 | 4.17 | Yes | - | N/A | 2 | 2 | N/A | N/A | N/A | N/A | N/A | 3.8636 | 3.9214 | N/A | N/A | 3.2272 | 3.3427 | 3 | 3 | Calorimeter Room | Single | R32 | Australia,New Zealand | 158117 | 2028-12-10 |  | Approved | Reverse Cycle | 600 | Yes | Class 8 | Yes | N/A | N/A | N/A | N/A | N/A | N/A | 3.8923 | Available | N/A | N/A | http://www.daikin.com.au/ | http://www.daikin.com.au | Yes |  | https://reg.energyrating.gov.au/static/common/images/star_ratings_2014/aircon_rating_3_3.png | AAC7954 | Yes | Variable output compressor | Inverter | No | - | 3500 | 0.83 | - | 310 | 1750 | No | - | - | - | 758.62 | 3769.5 | Yes | 247 | 1885 | No | - | - | 4500 | 1.12 | 425 | 2250 | No | - | - | Yes | 1570 | 4700 | No | - | - | No | - | - | - | - | - | No | - | - | No | - | - | No | - | - | 51 | 61 | 5.283 | 5.212 | 6.102 | 8.02 | 7.147 | 6.984 | 171 | 266 | 735 | 306 | 408 | 927 | 3.5 | 3.5 | 4.5 | 4.003 | 4.399 | 4.858 | 4.234 | 4.584 | 4.861 | 1482 | 573 | 94 | 482 | 259 | 62 | 2.5 | 2.5 | 3 | No | - | - | - | - | N/A | N/A | N/A | 6.6 | 4.1065 | 3.9394
[SEER Non Multi-Split <=65kW] GEMS (Air Conditioners up to 65kW) Determination 2019 | MEPS 2019 | AS/NZS 3823.1.1:2012 | RXM35YVMA / FTXM35YVMA |  | N/A | DAIKIN | N/A | Non Ducted | Single Split System | Wall Hung | Air | Air | Thailand | 0.8 | N/A | 3.5 | N/A | N/A | N/A | N/A | N/A | 0.757 | 3.7 | Calorimeter Room | 4.3304 | 4.9636 | N/A | - | N/A | N/A | N/A | N/A | N/A | N/A | N/A | N/A | N/A | N/A | N/A | N/A | N/A | N/A | N/A | N/A | N/A | Single | R32 | Australia | 155111 | 2028-07-02 |  | Approved | Reverse Cycle | N/A | Yes | Class 8 | Yes | N/A | N/A | N/A | N/A | N/A | N/A | N/A | Available | N/A | N/A | http://www.daikin.com.au/ | http://www.daikin.com.au | N/A |  |  | AAC7611 | Yes | Variable output compressor | Inverter | No | - | 3500 | 0.8 | - | 295 | 1750 | Yes | 196 | 1000 | - | 731.2 | 3769.5 | Yes | 235 | 1885 | - | 135 | 1185 | 3700 | 0.757 | 313 | 1850 | No | - | - | Yes | 1130 | 3700 | No | - | - | No | - | - | - | - | - | No | - | - | No | - | - | No | - | - | 58 | 61 | 6.765 | 6.475 | 6.958 | 11.776 | 9.565 | 8.099 | 141 | 223 | 654 | 213 | 311 | 807 | 5 | 4.5 | 5 | 4.501 | 5.023 | 5.443 | 4.731 | 5.174 | 5.435 | 1078 | 405 | 62 | 349 | 183 | 40 | 3 | 3.5 | 3.5 | No | - | - | - | - | N/A | N/A | N/A | 2 | 4.3383 | 4.8445
[SEER Non Multi-Split <=65kW] GEMS (Air Conditioners up to 65kW) Determination 2019 | MEPS 2019 | AS/NZS 3823.1.1:2012 | RXM45YFVMA / FVXM45YVMA |  | N/A | DAIKIN | 1.2 | Non Ducted | Single Split System | Floor Mounted | Air | Air | Thailand | 1.33 | 3.3 | 4.5 | 210 | 3.3774 | 4.394 | 1.301 | 600 | 1.44 | 5.4 | Calorimeter Room | 3.5402 | 3.9383 | Yes | - | N/A | 2 | 2 | N/A | N/A | N/A | N/A | N/A | 3.3794 | 3.8473 | N/A | N/A | 2.2587 | 3.1946 | 2 | 3 | Calorimeter Room | Single | R32 | Australia,New Zealand | 157516 | 2028-11-01 |  | Approved | Reverse Cycle | 700 | Yes | Class 9 | Yes | N/A | N/A | N/A | N/A | N/A | N/A | 3.3963 | Available | N/A | N/A | http://www.daikin.com.au/ | http://www.daikin.com.au | Yes |  | https://reg.energyrating.gov.au/static/common/images/star_ratings_2014/aircon_rating_2_3.png | AAC7856 | Yes | Variable output compressor | Inverter | No | - | 4500 | 1.33 | - | 430 | 2250 | No | - | - | - | 1215.62 | 4846.5 | Yes | 368 | 2430 | No | - | - | 5400 | 1.44 | 520 | 2700 | No | - | - | Yes | 1500 | 4730 | No | - | - | No | - | - | - | - | - | No | - | - | No | - | - | No | - | - | 56 | 61 | 4.735 | 4.557 | 5.125 | 6.502 | 5.895 | 5.712 | 252 | 400 | 1134 | 493 | 644 | 1466 | 3 | 3 | 3.5 | 3.738 | 4.227 | 4.755 | 4.019 | 4.448 | 4.764 | 1901 | 711 | 112 | 606 | 318 | 73 | 2 | 2.5 | 3 | No | - | - | - | - | N/A | N/A | N/A | 6.6 | 3.3276 | 3.6928
[SEER Non Multi-Split <=65kW] GEMS (Air Conditioners up to 65kW) Determination 2019 | MEPS 2019 | AS/NZS 3823.1.1:2012 | RXM46UVMA / FTXM46UVMA |  | N/A | DAIKIN | 1.33 | Non Ducted | Single Split System | Wall Hung | Air | Air | Thailand | 1.2 | 3.27 | 4.6 | N/A | 3.143 | 5.01 | 1.594 | N/A | 1.11 | 4.7 | Calorimeter Room | 3.8675 | 4.3534 | Yes | - | N/A | 3 | 3 | N/A | N/A | N/A | N/A | N/A | 3.8347 | 4.2181 | N/A | N/A | 3.1694 | 3.9361 | 3 | 3.5 | Calorimeter Room | Single | R32 | Australia,New Zealand | 130137 | 2025-10-06 |  | Approved | Reverse Cycle | N/A | No | Class 9 | Yes | N/A | Yes | N/A | N/A | N/A | BRP070A43 | 3.8675 | Unavailable | N/A | N/A | http://www.daikin.com.au/ | http://www.daikin.com.au | Yes |  | https://reg.energyrating.gov.au/static/common/images/star_ratings_2014/aircon_rating_3_3.5.png | AAC5371 | Yes | Variable output compressor | Inverter | No | - | 4600 | 1.2 | - | 440 | 2300 | No | - | - | - | 1096.8 | 4954.2 | Yes | 360 | 2450 | No | - | - | 4700 | 1.11 | 450 | 2350 | No | - | - | Yes | 1630 | 4900 | No | - | - | No | - | - | - | - | - | No | - | - | No | - | - | No | - | - | 60 | 59 | 5.605 | 5.322 | 5.685 | 7.528 | 6.674 | 6.32 | 226 | 360 | 1056 | 443 | 590 | 1363 | 4 | 3.5 | 4 | 4.044 | 4.429 | 4.805 | 4.236 | 4.569 | 4.801 | 1522 | 581 | 87 | 493 | 261 | 55 | 2.5 | 2.5 | 3 | No | - | - | - | - | N/A | N/A | N/A | 1.8 | 3.814 | 4.2112
[SEER Non Multi-Split <=65kW] (Air Conditioners up to 65kW) EE Regulations 2020 Schedule 2A | MEPS 2019 | AS/NZS 3823.1.1:2012 | RXM46UVMZ / FTXM46UVMZ |  | N/A | Daikin | 1.16 | Non Ducted | Single Split System | Wall Hung | Air | Air | Thailand | 1.2 | 3.44 | 4.6 | 226 | 3.143 | 5.01 | 1.594 | 285 | 1.39 | 5.4 | Calorimeter Room | 3.8675 | 4.0089 | Yes | - | N/A | 3 | 3 | N/A | N/A | N/A | N/A | N/A | 3.8347 | 3.979 | N/A | N/A | 3.1694 | 3.4581 | 3 | 3 | Calorimeter Room | Single | R32 | New Zealand | 137083 | 2119-07-10 |  | Approved | Reverse Cycle | 770 | No | Class 9 | No | N/A | Yes | N/A | N/A | N/A | BRP070A43 | 3.8675 | Available | N/A | N/A | http://www.daikin.co.nz | https://www.daikin.co.nz | Yes |  | https://reg.energyrating.gov.au/static/common/images/star_ratings_2014/aircon_rating_3_3.png | ZAC0727 | Yes | Variable output compressor | Inverter | No | - | 4600 | 1.2 | - | 440 | 2300 | No | - | - | - | - | - | Yes | 360 | 2450 | No | - | - | 5400 | 1.39 | 530 | 2700 | No | - | - | Yes | 1630 | 4900 | No | - | - | No | - | - | - | - | - | No | - | - | No | - | - | No | - | - | - | - | 5.605 | 5.322 | 5.685 | 7.528 | 6.674 | 6.32 | 226 | 360 | 1056 | 443 | 590 | 1363 | 4 | 3.5 | 4 | 3.746 | 4.215 | 4.676 | 3.996 | 4.399 | 4.678 | 1886 | 701 | 101 | 599 | 311 | 64 | 2 | 2.5 | 3 | No | - | - | - | - | N/A | N/A | N/A | 1.8 | 3.814 | 3.868
[SEER Non Multi-Split <=65kW] GEMS (Air Conditioners up to 65kW) Determination 2019 | MEPS 2019 | AS/NZS 3823.1.1:2012 | RXM46W1VMA / FTXM46W1VMA |  | N/A | DAIKIN | N/A | Non Ducted | Single Split System | Wall Hung | Air | Air | Thailand | 1.165 | N/A | 4.6 | N/A | N/A | N/A | N/A | N/A | 1.04 | 4.7 | Calorimeter Room | 4.0078 | 4.608 | N/A | - | N/A | N/A | N/A | N/A | N/A | N/A | N/A | N/A | N/A | N/A | N/A | N/A | N/A | N/A | N/A | N/A | N/A | Single | R32 | Australia,New Zealand | 144469 | 2027-02-27 |  | Approved | Reverse Cycle | N/A | Yes | Class 9 | Yes | N/A | N/A | N/A | N/A | N/A | N/A | N/A | Unavailable | N/A | N/A | http://www.daikin.com.au/ | http://www.daikin.com.au | N/A |  |  | AAC6501 | Yes | Variable output compressor | Inverter | No | - | 4600 | 1.165 | - | 450 | 2300 | No | - | - | - | 1064.81 | 4954.2 | Yes | 345 | 2477 | No | - | - | 4700 | 1.04 | 384 | 2350 | No | - | - | Yes | 1500 | 4900 | No | - | - | No | - | - | - | - | - | No | - | - | No | - | - | No | - | - | 59 | 59 | 5.916 | 5.611 | 6.053 | 8.725 | 7.432 | 6.928 | 214 | 341 | 991 | 382 | 529 | 1243 | 4 | 4 | 4.5 | 4.522 | 5.03 | 5.61 | 4.817 | 5.268 | 5.617 | 1362 | 513 | 75 | 434 | 227 | 48 | 3 | 3.5 | 4 | No | - | - | - | - | N/A | N/A | N/A | 2 | 3.9257 | 4.49
[SEER Non Multi-Split <=65kW] GEMS (Air Conditioners up to 65kW) Determination 2019 | MEPS 2019 | AS/NZS 3823.1.1:2012 | RXM46W2VMA / FTXM46W2VMA |  | N/A | DAIKIN | N/A | Non Ducted | Single Split System | Wall Hung | Air | Air | Thailand | 1.165 | N/A | 4.6 | N/A | N/A | N/A | N/A | N/A | 1.04 | 4.7 | Calorimeter Room | 4.0078 | 4.608 | N/A | - | N/A | N/A | N/A | N/A | N/A | N/A | N/A | N/A | N/A | N/A | N/A | N/A | N/A | N/A | N/A | N/A | N/A | Single | R32 | Australia,New Zealand | 147051 | 2027-05-30 |  | Approved | Reverse Cycle | N/A | Yes | Class 9 | Yes | N/A | N/A | N/A | N/A | N/A | N/A | N/A | Available | N/A | N/A | http://www.daikin.com.au/ | http://www.daikin.com.au | N/A |  |  | AAC6755 | Yes | Variable output compressor | Inverter | No | - | 4600 | 1.165 | - | 450 | 2300 | No | - | - | - | 1064.81 | 4954.2 | Yes | 345 | 2477 | No | - | - | 4700 | 1.04 | 384 | 2350 | No | - | - | Yes | 1500 | 4900 | No | - | - | No | - | - | - | - | - | No | - | - | No | - | - | No | - | - | 59 | 59 | 5.916 | 5.611 | 6.053 | 8.725 | 7.432 | 6.928 | 214 | 341 | 991 | 382 | 529 | 1243 | 4 | 4 | 4.5 | 4.522 | 5.03 | 5.61 | 4.817 | 5.268 | 5.617 | 1362 | 513 | 75 | 434 | 227 | 48 | 3 | 3.5 | 4 | No | - | - | - | - | N/A | N/A | N/A | 2 | 3.9257 | 4.49
[SEER Non Multi-Split <=65kW] GEMS (Air Conditioners up to 65kW) Determination 2019 | MEPS 2019 | AS/NZS 3823.1.1:2012 | RXM46WVMA / FTXM46WVMA |  | N/A | DAIKIN | N/A | Non Ducted | Single Split System | Wall Hung | Air | Air | Thailand | 1.165 | N/A | 4.6 | N/A | N/A | N/A | N/A | N/A | 1.04 | 4.7 | Calorimeter Room | 4.0078 | 4.608 | N/A | - | N/A | N/A | N/A | N/A | N/A | N/A | N/A | N/A | N/A | N/A | N/A | N/A | N/A | N/A | N/A | N/A | N/A | Single | R32 | Australia,New Zealand | 138873 | 2026-06-11 |  | Approved | Reverse Cycle | N/A | Yes | Class 9 | Yes | N/A | N/A | N/A | N/A | N/A | N/A | N/A | Available | N/A | N/A | http://www.daikin.com.au/ | http://www.daikin.com.au | N/A |  |  | AAC6075 | Yes | Variable output compressor | Inverter | No | - | 4600 | 1.165 | - | 450 | 2300 | No | - | - | - | 1064.81 | 4954.2 | Yes | 345 | 2477 | No | - | - | 4700 | 1.04 | 384 | 2350 | No | - | - | Yes | 1500 | 4900 | No | - | - | No | - | - | - | - | - | No | - | - | No | - | - | No | - | - | 59 | 59 | 6.055 | 5.71 | 6.088 | 8.832 | 7.498 | 6.953 | 211 | 337 | 988 | 379 | 526 | 1240 | 4.5 | 4 | 4.5 | 4.522 | 5.03 | 5.61 | 4.817 | 5.268 | 5.617 | 1360 | 510 | 73 | 432 | 226 | 46 | 3 | 3.5 | 4 | No | - | - | - | - | N/A | N/A | N/A | 1.1 | 3.9359 | 4.5031
[SEER Non Multi-Split <=65kW] (Air Conditioners up to 65kW) EE Regulations 2020 Schedule 2A | MEPS 2019 | AS/NZS 3823.1.1:2012 | RXM50R2V1B | RXM50R2V1B | N/A | DAIKIN | 0.86 | Non Ducted | Single Split System | Floor Mounted | Air | Air | Czechia | 1.312 | 4.14 | 5 | 238 | N/A | N/A | N/A | 600 | 1.522 | 5.8 | Calorimeter Room | 3.7639 | 4.0313 | Yes | - | N/A | 2.5 | 2.5 | N/A | N/A | N/A | N/A | N/A | 4.16 | 3.9669 | N/A | N/A | 3.82 | 3.4338 | 3.5 | 3 | Calorimeter Room | Single | R32 | New Zealand | 143332 | 2121-11-16 |  | Approved | Reverse Cycle | 750 | No | Class 9 | No | N/A | N/A | N/A | N/A | N/A | N/A | 4.1893 | Available | N/A | N/A | http://www.daikin.co.nz | https://www.daikin.co.nz/ | Yes |  | https://reg.energyrating.gov.au/static/common/images/star_ratings_2014/aircon_rating_3.5_3.png | ZAC0767 | Yes | Variable output compressor | Inverter | No | - | 5000 | 1.312 | - | 565 | 2500 | No | - | - | - | - | - | Yes | 415 | 2693 | No | - | - | 5800 | 1.522 | 545 | 2900 | No | - | - | Yes | 2140 | 5935 | No | - | - | No | - | - | - | - | - | No | - | - | No | - | - | No | - | - | 61 | 62 | 5.04 | 4.92 | 5.568 | 8.169 | 6.892 | 6.518 | 264 | 412 | 1160 | 434 | 611 | 1427 | 3.5 | 3 | 4 | 3.875 | 4.327 | 4.872 | 4.155 | 4.555 | 4.882 | 1969 | 745 | 116 | 629 | 332 | 76 | 2 | 2.5 | 3 | No | - | - | - | - | N/A | N/A | N/A | 6.6 | 3.7473 | 3.7557
[SEER Non Multi-Split <=65kW] (Air Conditioners up to 65kW) EE Regulations 2020 Schedule 2A | MEPS 2019 | AS/NZS 3823.1.1:2012 | RXM50R2V1B / FVXM50A2V1B | RXM50R2V1B | N/A | DAIKIN | 0.86 | Non Ducted | Single Split System | Floor Mounted | Air | Air | Czechia | 1.312 | 4.14 | 5 | 238 | N/A | N/A | N/A | 600 | 1.522 | 5.8 | Calorimeter Room | 3.7639 | 4.0313 | Yes | - | N/A | 2.5 | 2.5 | N/A | N/A | N/A | N/A | N/A | 4.16 | 3.9669 | N/A | N/A | 3.82 | 3.4338 | 3.5 | 3 | Calorimeter Room | Single | R32 | New Zealand | 143332 | 2121-11-16 |  | Approved | Reverse Cycle | 750 | No | Class 9 | No | N/A | N/A | N/A | N/A | N/A | N/A | 4.1893 | Available | N/A | N/A | http://www.daikin.co.nz | https://www.daikin.co.nz/ | Yes |  | https://reg.energyrating.gov.au/static/common/images/star_ratings_2014/aircon_rating_3.5_3.png | ZAC0767 | Yes | Variable output compressor | Inverter | No | - | 5000 | 1.312 | - | 565 | 2500 | No | - | - | - | - | - | Yes | 415 | 2693 | No | - | - | 5800 | 1.522 | 545 | 2900 | No | - | - | Yes | 2140 | 5935 | No | - | - | No | - | - | - | - | - | No | - | - | No | - | - | No | - | - | 61 | 62 | 5.04 | 4.92 | 5.568 | 8.169 | 6.892 | 6.518 | 264 | 412 | 1160 | 434 | 611 | 1427 | 3.5 | 3 | 4 | 3.875 | 4.327 | 4.872 | 4.155 | 4.555 | 4.882 | 1969 | 745 | 116 | 629 | 332 | 76 | 2 | 2.5 | 3 | No | - | - | - | - | N/A | N/A | N/A | 6.6 | 3.7473 | 3.7557
[SEER Non Multi-Split <=65kW] (Air Conditioners up to 65kW) EE Regulations 2020 Schedule 2A | MEPS 2019 | AS/NZS 3823.1.1:2012 | RXM50R2V1B / FVXM50A3V1B | RXM50R2V1B | N/A | DAIKIN | 0.86 | Non Ducted | Single Split System | Floor Mounted | Air | Air | Czechia | 1.312 | 4.14 | 5 | 238 | N/A | N/A | N/A | 600 | 1.522 | 5.8 | Calorimeter Room | 3.7639 | 4.0313 | Yes | - | N/A | 2.5 | 2.5 | N/A | N/A | N/A | N/A | N/A | 4.16 | 3.9669 | N/A | N/A | 3.82 | 3.4338 | 3.5 | 3 | Calorimeter Room | Single | R32 | New Zealand | 143332 | 2121-11-16 |  | Approved | Reverse Cycle | 750 | No | Class 9 | No | N/A | N/A | N/A | N/A | N/A | N/A | 4.1893 | Available | N/A | N/A | http://www.daikin.co.nz | https://www.daikin.co.nz/ | Yes |  | https://reg.energyrating.gov.au/static/common/images/star_ratings_2014/aircon_rating_3.5_3.png | ZAC0767 | Yes | Variable output compressor | Inverter | No | - | 5000 | 1.312 | - | 565 | 2500 | No | - | - | - | - | - | Yes | 415 | 2693 | No | - | - | 5800 | 1.522 | 545 | 2900 | No | - | - | Yes | 2140 | 5935 | No | - | - | No | - | - | - | - | - | No | - | - | No | - | - | No | - | - | 61 | 62 | 5.04 | 4.92 | 5.568 | 8.169 | 6.892 | 6.518 | 264 | 412 | 1160 | 434 | 611 | 1427 | 3.5 | 3 | 4 | 3.875 | 4.327 | 4.872 | 4.155 | 4.555 | 4.882 | 1969 | 745 | 116 | 629 | 332 | 76 | 2 | 2.5 | 3 | No | - | - | - | - | N/A | N/A | N/A | 6.6 | 3.7473 | 3.7557
[SEER Non Multi-Split <=65kW] (Air Conditioners up to 65kW) EE Regulations 2020 Schedule 2A | MEPS 2019 | AS/NZS 3823.1.1:2012 | RXM50R5V1B / FVXM50A2V1B | RXM50R2V1B | N/A | DAIKIN | 0.86 | Non Ducted | Single Split System | Floor Mounted | Air | Air | Czechia | 1.312 | 4.14 | 5 | 238 | N/A | N/A | N/A | 600 | 1.522 | 5.8 | Calorimeter Room | 3.7639 | 4.0313 | Yes | - | N/A | 2.5 | 2.5 | N/A | N/A | N/A | N/A | N/A | 4.16 | 3.9669 | N/A | N/A | 3.82 | 3.4338 | 3.5 | 3 | Calorimeter Room | Single | R32 | New Zealand | 143332 | 2121-11-16 |  | Approved | Reverse Cycle | 750 | No | Class 9 | No | N/A | N/A | N/A | N/A | N/A | N/A | 4.1893 | Available | N/A | N/A | http://www.daikin.co.nz | https://www.daikin.co.nz/ | Yes |  | https://reg.energyrating.gov.au/static/common/images/star_ratings_2014/aircon_rating_3.5_3.png | ZAC0767 | Yes | Variable output compressor | Inverter | No | - | 5000 | 1.312 | - | 565 | 2500 | No | - | - | - | - | - | Yes | 415 | 2693 | No | - | - | 5800 | 1.522 | 545 | 2900 | No | - | - | Yes | 2140 | 5935 | No | - | - | No | - | - | - | - | - | No | - | - | No | - | - | No | - | - | 61 | 62 | 5.04 | 4.92 | 5.568 | 8.169 | 6.892 | 6.518 | 264 | 412 | 1160 | 434 | 611 | 1427 | 3.5 | 3 | 4 | 3.875 | 4.327 | 4.872 | 4.155 | 4.555 | 4.882 | 1969 | 745 | 116 | 629 | 332 | 76 | 2 | 2.5 | 3 | No | - | - | - | - | N/A | N/A | N/A | 6.6 | 3.7473 | 3.7557
[SEER Non Multi-Split <=65kW] (Air Conditioners up to 65kW) EE Regulations 2020 Schedule 2A | MEPS 2019 | AS/NZS 3823.1.1:2012 | RXM50R5V1B / FVXM50A3V1B | RXM50R2V1B | N/A | DAIKIN | 0.86 | Non Ducted | Single Split System | Floor Mounted | Air | Air | Czechia | 1.312 | 4.14 | 5 | 238 | N/A | N/A | N/A | 600 | 1.522 | 5.8 | Calorimeter Room | 3.7639 | 4.0313 | Yes | - | N/A | 2.5 | 2.5 | N/A | N/A | N/A | N/A | N/A | 4.16 | 3.9669 | N/A | N/A | 3.82 | 3.4338 | 3.5 | 3 | Calorimeter Room | Single | R32 | New Zealand | 143332 | 2121-11-16 |  | Approved | Reverse Cycle | 750 | No | Class 9 | No | N/A | N/A | N/A | N/A | N/A | N/A | 4.1893 | Available | N/A | N/A | http://www.daikin.co.nz | https://www.daikin.co.nz/ | Yes |  | https://reg.energyrating.gov.au/static/common/images/star_ratings_2014/aircon_rating_3.5_3.png | ZAC0767 | Yes | Variable output compressor | Inverter | No | - | 5000 | 1.312 | - | 565 | 2500 | No | - | - | - | - | - | Yes | 415 | 2693 | No | - | - | 5800 | 1.522 | 545 | 2900 | No | - | - | Yes | 2140 | 5935 | No | - | - | No | - | - | - | - | - | No | - | - | No | - | - | No | - | - | 61 | 62 | 5.04 | 4.92 | 5.568 | 8.169 | 6.892 | 6.518 | 264 | 412 | 1160 | 434 | 611 | 1427 | 3.5 | 3 | 4 | 3.875 | 4.327 | 4.872 | 4.155 | 4.555 | 4.882 | 1969 | 745 | 116 | 629 | 332 | 76 | 2 | 2.5 | 3 | No | - | - | - | - | N/A | N/A | N/A | 6.6 | 3.7473 | 3.7557
[SEER Non Multi-Split <=65kW] (Air Conditioners up to 65kW) EE Regulations 2020 Schedule 2A | MEPS 2019 | AS/NZS 3823.1.1:2012 | RXM50R5V1B / FVXM50A3V1B9 | RXM50R2V1B | N/A | DAIKIN | 0.86 | Non Ducted | Single Split System | Floor Mounted | Air | Air | Czechia | 1.312 | 4.14 | 5 | 238 | N/A | N/A | N/A | 600 | 1.522 | 5.8 | Calorimeter Room | 3.7639 | 4.0313 | Yes | - | N/A | 2.5 | 2.5 | N/A | N/A | N/A | N/A | N/A | 4.16 | 3.9669 | N/A | N/A | 3.82 | 3.4338 | 3.5 | 3 | Calorimeter Room | Single | R32 | New Zealand | 143332 | 2121-11-16 |  | Approved | Reverse Cycle | 750 | No | Class 9 | No | N/A | N/A | N/A | N/A | N/A | N/A | 4.1893 | Available | N/A | N/A | http://www.daikin.co.nz | https://www.daikin.co.nz/ | Yes |  | https://reg.energyrating.gov.au/static/common/images/star_ratings_2014/aircon_rating_3.5_3.png | ZAC0767 | Yes | Variable output compressor | Inverter | No | - | 5000 | 1.312 | - | 565 | 2500 | No | - | - | - | - | - | Yes | 415 | 2693 | No | - | - | 5800 | 1.522 | 545 | 2900 | No | - | - | Yes | 2140 | 5935 | No | - | - | No | - | - | - | - | - | No | - | - | No | - | - | No | - | - | 61 | 62 | 5.04 | 4.92 | 5.568 | 8.169 | 6.892 | 6.518 | 264 | 412 | 1160 | 434 | 611 | 1427 | 3.5 | 3 | 4 | 3.875 | 4.327 | 4.872 | 4.155 | 4.555 | 4.882 | 1969 | 745 | 116 | 629 | 332 | 76 | 2 | 2.5 | 3 | No | - | - | - | - | N/A | N/A | N/A | 6.6 | 3.7473 | 3.7557
[SEER Non Multi-Split <=65kW] GEMS (Air Conditioners up to 65kW) Determination 2019 | MEPS 2019 | AS/NZS 3823.1.1:2012 | RXM50UVMA / FTXM50UVMA |  | N/A | DAIKIN | 0.84 | Non Ducted | Single Split System | Wall Hung | Air | Air | Thailand | 1.14 | 4.16 | 5 | N/A | 3.3296 | 6.183 | 1.857 | N/A | 1.3 | 6 | Calorimeter Room | 4.3673 | 4.7068 | Yes | - | N/A | 3 | 3 | N/A | N/A | N/A | N/A | N/A | 4.3281 | 4.6709 | N/A | N/A | 4.1561 | 4.8419 | 4 | 4.5 | Calorimeter Room | Single | R32 | Australia,New Zealand | 130138 | 2025-10-07 |  | Approved | Reverse Cycle | N/A | No | Class 9 | Yes | N/A | Yes | N/A | N/A | N/A | BRP070A44 | 4.3673 | Unavailable | N/A | N/A | http://www.daikin.com.au/ | http://www.daikin.com.au | Yes |  | https://reg.energyrating.gov.au/static/common/images/star_ratings_2014/aircon_rating_4_4.5.png | AAC5378 | Yes | Variable output compressor | Inverter | No | - | 5000 | 1.14 | - | 410 | 2500 | No | - | - | - | 1041.96 | 5385 | Yes | 320 | 2690 | No | - | - | 6000 | 1.3 | 540 | 3000 | No | - | - | Yes | 1890 | 5800 | No | - | - | No | - | - | - | - | - | No | - | - | No | - | - | No | - | - | 61 | 59 | 6.808 | 6.411 | 6.902 | 9.846 | 8.439 | 7.864 | 202 | 325 | 945 | 368 | 507 | 1190 | 5 | 4.5 | 5 | 4.194 | 4.715 | 5.117 | 4.423 | 4.859 | 5.109 | 1872 | 696 | 103 | 602 | 313 | 65 | 2.5 | 3 | 3.5 | No | - | - | - | - | N/A | N/A | N/A | 1.8 | 4.3627 | 4.5939
[SEER Non Multi-Split <=65kW] (Air Conditioners up to 65kW) EE Regulations 2020 Schedule 2A | MEPS 2019 | AS/NZS 3823.1.1:2012 | RXM50UVMZ / FTXM50UVMZ |  | N/A | Daikin | 0.86 | Non Ducted | Single Split System | Wall Hung | Air | Air | Thailand | 1.14 | 4.14 | 5 | 266 | 3.3296 | 6.183 | 1.857 | 295 | 1.34 | 6.1 | Calorimeter Room | 4.3673 | 4.7792 | Yes | - | N/A | 3 | 3 | N/A | N/A | N/A | N/A | N/A | 4.3281 | 4.7422 | N/A | N/A | 4.1561 | 4.9845 | 4 | 4.5 | Calorimeter Room | Single | R32 | New Zealand | 137118 | 2119-07-10 |  | Approved | Reverse Cycle | 990 | No | Class 9 | No | N/A | Yes | N/A | N/A | N/A | BRP070A43 | 4.3673 | Available | N/A | N/A | http://www.daikin.co.nz | https://www.daikin.co.nz | Yes |  | https://reg.energyrating.gov.au/static/common/images/star_ratings_2014/aircon_rating_4_4.5.png | ZAC0724 | Yes | Variable output compressor | Inverter | No | - | 5000 | 1.14 | - | 410 | 2500 | No | - | - | - | - | - | Yes | 320 | 2690 | No | - | - | 6100 | 1.34 | 550 | 3050 | No | - | - | Yes | 1890 | 6100 | No | - | - | No | - | - | - | - | - | No | - | - | No | - | - | No | - | - | - | - | 6.808 | 6.411 | 6.902 | 9.846 | 8.439 | 7.864 | 202 | 325 | 945 | 368 | 507 | 1190 | 5 | 4.5 | 5 | 4.264 | 4.713 | 5.105 | 4.472 | 4.856 | 5.099 | 1872 | 708 | 105 | 605 | 318 | 66 | 2.5 | 3 | 3.5 | No | - | - | - | - | N/A | N/A | N/A | 1.8 | 4.3627 | 4.5317
[SEER Non Multi-Split <=65kW] GEMS (Air Conditioners up to 65kW) Determination 2019 | MEPS 2019 | AS/NZS 3823.1.1:2012 | RXM50W1VMA / FTXM50W1VMA |  | N/A | DAIKIN | N/A | Non Ducted | Single Split System | Wall Hung | Air | Air | Thailand | 1.13 | N/A | 5 | N/A | N/A | N/A | N/A | N/A | 1.23 | 6 | Calorimeter Room | 4.4387 | 4.9077 | N/A | - | N/A | N/A | N/A | N/A | N/A | N/A | N/A | N/A | N/A | N/A | N/A | N/A | N/A | N/A | N/A | N/A | N/A | Single | R32 | Australia,New Zealand | 144470 | 2027-02-24 |  | Approved | Reverse Cycle | N/A | Yes | Class 9 | Yes | N/A | N/A | N/A | N/A | N/A | N/A | N/A | Unavailable | N/A | N/A | http://www.daikin.com.au/ | http://www.daikin.com.au | N/A |  |  | AAC6484 | Yes | Variable output compressor | Inverter | No | - | 5000 | 1.13 | - | 418 | 2500 | No | - | - | - | 1032.82 | 5385 | Yes | 320 | 2693 | No | - | - | 6000 | 1.23 | 472 | 3000 | No | - | - | Yes | 1760 | 5800 | No | - | - | No | - | - | - | - | - | No | - | - | No | - | - | No | - | - | 61 | 59 | 6.821 | 6.439 | 6.963 | 10.149 | 8.606 | 7.997 | 201 | 323 | 936 | 356 | 496 | 1170 | 5 | 4.5 | 5 | 4.602 | 5.252 | 5.835 | 4.924 | 5.482 | 5.838 | 1707 | 626 | 91 | 541 | 278 | 58 | 3 | 3.5 | 4 | No | - | - | - | - | N/A | N/A | N/A | 2 | 4.3985 | 4.8514
[SEER Non Multi-Split <=65kW] GEMS (Air Conditioners up to 65kW) Determination 2019 | MEPS 2019 | AS/NZS 3823.1.1:2012 | RXM50W2VMA / FTXM50W2VMA |  | N/A | DAIKIN | N/A | Non Ducted | Single Split System | Wall Hung | Air | Air | Thailand | 1.13 | N/A | 5 | N/A | N/A | N/A | N/A | N/A | 1.23 | 6 | Calorimeter Room | 4.4387 | 4.9077 | N/A | - | N/A | N/A | N/A | N/A | N/A | N/A | N/A | N/A | N/A | N/A | N/A | N/A | N/A | N/A | N/A | N/A | N/A | Single | R32 | Australia,New Zealand | 147056 | 2027-05-25 |  | Approved | Reverse Cycle | N/A | Yes | Class 9 | Yes | N/A | N/A | N/A | N/A | N/A | N/A | N/A | Available | N/A | N/A | http://www.daikin.com.au/ | http://www.daikin.com.au | N/A |  |  | AAC6735 | Yes | Variable output compressor | Inverter | No | - | 5000 | 1.13 | - | 418 | 2500 | No | - | - | - | 1032.82 | 5385 | Yes | 320 | 2693 | No | - | - | 6000 | 1.23 | 472 | 3000 | No | - | - | Yes | 1760 | 5800 | No | - | - | No | - | - | - | - | - | No | - | - | No | - | - | No | - | - | 61 | 59 | 6.821 | 6.439 | 6.963 | 10.149 | 8.606 | 7.997 | 201 | 323 | 936 | 356 | 496 | 1170 | 5 | 4.5 | 5 | 4.602 | 5.252 | 5.835 | 4.924 | 5.482 | 5.838 | 1707 | 626 | 91 | 541 | 278 | 58 | 3 | 3.5 | 4 | No | - | - | - | - | N/A | N/A | N/A | 2 | 4.3985 | 4.8514
[SEER Non Multi-Split <=65kW] GEMS (Air Conditioners up to 65kW) Determination 2019 | MEPS 2019 | AS/NZS 3823.1.1:2012 | RXM50WVMA / FTXM50WVMA |  | N/A | DAIKIN | N/A | Non Ducted | Single Split System | Wall Hung | Air | Air | Thailand | 1.13 | N/A | 5 | N/A | N/A | N/A | N/A | N/A | 1.23 | 6 | Calorimeter Room | 4.4387 | 4.9077 | N/A | - | N/A | N/A | N/A | N/A | N/A | N/A | N/A | N/A | N/A | N/A | N/A | N/A | N/A | N/A | N/A | N/A | N/A | Single | R32 | Australia,New Zealand | 138874 | 2026-06-11 |  | Approved | Reverse Cycle | N/A | Yes | Class 9 | Yes | N/A | N/A | N/A | N/A | N/A | N/A | N/A | Available | N/A | N/A | http://www.daikin.com.au/ | http://www.daikin.com.au | N/A |  |  | AAC6081 | Yes | Variable output compressor | Inverter | No | - | 5000 | 1.13 | - | 418 | 2500 | No | - | - | - | 1032.82 | 5385 | Yes | 320 | 2693 | No | - | - | 6000 | 1.23 | 472 | 3000 | No | - | - | Yes | 1760 | 5800 | No | - | - | No | - | - | - | - | - | No | - | - | No | - | - | No | - | - | 61 | 59 | 6.991 | 6.558 | 7.004 | 10.282 | 8.688 | 8.028 | 198 | 319 | 933 | 353 | 494 | 1167 | 5 | 5 | 5.5 | 4.602 | 5.252 | 5.835 | 4.924 | 5.482 | 5.838 | 1705 | 623 | 89 | 540 | 276 | 56 | 3 | 3.5 | 4 | No | - | - | - | - | N/A | N/A | N/A | 1.1 | 4.4103 | 4.8633
[SEER Non Multi-Split <=65kW] GEMS (Air Conditioners up to 65kW) Determination 2019 | MEPS 2019 | AS/NZS 3823.1.1:2012 | RXM50YFVMA / FVXM50YVMA |  | N/A | DAIKIN | 1.2 | Non Ducted | Single Split System | Floor Mounted | Air | Air | Thailand | 1.18 | 3.3 | 5 | 210 | 3.3774 | 4.394 | 1.301 | 600 | 1.44 | 6 | Calorimeter Room | 4.2971 | 4.3531 | Yes | - | N/A | 2 | 2 | N/A | N/A | N/A | N/A | N/A | 3.3794 | 3.8473 | N/A | N/A | 2.2587 | 3.1946 | 2 | 3 | Calorimeter Room | Single | R32 | Australia,New Zealand | 158087 | 2028-12-10 |  | Approved | Reverse Cycle | 700 | Yes | Class 9 | Yes | N/A | N/A | N/A | N/A | N/A | N/A | 3.3963 | Available | N/A | N/A | http://www.daikin.com.au/ | http://www.daikin.com.au | Yes |  | https://reg.energyrating.gov.au/static/common/images/star_ratings_2014/aircon_rating_2_3.png | AAC7951 | Yes | Variable output compressor | Inverter | No | - | 5000 | 1.18 | - | 440 | 2500 | No | - | - | - | 1078.52 | 5385 | Yes | 365 | 2693 | No | - | - | 6000 | 1.44 | 540 | 3000 | No | - | - | Yes | 2060 | 6100 | No | - | - | No | - | - | - | - | - | No | - | - | No | - | - | No | - | - | 63 | 61 | 5.469 | 5.34 | 6.032 | 7.666 | 6.928 | 6.748 | 242 | 378 | 1070 | 463 | 608 | 1378 | 3.5 | 3.5 | 4.5 | 4.109 | 4.583 | 5.096 | 4.376 | 4.791 | 5.101 | 1921 | 728 | 115 | 618 | 327 | 75 | 2.5 | 3 | 3.5 | No | - | - | - | - | N/A | N/A | N/A | 6.6 | 4.1587 | 4.1031
[SEER Non Multi-Split <=65kW] GEMS (Air Conditioners up to 65kW) Determination 2019 | MEPS 2019 | AS/NZS 3823.1.1:2012 | RXM60UVMA / FTXM60UVMA |  | N/A | DAIKIN | 1.13 | Non Ducted | Single Split System | Wall Hung | Air | Air | Thailand | 1.52 | 4.87 | 6 | N/A | 3.2956 | 6.69 | 2.03 | N/A | 1.63 | 7.2 | Calorimeter Room | 4.0014 | 4.5233 | Yes | - | N/A | 3 | 3 | N/A | N/A | N/A | N/A | N/A | 3.9738 | 4.4954 | N/A | N/A | 3.4476 | 4.4907 | 3 | 4 | Calorimeter Room | Single | R32 | Australia,New Zealand | 130139 | 2025-10-06 |  | Approved | Reverse Cycle | N/A | No | Class 9 | Yes | N/A | Yes | N/A | N/A | N/A | BRP070A44 | 4.0014 | Unavailable | N/A | N/A | http://www.daikin.com.au/ | http://www.daikin.com.au | Yes |  | https://reg.energyrating.gov.au/static/common/images/star_ratings_2014/aircon_rating_3_4.png | AAC5372 | Yes | Variable output compressor | Inverter | No | - | 6000 | 1.52 | - | 475 | 3000 | No | - | - | - | 1389.28 | 6462 | Yes | 430 | 3200 | No | - | - | 7200 | 1.63 | 662 | 3600 | No | - | - | Yes | 2060 | 6500 | No | - | - | No | - | - | - | - | - | No | - | - | No | - | - | No | - | - | 64 | 61 | 5.95 | 5.599 | 5.92 | 7.226 | 6.659 | 6.388 | 279 | 448 | 1324 | 604 | 773 | 1760 | 4 | 4 | 4 | 4.022 | 4.568 | 5.004 | 4.272 | 4.73 | 4.999 | 2342 | 861 | 125 | 747 | 385 | 79 | 2.5 | 3 | 3.5 | No | - | - | - | - | N/A | N/A | N/A | 1.8 | 3.9316 | 4.4008
[SEER Non Multi-Split <=65kW] (Air Conditioners up to 65kW) EE Regulations 2020 Schedule 2A | MEPS 2019 | AS/NZS 3823.1.1:2012 | RXM60UVMZ / FTXM60UVMZ |  | N/A | Daikin | 1.15 | Non Ducted | Single Split System | Wall Hung | Air | Air | Thailand | 1.52 | 4.85 | 6 | 266 | 3.2956 | 6.69 | 2.03 | 295 | 1.66 | 7.3 | Calorimeter Room | 4.0014 | 4.5233 | Yes | - | N/A | 3 | 3 | N/A | N/A | N/A | N/A | N/A | 3.9738 | 4.4954 | N/A | N/A | 3.4476 | 4.4907 | 3 | 4 | Calorimeter Room | Single | R32 | New Zealand | 137123 | 2119-07-10 |  | Approved | Reverse Cycle | 990 | No | Class 9 | No | N/A | Yes | N/A | N/A | N/A | BRP070A43 | 4.0014 | Available | N/A | N/A | http://www.daikin.co.nz | https://www.daikin.co.nz | Yes |  | https://reg.energyrating.gov.au/static/common/images/star_ratings_2014/aircon_rating_3_4.png | ZAC0723 | Yes | Variable output compressor | Inverter | No | - | 6000 | 1.52 | - | 475 | 3000 | No | - | - | - | - | - | Yes | 430 | 3200 | No | - | - | 7300 | 1.66 | 670 | 3650 | No | - | - | Yes | 2060 | 6500 | No | - | - | No | - | - | - | - | - | No | - | - | No | - | - | No | - | - | - | - | 5.95 | 5.599 | 5.92 | 7.226 | 6.659 | 6.388 | 279 | 448 | 1324 | 604 | 773 | 1760 | 4 | 4 | 4 | 3.999 | 4.56 | 5.012 | 4.258 | 4.73 | 5.008 | 2388 | 874 | 127 | 759 | 390 | 80 | 2 | 3 | 3.5 | No | - | - | - | - | N/A | N/A | N/A | 1.8 | 3.9316 | 4.3815
[SEER Non Multi-Split <=65kW] GEMS (Air Conditioners up to 65kW) Determination 2019 | MEPS 2019 | AS/NZS 3823.1.1:2012 | RXM60W1VMA / FTXM60W1VMA |  | N/A | DAIKIN | N/A | Non Ducted | Single Split System | Wall Hung | Air | Air | Thailand | 1.48 | N/A | 6 | N/A | N/A | N/A | N/A | N/A | 1.61 | 7.2 | Calorimeter Room | 4.1025 | 4.5703 | N/A | - | N/A | N/A | N/A | N/A | N/A | N/A | N/A | N/A | N/A | N/A | N/A | N/A | N/A | N/A | N/A | N/A | N/A | Single | R32 | Australia,New Zealand | 144471 | 2027-02-27 |  | Approved | Reverse Cycle | N/A | Yes | Class 9 | Yes | N/A | N/A | N/A | N/A | N/A | N/A | N/A | Unavailable | N/A | N/A | http://www.daikin.com.au/ | http://www.daikin.com.au | N/A |  |  | AAC6502 | Yes | Variable output compressor | Inverter | No | - | 6000 | 1.48 | - | 510 | 3000 | No | - | - | - | 1352.72 | 6462 | Yes | 405 | 3231 | No | - | - | 7200 | 1.61 | 600 | 3600 | No | - | - | Yes | 1980 | 6500 | No | - | - | No | - | - | - | - | - | No | - | - | No | - | - | No | - | - | 64 | 61 | 6.428 | 6.023 | 6.458 | 9.096 | 7.849 | 7.318 | 258 | 415 | 1213 | 478 | 655 | 1535 | 4.5 | 4.5 | 4.5 | 4.257 | 4.9 | 5.502 | 4.589 | 5.143 | 5.508 | 2213 | 803 | 115 | 696 | 355 | 73 | 2.5 | 3 | 4 | No | - | - | - | - | N/A | N/A | N/A | 2 | 4.0356 | 4.4534
[SEER Non Multi-Split <=65kW] GEMS (Air Conditioners up to 65kW) Determination 2019 | MEPS 2019 | AS/NZS 3823.1.1:2012 | RXM60W2VMA / FTXM60W2VMA |  | N/A | DAIKIN | N/A | Non Ducted | Single Split System | Wall Hung | Air | Air | Thailand | 1.48 | N/A | 6 | N/A | N/A | N/A | N/A | N/A | 1.61 | 7.2 | Calorimeter Room | 4.1025 | 4.5703 | N/A | - | N/A | N/A | N/A | N/A | N/A | N/A | N/A | N/A | N/A | N/A | N/A | N/A | N/A | N/A | N/A | N/A | N/A | Single | R32 | Australia,New Zealand | 147057 | 2027-05-30 |  | Approved | Reverse Cycle | N/A | Yes | Class 9 | Yes | N/A | N/A | N/A | N/A | N/A | N/A | N/A | Available | N/A | N/A | http://www.daikin.com.au/ | http://www.daikin.com.au | N/A |  |  | AAC6756 | Yes | Variable output compressor | Inverter | No | - | 6000 | 1.48 | - | 510 | 3000 | No | - | - | - | 1352.72 | 6462 | Yes | 405 | 3231 | No | - | - | 7200 | 1.61 | 600 | 3600 | No | - | - | Yes | 1980 | 6500 | No | - | - | No | - | - | - | - | - | No | - | - | No | - | - | No | - | - | 64 | 61 | 6.428 | 6.023 | 6.458 | 9.096 | 7.849 | 7.318 | 258 | 415 | 1213 | 478 | 655 | 1535 | 4.5 | 4.5 | 4.5 | 4.257 | 4.9 | 5.502 | 4.589 | 5.143 | 5.508 | 2213 | 803 | 115 | 696 | 355 | 73 | 2.5 | 3 | 4 | No | - | - | - | - | N/A | N/A | N/A | 2 | 4.0356 | 4.4534
[SEER Non Multi-Split <=65kW] GEMS (Air Conditioners up to 65kW) Determination 2019 | MEPS 2019 | AS/NZS 3823.1.1:2012 | RXM60WVMA / FTXM60WVMA |  | N/A | DAIKIN | N/A | Non Ducted | Single Split System | Wall Hung | Air | Air | Thailand | 1.48 | N/A | 6 | N/A | N/A | N/A | N/A | N/A | 1.61 | 7.2 | Calorimeter Room | 4.1025 | 4.5703 | N/A | - | N/A | N/A | N/A | N/A | N/A | N/A | N/A | N/A | N/A | N/A | N/A | N/A | N/A | N/A | N/A | N/A | N/A | Single | R32 | Australia,New Zealand | 138875 | 2026-06-11 |  | Approved | Reverse Cycle | N/A | Yes | Class 9 | Yes | N/A | N/A | N/A | N/A | N/A | N/A | N/A | Available | N/A | N/A | http://www.daikin.com.au/ | http://www.daikin.com.au | N/A |  |  | AAC6074 | Yes | Variable output compressor | Inverter | No | - | 6000 | 1.48 | - | 510 | 3000 | No | - | - | - | 1352.72 | 6462 | Yes | 405 | 3231 | No | - | - | 7200 | 1.61 | 600 | 3600 | No | - | - | Yes | 1980 | 6500 | No | - | - | No | - | - | - | - | - | No | - | - | No | - | - | No | - | - | 64 | 61 | 6.553 | 6.109 | 6.488 | 9.185 | 7.905 | 7.34 | 255 | 412 | 1209 | 476 | 652 | 1533 | 5 | 4.5 | 4.5 | 4.257 | 4.9 | 5.502 | 4.589 | 5.143 | 5.508 | 2211 | 801 | 113 | 694 | 353 | 71 | 2.5 | 3 | 4 | No | - | - | - | - | N/A | N/A | N/A | 1.1 | 4.0439 | 4.4617
[SEER Non Multi-Split <=65kW] GEMS (Air Conditioners up to 65kW) Determination 2019 | MEPS 2019 | AS/NZS 3823.1.1:2012 | RXM60YFVMA / FVXM60YVMA |  | N/A | DAIKIN | 1.2 | Non Ducted | Single Split System | Floor Mounted | Air | Air | Thailand | 1.66 | 3.3 | 6 | 210 | 3.3774 | 4.394 | 1.301 | 600 | 1.82 | 7 | Calorimeter Room | 3.7103 | 4.0244 | Yes | - | N/A | 2 | 2 | N/A | N/A | N/A | N/A | N/A | 3.3794 | 3.8473 | N/A | N/A | 2.2587 | 3.1946 | 2 | 3 | Calorimeter Room | Single | R32 | Australia,New Zealand | 158089 | 2028-12-10 |  | Approved | Reverse Cycle | 700 | Yes | Class 9 | Yes | N/A | N/A | N/A | N/A | N/A | N/A | 3.3963 | Available | N/A | N/A | http://www.daikin.com.au/ | http://www.daikin.com.au | Yes |  | https://reg.energyrating.gov.au/static/common/images/star_ratings_2014/aircon_rating_2_3.png | AAC7952 | Yes | Variable output compressor | Inverter | No | - | 6000 | 1.66 | - | 576 | 3000 | No | - | - | - | 1517.24 | 6462 | Yes | 504 | 3231 | No | - | - | 7000 | 1.82 | 710 | 3500 | No | - | - | Yes | 2180 | 6500 | No | - | - | No | - | - | - | - | - | No | - | - | No | - | - | No | - | - | 64 | 66 | 4.876 | 4.706 | 5.187 | 6.353 | 5.838 | 5.685 | 331 | 521 | 1500 | 677 | 872 | 1968 | 3 | 3 | 3.5 | 3.702 | 4.12 | 4.529 | 3.921 | 4.28 | 4.529 | 2484 | 940 | 146 | 801 | 423 | 95 | 2 | 2.5 | 3 | No | - | - | - | - | N/A | N/A | N/A | 6.6 | 3.5665 | 3.7996
[SEER Non Multi-Split <=65kW] GEMS (Air Conditioners up to 65kW) Determination 2019 | MEPS 2019 | AS/NZS 3823.1.1:2012 | RXM71UVMA / FTXM71UVMA |  | N/A | DAIKIN | 1.78 | Non Ducted | Single Split System | Wall Hung | Air | Air | Thailand | 1.93 | 5.32 | 7.1 | N/A | N/A | N/A | N/A | N/A | 1.88 | 8 | Calorimeter Room | 3.6756 | 4.2777 | Yes | - | N/A | 14.9 | 12.9 | N/A | N/A | N/A | N/A | N/A | 3.5808 | 4.1807 | N/A | N/A | 2.6616 | 3.8614 | 2.5 | 3.5 | Calorimeter Room | Single | R32 | Australia,New Zealand | 130140 | 2025-10-06 |  | Approved | Reverse Cycle | N/A | No | Class 9 | Yes | N/A | Yes | N/A | N/A | N/A | BRP070A44 | 3.6756 | Unavailable | N/A | N/A | http://www.daikin.com.au/ | http://www.daikin.com.au | Yes |  | https://reg.energyrating.gov.au/static/common/images/star_ratings_2014/aircon_rating_2.5_3.5.png | AAC5376 | Yes | Variable output compressor | Inverter | No | - | 7100 | 1.93 | - | 690 | 3550 | No | - | - | - | 1764.02 | 7646.7 | Yes | 600 | 4000 | No | - | - | 8000 | 1.88 | 770 | 4000 | No | - | - | Yes | 2690 | 7700 | No | - | - | No | - | - | - | - | - | No | - | - | No | - | - | No | - | - | 65 | 65 | 4.936 | 4.777 | 5.369 | 6.702 | 6.1 | 5.962 | 383 | 602 | 1709 | 755 | 983 | 2216 | 3 | 3 | 3.5 | 3.912 | 4.39 | 4.782 | 4.132 | 4.534 | 4.776 | 2692 | 1015 | 164 | 873 | 462 | 107 | 2 | 2.5 | 3 | No | - | - | - | - | N/A | N/A | N/A | 9.595 | 3.618 | 4.1832
[SEER Non Multi-Split <=65kW] (Air Conditioners up to 65kW) EE Regulations 2020 Schedule 2A | MEPS 2019 | AS/NZS 3823.1.1:2012 | RXM71UVMZ / FTXM71UVMZ |  | N/A | Daikin | 1.78 | Non Ducted | Single Split System | Wall Hung | Air | Air | Thailand | 1.93 | 5.32 | 7.1 | 266 | 2.9173 | 7.76 | 2.66 | 295 | 1.92 | 8.1 | Calorimeter Room | 3.6756 | 4.2387 | Yes | - | N/A | 14.9 | 12.9 | N/A | N/A | N/A | N/A | N/A | 3.5808 | 4.1445 | N/A | N/A | 2.6616 | 3.789 | 2.5 | 3.5 | Calorimeter Room | Single | R32 | New Zealand | 137124 | 2119-07-10 |  | Approved | Reverse Cycle | 990 | No | Class 9 | No | N/A | Yes | N/A | N/A | N/A | BRP070A43 | 3.6756 | Available | N/A | N/A | http://www.daikin.co.nz | https://www.daikin.co.nz | Yes |  | https://reg.energyrating.gov.au/static/common/images/star_ratings_2014/aircon_rating_2.5_3.5.png | ZAC0721 | Yes | Variable output compressor | Inverter | No | - | 7100 | 1.93 | - | 690 | 3550 | No | - | - | - | - | - | Yes | 600 | 4000 | No | - | - | 8100 | 1.92 | 770 | 4050 | No | - | - | Yes | 2690 | 7700 | No | - | - | No | - | - | - | - | - | No | - | - | No | - | - | No | - | - | - | - | 4.936 | 4.777 | 5.369 | 6.702 | 6.1 | 5.962 | 383 | 602 | 1709 | 755 | 983 | 2216 | 3 | 3 | 3.5 | 3.909 | 4.411 | 4.838 | 4.149 | 4.572 | 4.834 | 2727 | 1023 | 164 | 881 | 463 | 107 | 2 | 2.5 | 3 | No | - | - | - | - | N/A | N/A | N/A | 9.595 | 3.618 | 4.1487
[SEER Non Multi-Split <=65kW] GEMS (Air Conditioners up to 65kW) Determination 2019 | MEPS 2019 | AS/NZS 3823.1.1:2012 | RXM71W1VMA / FTXM71W1VMA |  | N/A | DAIKIN | N/A | Non Ducted | Single Split System | Wall Hung | Air | Air | Thailand | 2 | N/A | 7.1 | N/A | N/A | N/A | N/A | N/A | 1.96 | 8 | Calorimeter Room | 3.5784 | 4.1629 | N/A | - | N/A | N/A | N/A | N/A | N/A | N/A | N/A | N/A | N/A | N/A | N/A | N/A | N/A | N/A | N/A | N/A | N/A | Single | R32 | Australia,New Zealand | 144472 | 2027-02-24 |  | Approved | Reverse Cycle | N/A | Yes | Class 9 | Yes | N/A | N/A | N/A | N/A | N/A | N/A | N/A | Unavailable | N/A | N/A | http://www.daikin.com.au/ | http://www.daikin.com.au | N/A |  |  | AAC6485 | Yes | Variable output compressor | Inverter | No | - | 7100 | 2 | - | 695 | 3550 | No | - | - | - | 1828 | 7646.7 | Yes | 550 | 3823 | No | - | - | 8000 | 1.96 | 719 | 4000 | No | - | - | Yes | 2660 | 7700 | No | - | - | No | - | - | - | - | - | No | - | - | No | - | - | No | - | - | 65 | 65 | 4.916 | 4.761 | 5.457 | 7.437 | 6.524 | 6.263 | 379 | 599 | 1676 | 674 | 913 | 2104 | 3 | 3 | 3.5 | 4.002 | 4.539 | 5.098 | 4.301 | 4.769 | 5.106 | 2636 | 988 | 161 | 844 | 444 | 106 | 2.5 | 3 | 3.5 | No | - | - | - | - | N/A | N/A | N/A | 11.771 | 3.4808 | 4.0004
[SEER Non Multi-Split <=65kW] GEMS (Air Conditioners up to 65kW) Determination 2019 | MEPS 2019 | AS/NZS 3823.1.1:2012 | RXM71W2VMA / FTXM71W2VMA |  | N/A | DAIKIN | N/A | Non Ducted | Single Split System | Wall Hung | Air | Air | Thailand | 2 | N/A | 7.1 | N/A | N/A | N/A | N/A | N/A | 1.96 | 8 | Calorimeter Room | 3.5784 | 4.1629 | N/A | - | N/A | N/A | N/A | N/A | N/A | N/A | N/A | N/A | N/A | N/A | N/A | N/A | N/A | N/A | N/A | N/A | N/A | Single | R32 | Australia,New Zealand | 147058 | 2027-05-25 |  | Approved | Reverse Cycle | N/A | Yes | Class 9 | Yes | N/A | N/A | N/A | N/A | N/A | N/A | N/A | Available | N/A | N/A | http://www.daikin.com.au/ | http://www.daikin.com.au | N/A |  |  | AAC6736 | Yes | Variable output compressor | Inverter | No | - | 7100 | 2 | - | 695 | 3550 | No | - | - | - | 1828 | 7646.7 | Yes | 550 | 3823 | No | - | - | 8000 | 1.96 | 719 | 4000 | No | - | - | Yes | 2660 | 7700 | No | - | - | No | - | - | - | - | - | No | - | - | No | - | - | No | - | - | 65 | 65 | 4.916 | 4.761 | 5.457 | 7.437 | 6.524 | 6.263 | 379 | 599 | 1676 | 674 | 913 | 2104 | 3 | 3 | 3.5 | 4.002 | 4.539 | 5.098 | 4.301 | 4.769 | 5.106 | 2636 | 988 | 161 | 844 | 444 | 106 | 2.5 | 3 | 3.5 | No | - | - | - | - | N/A | N/A | N/A | 11.771 | 3.4808 | 4.0004
[SEER Non Multi-Split <=65kW] GEMS (Air Conditioners up to 65kW) Determination 2019 | MEPS 2019 | AS/NZS 3823.1.1:2012 | RXM71WVMA / FTXM71WVMA |  | N/A | DAIKIN | N/A | Non Ducted | Single Split System | Wall Hung | Air | Air | Thailand | 2 | N/A | 7.1 | N/A | N/A | N/A | N/A | N/A | 1.96 | 8 | Calorimeter Room | 3.5784 | 4.1629 | N/A | - | N/A | N/A | N/A | N/A | N/A | N/A | N/A | N/A | N/A | N/A | N/A | N/A | N/A | N/A | N/A | N/A | N/A | Single | R32 | Australia,New Zealand | 138876 | 2026-06-11 |  | Approved | Reverse Cycle | N/A | Yes | Class 9 | Yes | N/A | N/A | N/A | N/A | N/A | N/A | N/A | Available | N/A | N/A | http://www.daikin.com.au/ | http://www.daikin.com.au | N/A |  |  | AAC6080 | Yes | Variable output compressor | Inverter | No | - | 7100 | 2 | - | 695 | 3550 | No | - | - | - | 1828 | 7646.7 | Yes | 550 | 3823 | No | - | - | 8000 | 1.96 | 719 | 4000 | No | - | - | Yes | 2660 | 7700 | No | - | - | No | - | - | - | - | - | No | - | - | No | - | - | No | - | - | 65 | 65 | 5.067 | 4.872 | 5.501 | 7.559 | 6.604 | 6.296 | 372 | 590 | 1668 | 667 | 906 | 2098 | 3.5 | 3 | 4 | 4.002 | 4.539 | 5.098 | 4.301 | 4.769 | 5.106 | 2632 | 982 | 156 | 840 | 440 | 102 | 2.5 | 3 | 3.5 | No | - | - | - | - | N/A | N/A | N/A | 9.595 | 3.4934 | 4.0152
[SEER Non Multi-Split <=65kW] GEMS (Air Conditioners up to 65kW) Determination 2019 | MEPS 2019 | AS/NZS 3823.1.1:2012 | RXM71YFVMA / FVXM71YVMA |  | N/A | DAIKIN | 1.2 | Non Ducted | Single Split System | Floor Mounted | Air | Air | Thailand | 1.97 | 3.3 | 6.7 | 210 | 3.3774 | 4.394 | 1.301 | 600 | 2.2 | 8 | Calorimeter Room | 3.4209 | 3.6555 | Yes | - | N/A | 2 | 2 | N/A | N/A | N/A | N/A | N/A | 3.3794 | 3.8473 | N/A | N/A | 2.2587 | 3.1946 | 2 | 3 | Calorimeter Room | Single | R32 | Australia,New Zealand | 158094 | 2028-12-10 |  | Approved | Reverse Cycle | 700 | Yes | Class 9 | Yes | N/A | N/A | N/A | N/A | N/A | N/A | 3.3963 | Available | N/A | N/A | http://www.daikin.com.au/ | http://www.daikin.com.au | Yes |  | https://reg.energyrating.gov.au/static/common/images/star_ratings_2014/aircon_rating_2_3.png | AAC7945 | Yes | Variable output compressor | Inverter | No | - | 6700 | 1.97 | - | 670 | 3350 | No | - | - | - | 1800.58 | 7215.9 | Yes | 590 | 3608 | No | - | - | 8000 | 2.2 | 810 | 4000 | No | - | - | Yes | 2440 | 7000 | No | - | - | No | - | - | - | - | - | No | - | - | No | - | - | No | - | - | 64 | 66 | 4.702 | 4.514 | 4.933 | 6.048 | 5.556 | 5.393 | 385 | 609 | 1764 | 797 | 1025 | 2319 | 3 | 3 | 3 | 3.553 | 4.03 | 4.526 | 3.821 | 4.234 | 4.533 | 2955 | 1095 | 165 | 937 | 487 | 106 | 2 | 2.5 | 3 | No | - | - | - | - | N/A | N/A | N/A | 6.6 | 3.3629 | 3.5999
[SEER Non Multi-Split <=65kW] GEMS (Air Conditioners up to 65kW) Determination 2019 | MEPS 2019 | AS/NZS 3823.1.1:2012 | RXM85P2VMA / FTXM85P2VMA |  | N/A | DAIKIN | N/A | Non Ducted | Single Split System | Wall Hung | Air | Air | Thailand | 2.45 | N/A | 8.5 | N/A | N/A | N/A | N/A | N/A | 2.42 | 9 | Calorimeter Room | 3.5083 | 3.7862 | N/A | - | N/A | N/A | N/A | N/A | N/A | N/A | N/A | N/A | N/A | N/A | N/A | N/A | N/A | N/A | N/A | N/A | N/A | Single | R32 | Australia,New Zealand | 144602 | 2027-02-27 |  | Approved | Reverse Cycle | N/A | Yes | Class 9 | Yes | N/A | N/A | N/A | N/A | N/A | N/A | N/A | Available | N/A | N/A | http://www.daikin.com.au/ | http://www.daikin.com.au | N/A |  |  | AAC6523 | Yes | Variable output compressor | Inverter | No | - | 8500 | 2.45 | - | 990 | 4250 | No | - | - | - | 2239.3 | 9154.5 | No | 904.86 | 4577.25 | No | - | - | 9000 | 2.42 | 930 | 4500 | No | - | - | Yes | 3000 | 8400 | No | - | - | No | - | - | - | - | - | No | - | - | No | - | - | No | - | - | 67 | 66 | 3.831 | 3.815 | 4.315 | 4.826 | 4.587 | 4.642 | 585 | 896 | 2539 | 1253 | 1561 | 3403 | 2 | 2 | 2.5 | 3.596 | 4.018 | 4.443 | 3.824 | 4.187 | 4.444 | 3306 | 1262 | 213 | 1073 | 574 | 141 | 2 | 2.5 | 2.5 | No | - | - | - | - | N/A | N/A | N/A | 17.168 | 3.3891 | 3.6319
[SEER Non Multi-Split <=65kW] GEMS (Air Conditioners up to 65kW) Determination 2019 | MEPS 2019 | AS/NZS 3823.1.1:2012 | RXM85PAVMA / FTXM85PAVMA |  | N/A | DAIKIN | 2 | Non Ducted | Single Split System | Wall Hung | Air | Air | Thailand | 2.45 | 6.5 | 8.5 | N/A | 2.9061 | 8.512 | 2.929 | N/A | 2.42 | 9 | Calorimeter Room | 3.5083 | 3.7862 | Yes | - | N/A | 23.74 | 20.308 | N/A | N/A | N/A | N/A | N/A | 3.3984 | 3.6816 | N/A | N/A | 2.2969 | 2.8631 | 2 | 2.5 | Calorimeter Room | Single | R32 | Australia,New Zealand | 136964 | 2026-04-09 |  | Approved | Reverse Cycle | N/A | No | Class 9 | Yes | N/A | Yes | N/A | N/A | N/A | BRP070A46 | 3.5083 | Available | N/A | N/A | http://www.daikin.com.au/ | http://www.daikin.com.au | Yes |  | https://reg.energyrating.gov.au/static/common/images/star_ratings_2014/aircon_rating_2_2.5.png | AAC5881 | Yes | Variable output compressor | Inverter | No | - | 8500 | 2.45 | - | 990 | 4250 | No | - | - | - | 2239.3 | 9154.5 | No | 904.86 | 4577.25 | No | - | - | 9000 | 2.42 | 930 | 4500 | No | - | - | Yes | 3000 | 8400 | No | - | - | No | - | - | - | - | - | No | - | - | No | - | - | No | - | - | 67 | 66 | 3.925 | 3.888 | 4.343 | 4.879 | 4.628 | 4.661 | 576 | 885 | 2529 | 1245 | 1552 | 3395 | 2 | 2 | 2.5 | 3.596 | 4.018 | 4.443 | 3.824 | 4.187 | 4.444 | 3300 | 1255 | 206 | 1067 | 568 | 136 | 2 | 2.5 | 2.5 | No | - | - | - | - | N/A | N/A | N/A | 14.475 | 3.4015 | 3.6453
[SEER Non Multi-Split <=65kW] GEMS (Air Conditioners up to 65kW) Determination 2019 | MEPS 2019 | AS/NZS 3823.1.1:2012 | RXM85WVMA / FTXM85WVMA |  | N/A | DAIKIN | N/A | Non Ducted | Single Split System | Wall Hung | Air | Air | Thailand | 2.35 | N/A | 8.5 | N/A | N/A | N/A | N/A | N/A | 2.66 | 9 | Calorimeter Room | 3.7156 | 3.4818 | N/A | - | N/A | N/A | N/A | N/A | N/A | N/A | N/A | N/A | N/A | N/A | N/A | N/A | N/A | N/A | N/A | N/A | N/A | Single | R32 | Australia,New Zealand | 147735 | 2027-07-19 |  | Approved | Reverse Cycle | N/A | Yes | Class 9 | Yes | N/A | N/A | N/A | N/A | N/A | N/A | N/A | Available | N/A | N/A | http://www.daikin.com.au/ | http://www.daikin.com.au | N/A |  |  | AAC6829 | Yes | Variable output compressor | Inverter | No | - | 8500 | 2.35 | - | 850 | 4250 | No | - | - | - | 2147.9 | 9154.5 | Yes | 720 | 4577 | No | - | - | 9000 | 2.66 | 920 | 4500 | No | - | - | Yes | 3180 | 8500 | No | - | - | No | - | - | - | - | - | No | - | - | No | - | - | No | - | - | 65 | 66 | 5.151 | 4.913 | 5.277 | 6.728 | 6.068 | 5.812 | 453 | 718 | 2099 | 914 | 1197 | 2736 | 3.5 | 3 | 3.5 | 3.501 | 3.932 | 4.472 | 3.78 | 4.162 | 4.485 | 3367 | 1255 | 181 | 1060 | 551 | 115 | 2 | 2 | 2.5 | No | - | - | - | - | N/A | N/A | N/A | 4.7 | 3.5927 | 3.3634
[SEER Non Multi-Split <=65kW] GEMS (Air Conditioners up to 65kW) Determination 2019 | MEPS 2019 | AS/NZS 3823.1.1:2012 | RXM95P2VMA / FTXM95P2VMA |  | N/A | DAIKIN | N/A | Non Ducted | Single Split System | Wall Hung | Air | Air | Thailand | 2.75 | N/A | 9.4 | N/A | N/A | N/A | N/A | N/A | 3.07 | 10.3 | Calorimeter Room | 3.4548 | 3.3894 | N/A | - | N/A | N/A | N/A | N/A | N/A | N/A | N/A | N/A | N/A | N/A | N/A | N/A | N/A | N/A | N/A | N/A | N/A | Single | R32 | Australia,New Zealand | 144603 | 2027-03-01 |  | Approved | Reverse Cycle | N/A | Yes | Class 9 | Yes | N/A | N/A | N/A | N/A | N/A | N/A | N/A | Available | N/A | N/A | http://www.daikin.com.au/ | http://www.daikin.com.au | N/A |  |  | AAC6540 | Yes | Variable output compressor | Inverter | No | - | 9400 | 2.75 | - | 950 | 4700 | No | - | - | - | 2513.5 | 10123.8 | No | 868.3 | 5061.9 | No | - | - | 10300 | 3.07 | 1100 | 5150 | No | - | - | Yes | 3540 | 8700 | No | - | - | No | - | - | - | - | - | No | - | - | No | - | - | No | - | - | 69 | 66 | 4.083 | 4.034 | 4.634 | 5.333 | 5.034 | 5.046 | 600 | 929 | 2606 | 1246 | 1566 | 3455 | 2.5 | 2.5 | 3 | 3.248 | 3.749 | 4.286 | 3.538 | 3.97 | 4.295 | 4188 | 1548 | 254 | 1327 | 693 | 168 | 1.5 | 2 | 2.5 | No | - | - | - | - | N/A | N/A | N/A | 20.902 | 3.3326 | 3.2796
[SEER Non Multi-Split <=65kW] GEMS (Air Conditioners up to 65kW) Determination 2019 | MEPS 2019 | AS/NZS 3823.1.1:2012 | RXM95PAVMA / FTXM95PAVMA |  | N/A | DAIKIN | 2.34 | Non Ducted | Single Split System | Wall Hung | Air | Air | Thailand | 2.75 | 7.06 | 9.4 | N/A | 2.5936 | 8.857 | 3.415 | N/A | 3.07 | 10.3 | Calorimeter Room | 3.4548 | 3.3894 | Yes | - | N/A | 23.744 | 20.308 | N/A | N/A | N/A | N/A | N/A | 3.3563 | 3.3151 | N/A | N/A | 2.2125 | 2.1302 | 2 | 2 | Calorimeter Room | Single | R32 | Australia,New Zealand | 136965 | 2026-04-09 |  | Approved | Reverse Cycle | N/A | No | Class 9 | Yes | N/A | Yes | N/A | N/A | N/A | BRP070A46 | 3.4548 | Available | N/A | N/A | http://www.daikin.com.au/ | http://www.daikin.com.au | Yes |  | https://reg.energyrating.gov.au/static/common/images/star_ratings_2014/aircon_rating_2_2.png | AAC5883 | Yes | Variable output compressor | Inverter | No | - | 9400 | 2.75 | - | 950 | 4700 | No | - | - | - | 2513.5 | 10123.8 | No | 868.3 | 5061.9 | No | - | - | 10300 | 3.07 | 1100 | 5150 | No | - | - | Yes | 3540 | 8700 | No | - | - | No | - | - | - | - | - | No | - | - | No | - | - | No | - | - | 69 | 66 | 4.322 | 4.217 | 4.705 | 5.475 | 5.141 | 5.094 | 578 | 903 | 2582 | 1226 | 1545 | 3435 | 2.5 | 2.5 | 3 | 3.248 | 3.749 | 4.286 | 3.538 | 3.97 | 4.295 | 4174 | 1530 | 238 | 1314 | 679 | 155 | 1.5 | 2 | 2.5 | No | - | - | - | - | N/A | N/A | N/A | 14.475 | 3.3584 | 3.3024
[SEER Non Multi-Split <=65kW] GEMS (Air Conditioners up to 65kW) Determination 2019 | MEPS 2019 | AS/NZS 3823.1.1:2012 | RXM95WVMA / FTXM95WVMA |  | N/A | DAIKIN | N/A | Non Ducted | Single Split System | Wall Hung | Air | Air | Thailand | 2.8 | N/A | 9.5 | N/A | N/A | N/A | N/A | N/A | 3.1 | 10.3 | Calorimeter Room | 3.4418 | 3.317 | N/A | - | N/A | N/A | N/A | N/A | N/A | N/A | N/A | N/A | N/A | N/A | N/A | N/A | N/A | N/A | N/A | N/A | N/A | Single | R32 | Australia,New Zealand | 147736 | 2027-07-24 |  | Approved | Reverse Cycle | N/A | Yes | Class 9 | Yes | N/A | N/A | N/A | N/A | N/A | N/A | N/A | Available | N/A | N/A | http://www.daikin.com.au/ | http://www.daikin.com.au | N/A |  |  | AAC6836 | Yes | Variable output compressor | Inverter | No | - | 9500 | 2.8 | - | 980 | 4750 | No | - | - | - | 2559.2 | 10231.5 | Yes | 840 | 5116 | No | - | - | 10300 | 3.1 | 1100 | 5150 | No | - | - | Yes | 3540 | 8700 | No | - | - | No | - | - | - | - | - | No | - | - | No | - | - | No | - | - | 67 | 66 | 4.935 | 4.685 | 5.007 | 6.354 | 5.746 | 5.496 | 530 | 844 | 2475 | 1084 | 1415 | 3235 | 3 | 3 | 3.5 | 3.241 | 3.74 | 4.285 | 3.533 | 3.966 | 4.295 | 4161 | 1508 | 213 | 1295 | 660 | 135 | 1.5 | 2 | 2.5 | No | - | - | - | - | N/A | N/A | N/A | 4.7 | 3.3737 | 3.3056
[SEER Non Multi-Split <=65kW] GEMS (Air Conditioners up to 65kW) Determination 2019 | MEPS 2019 | AS/NZS 3823.1.1:2012 | RXS25R2V1A / FVXS25R2V1A |  | N/A | DAIKIN | 0.31 | Non Ducted | Single Split System | Floor Mounted | Air | Air | Thailand,Japan | 0.59 | 2.15 | 2.46 | 210 | 3.2448 | 3.115 | 0.96 | 600 | 0.63 | 2.9 | Calorimeter Room | 4.1629 | 4.6962 | Yes | - | N/A | 2 | 2 | N/A | N/A | N/A | N/A | N/A | 4.2399 | 4.6948 | N/A | N/A | 3.9798 | 4.8896 | 3.5 | 4.5 | Calorimeter Room | Single | R410A | Australia,New Zealand | 149997 | 2027-09-28 |  | Approved | Reverse Cycle | 700 | Yes | Class 8 | Yes | N/A | N/A | N/A | N/A | N/A | N/A | 4.2889 | Available | N/A | N/A | http://www.daikin.com.au/ | http://www.daikin.com.au | Yes |  | https://reg.energyrating.gov.au/static/common/images/star_ratings_2014/aircon_rating_3.5_4.5.png | AAC7050 | Yes | Variable output compressor | Inverter | No | - | 2460 | 0.59 | - | 240 | 1230 | No | - | - | - | 539.26 | 2649.42 | No | 219.36 | 1324.71 | No | - | - | 2900 | 0.63 | 260 | 1450 | No | - | - | Yes | 960 | 3100 | No | - | - | No | - | - | - | - | - | No | - | - | No | - | - | No | - | - | 50 | 58 | 4.86 | 4.782 | 5.247 | 5.921 | 5.602 | 5.608 | 136 | 210 | 608 | 299 | 373 | 818 | 3 | 3 | 3.5 | 4.368 | 4.76 | 5.136 | 4.554 | 4.896 | 5.128 | 873 | 338 | 54 | 286 | 154 | 35 | 2.5 | 3 | 3.5 | No | - | - | - | - | N/A | N/A | N/A | 2.6 | 4.1083 | 4.5398
[SEER Non Multi-Split <=65kW] GEMS (Air Conditioners up to 65kW) Determination 2019 | MEPS 2019 | AS/NZS 3823.1.1:2012 | RXS25RV1A / FVXS25RV1A |  | N/A | DAIKIN | 0.31 | Non Ducted | Single Split System | Floor Mounted | Air | Air | Thailand | 0.59 | 2.15 | 2.46 | 210 | 3.2448 | 3.115 | 0.96 | 600 | 0.63 | 2.9 | Calorimeter Room | 4.1754 | 4.7528 | Yes | - | N/A | 2 | 2 | N/A | N/A | N/A | N/A | N/A | 4.2399 | 4.6948 | N/A | N/A | 3.9798 | 4.8896 | 3.5 | 4.5 | Calorimeter Room | Single | R410A | Australia,New Zealand | 140116 | 2026-09-08 |  | Approved | Reverse Cycle | 700 | No | Class 8 | Yes | N/A | N/A | N/A | N/A | N/A | N/A | 4.2889 | Available | N/A | N/A | http://www.daikin.com.au/ | http://www.daikin.com.au | Yes |  | https://reg.energyrating.gov.au/static/common/images/star_ratings_2014/aircon_rating_3.5_4.5.png | AAC6246 | Yes | Variable output compressor | Inverter | No | - | 2460 | 0.59 | - | 240 | 1230 | No | - | - | - | 539.26 | 2649.42 | No | 219.36 | 1324.71 | No | - | - | 2900 | 0.63 | 260 | 1450 | No | - | - | Yes | 960 | 3100 | No | - | - | No | - | - | - | - | - | No | - | - | No | - | - | No | - | - | 50 | 58 | 5.058 | 4.932 | 5.3 | 6.024 | 5.68 | 5.642 | 133 | 206 | 604 | 295 | 370 | 815 | 3.5 | 3 | 3.5 | 4.368 | 4.76 | 5.136 | 4.554 | 4.896 | 5.128 | 871 | 335 | 51 | 284 | 152 | 33 | 2.5 | 3 | 3.5 | No | - | - | - | - | N/A | N/A | N/A | 1.6 | 4.1316 | 4.564
[SEER Non Multi-Split <=65kW] GEMS (Air Conditioners up to 65kW) Determination 2019 | MEPS 2019 | AS/NZS 3823.1.1:2012 | RXS35R2V1A / FVXS35R2V1A |  | N/A | DAIKIN | 0.9 | Non Ducted | Single Split System | Floor Mounted | Air | Air | Thailand,Japan | 0.91 | 2.6 | 3.5 | 210 | 3.131 | 4.327 | 1.382 | 700 | 1.16 | 4.52 | Calorimeter Room | 3.7992 | 3.8078 | Yes | - | N/A | 2 | 2 | N/A | N/A | N/A | N/A | N/A | 3.8636 | 3.9214 | N/A | N/A | 3.2272 | 3.3427 | 3 | 3 | Calorimeter Room | Single | R410A | Australia,New Zealand | 150000 | 2027-09-26 |  | Approved | Reverse Cycle | 600 | Yes | Class 8 | Yes | N/A | N/A | N/A | N/A | N/A | N/A | 3.8923 | Available | N/A | N/A | http://www.daikin.com.au/ | http://www.daikin.com.au | Yes |  | https://reg.energyrating.gov.au/static/common/images/star_ratings_2014/aircon_rating_3_3.png | AAC7040 | Yes | Variable output compressor | Inverter | No | - | 3500 | 0.91 | - | 350 | 1750 | No | - | - | - | 831.74 | 3769.5 | No | 319.9 | 1884.75 | No | - | - | 4520 | 1.16 | 450 | 2260 | No | - | - | Yes | 1390 | 4320 | No | - | - | No | - | - | - | - | - | No | - | - | No | - | - | No | - | - | 51 | 59 | 4.785 | 4.656 | 5.039 | 5.785 | 5.443 | 5.39 | 199 | 310 | 903 | 437 | 548 | 1213 | 3 | 3 | 3.5 | 3.809 | 4.202 | 4.613 | 4.023 | 4.364 | 4.613 | 1556 | 592 | 89 | 501 | 265 | 57 | 2 | 2.5 | 3 | No | - | - | - | - | N/A | N/A | N/A | 2.9 | 3.8052 | 3.8639
[SEER Non Multi-Split <=65kW] GEMS (Air Conditioners up to 65kW) Determination 2019 | MEPS 2019 | AS/NZS 3823.1.1:2012 | RXS35RV1A / FVXS35RV1A |  | N/A | DAIKIN | 0.9 | Non Ducted | Single Split System | Floor Mounted | Air | Air | Thailand | 0.91 | 2.6 | 3.5 | 210 | 3.131 | 4.327 | 1.382 | 700 | 1.16 | 4.52 | Calorimeter Room | 3.8109 | 3.7865 | Yes | - | N/A | 2 | 2 | N/A | N/A | N/A | N/A | N/A | 3.8636 | 3.9214 | N/A | N/A | 3.2272 | 3.3427 | 3 | 3 | Calorimeter Room | Single | R410A | Australia,New Zealand | 140117 | 2026-09-08 |  | Approved | Reverse Cycle | 600 | No | Class 8 | Yes | N/A | N/A | N/A | N/A | N/A | N/A | 3.8923 | Available | N/A | N/A | http://www.daikin.com.au/ | http://www.daikin.com.au | Yes |  | https://reg.energyrating.gov.au/static/common/images/star_ratings_2014/aircon_rating_3_3.png | AAC6241 | Yes | Variable output compressor | Inverter | No | - | 3500 | 0.91 | - | 350 | 1750 | No | - | - | - | 831.74 | 3769.5 | No | 319.9 | 1884.75 | No | - | - | 4520 | 1.16 | 450 | 2260 | No | - | - | Yes | 1390 | 4320 | No | - | - | No | - | - | - | - | - | No | - | - | No | - | - | No | - | - | 51 | 59 | 4.918 | 4.755 | 5.074 | 5.854 | 5.495 | 5.412 | 196 | 306 | 899 | 433 | 545 | 1210 | 3 | 3 | 3.5 | 3.809 | 4.202 | 4.613 | 4.023 | 4.364 | 4.613 | 1554 | 589 | 87 | 499 | 263 | 55 | 2 | 2.5 | 3 | No | - | - | - | - | N/A | N/A | N/A | 1.9 | 3.8192 | 3.8751
[SEER Non Multi-Split <=65kW] GEMS (Air Conditioners up to 65kW) Determination 2019 | MEPS 2019 | AS/NZS 3823.1.1:2012 | RXS45R2V1A / FVXS45R2V1A |  | N/A | DAIKIN | 1.2 | Non Ducted | Single Split System | Floor Mounted | Air | Air | Thailand,Japan | 1.35 | 3.3 | 4.5 | 210 | 3.3774 | 4.394 | 1.301 | 600 | 1.45 | 5.56 | Calorimeter Room | 3.5766 | 3.8859 | Yes | - | N/A | 2 | 2 | N/A | N/A | N/A | N/A | N/A | 3.3794 | 3.8473 | N/A | N/A | 2.2587 | 3.1946 | 2 | 3 | Calorimeter Room | Single | R410A | Australia,New Zealand | 150001 | 2027-09-28 |  | Approved | Reverse Cycle | 700 | Yes | Class 9 | Yes | N/A | N/A | N/A | N/A | N/A | N/A | 3.3963 | Available | N/A | N/A | http://www.daikin.com.au/ | http://www.daikin.com.au | Yes |  | https://reg.energyrating.gov.au/static/common/images/star_ratings_2014/aircon_rating_2_3.png | AAC7049 | Yes | Variable output compressor | Inverter | No | - | 4500 | 1.35 | - | 500 | 2250 | No | - | - | - | 1233.9 | 4846.5 | No | 457 | 2423.25 | No | - | - | 5560 | 1.45 | 545 | 2780 | No | - | - | Yes | 1310 | 4380 | No | - | - | No | - | - | - | - | - | No | - | - | No | - | - | No | - | - | 56 | 59 | 4.364 | 4.206 | 4.495 | 5.229 | 4.897 | 4.807 | 283 | 444 | 1305 | 624 | 786 | 1752 | 2.5 | 2.5 | 2.5 | 3.617 | 4.159 | 4.679 | 3.904 | 4.368 | 4.683 | 2014 | 734 | 107 | 634 | 325 | 68 | 2 | 2.5 | 3 | No | - | - | - | - | N/A | N/A | N/A | 2.9 | 3.3093 | 3.8087
[SEER Non Multi-Split <=65kW] GEMS (Air Conditioners up to 65kW) Determination 2019 | MEPS 2019 | AS/NZS 3823.1.1:2012 | RXS45RV1A / FVXS45RV1A |  | N/A | DAIKIN | 1.2 | Non Ducted | Single Split System | Floor Mounted | Air | Air | Thailand | 1.35 | 3.3 | 4.5 | 210 | 3.3774 | 4.394 | 1.301 | 600 | 1.45 | 5.56 | Calorimeter Room | 3.401 | 3.8034 | Yes | - | N/A | 2 | 2 | N/A | N/A | N/A | N/A | N/A | 3.3794 | 3.8473 | N/A | N/A | 2.2587 | 3.1946 | 2 | 3 | Calorimeter Room | Single | R410A | Australia,New Zealand | 140118 | 2026-09-08 |  | Approved | Reverse Cycle | 700 | No | Class 9 | Yes | N/A | N/A | N/A | N/A | N/A | N/A | 3.3963 | Available | N/A | N/A | http://www.daikin.com.au/ | http://www.daikin.com.au | Yes |  | https://reg.energyrating.gov.au/static/common/images/star_ratings_2014/aircon_rating_2_3.png | AAC6245 | Yes | Variable output compressor | Inverter | No | - | 4500 | 1.35 | - | 500 | 2250 | No | - | - | - | 1233.9 | 4846.5 | No | 457 | 2423.25 | No | - | - | 5560 | 1.45 | 545 | 2780 | No | - | - | Yes | 1310 | 4380 | No | - | - | No | - | - | - | - | - | No | - | - | No | - | - | No | - | - | 56 | 59 | 4.448 | 4.268 | 4.516 | 5.271 | 4.929 | 4.821 | 280 | 440 | 1301 | 621 | 783 | 1749 | 2.5 | 2.5 | 3 | 3.617 | 4.159 | 4.679 | 3.904 | 4.368 | 4.683 | 2012 | 731 | 104 | 632 | 323 | 66 | 2 | 2.5 | 3 | No | - | - | - | - | N/A | N/A | N/A | 1.918 | 3.3174 | 3.8174
[SEER Non Multi-Split <=65kW] GEMS (Air Conditioners up to 65kW) Determination 2019 | MEPS 2019 | AS/NZS 3823.1.1:2012 | RXS50R2V1A / FVXS50R2V1A |  | N/A | DAIKIN | 0.9 | Non Ducted | Single Split System | Floor Mounted | Air | Air | Thailand,Japan | 1.29 | 4.1 | 5 | 290 | 3.1311 | 5.351 | 1.709 | 770 | 1.44 | 5.8 | Calorimeter Room | 3.7164 | 3.9441 | Yes | - | N/A | 2 | 2 | N/A | N/A | N/A | N/A | N/A | 3.8933 | 4.041 | N/A | N/A | 3.2866 | 3.5819 | 3 | 3.5 | Calorimeter Room | Single | R410A | Australia,New Zealand | 150004 | 2027-09-26 |  | Approved | Reverse Cycle | 850 | Yes | Class 9 | Yes | N/A | N/A | N/A | N/A | N/A | N/A | 3.9138 | Available | N/A | N/A | http://www.daikin.com.au/ | http://www.daikin.com.au | Yes |  | https://reg.energyrating.gov.au/static/common/images/star_ratings_2014/aircon_rating_3_3.5.png | AAC7039 | Yes | Variable output compressor | Inverter | No | - | 5000 | 1.29 | - | 440 | 2500 | No | - | - | - | 1179.06 | 5385 | No | 402.16 | 2692.5 | No | - | - | 5800 | 1.44 | 530 | 2900 | No | - | - | Yes | 1690 | 5400 | No | - | - | No | - | - | - | - | - | No | - | - | No | - | - | No | - | - | 57 | 59 | 5.369 | 5.131 | 5.489 | 6.507 | 6.059 | 5.9 | 255 | 404 | 1187 | 557 | 705 | 1586 | 3.5 | 3.5 | 3.5 | 3.997 | 4.488 | 5.015 | 4.276 | 4.704 | 5.022 | 1901 | 709 | 104 | 604 | 314 | 66 | 2 | 2.5 | 3.5 | No | - | - | - | - | N/A | N/A | N/A | 2.7 | 3.8487 | 4.0024
[SEER Non Multi-Split <=65kW] GEMS (Air Conditioners up to 65kW) Determination 2019 | MEPS 2019 | AS/NZS 3823.1.1:2012 | RXS50RV1A / FVXS50RV1A |  | N/A | DAIKIN | 0.9 | Non Ducted | Single Split System | Floor Mounted | Air | Air | Thailand | 1.29 | 4.1 | 5 | 290 | 3.1311 | 5.351 | 1.709 | 770 | 1.44 | 5.8 | Calorimeter Room | 3.7315 | 3.989 | Yes | - | N/A | 2 | 2 | N/A | N/A | N/A | N/A | N/A | 3.8933 | 4.041 | N/A | N/A | 3.2866 | 3.5819 | 3 | 3.5 | Calorimeter Room | Single | R410A | Australia,New Zealand | 140119 | 2026-09-08 |  | Approved | Reverse Cycle | 850 | No | Class 9 | Yes | N/A | N/A | N/A | N/A | N/A | N/A | 3.9138 | Available | N/A | N/A | http://www.daikin.com.au/ | http://www.daikin.com.au | Yes |  | https://reg.energyrating.gov.au/static/common/images/star_ratings_2014/aircon_rating_3_3.5.png | AAC6242 | Yes | Variable output compressor | Inverter | No | - | 5000 | 1.29 | - | 440 | 2500 | No | - | - | - | 1179.06 | 5385 | No | 402.16 | 2692.5 | No | - | - | 5800 | 1.44 | 530 | 2900 | No | - | - | Yes | 1690 | 5400 | No | - | - | No | - | - | - | - | - | No | - | - | No | - | - | No | - | - | 57 | 59 | 5.485 | 5.215 | 5.518 | 6.567 | 6.104 | 5.919 | 252 | 400 | 1183 | 553 | 702 | 1583 | 3.5 | 3.5 | 4 | 3.997 | 4.488 | 5.015 | 4.276 | 4.704 | 5.022 | 1899 | 706 | 101 | 602 | 312 | 64 | 2 | 2.5 | 3.5 | No | - | - | - | - | N/A | N/A | N/A | 1.7 | 3.8588 | 4.0118
[SEER Non Multi-Split <=65kW] GEMS (Air Conditioners up to 65kW) Determination 2019 | MEPS 2019 | AS/NZS 3823.1.1:2012 | RXS60L2VMA / FVXS60L2VMA |  | N/A | DAIKIN | 0.9 | Non Ducted | Single Split System | Floor Mounted | Air | Air | Japan,Thailand | 1.7 | 4.1 | 6 | 290 | 3.1311 | 5.351 | 1.709 | 770 | 2.03 | 7 | Calorimeter Room | 3.3121 | 3.3313 | Yes | - | N/A | 2 | 2 | N/A | N/A | N/A | N/A | N/A | 3.8933 | 4.041 | N/A | N/A | 3.2866 | 3.5819 | 3 | 3.5 | Calorimeter Room | Single | R410A | Australia,New Zealand | 150007 | 2027-09-28 |  | Approved | Reverse Cycle | 850 | Yes | Class 9 | Yes | N/A | N/A | N/A | N/A | N/A | N/A | 3.9138 | Available | N/A | N/A | http://www.daikin.com.au/ | http://www.daikin.com.au | Yes |  | https://reg.energyrating.gov.au/static/common/images/star_ratings_2014/aircon_rating_3_3.5.png | AAC7048 | Yes | Variable output compressor | Inverter | No | - | 6000 | 1.7 | - | 645 | 3000 | No | - | - | - | 1553.8 | 6462 | No | 589.53 | 3231 | No | - | - | 7000 | 2.03 | 800 | 3500 | No | - | - | Yes | 1710 | 5450 | No | - | - | No | - | - | - | - | - | No | - | - | No | - | - | No | - | - | 56 | 63 | 4.606 | 4.436 | 4.707 | 5.458 | 5.114 | 5.019 | 360 | 564 | 1664 | 798 | 1005 | 2239 | 3 | 2.5 | 3 | 3.258 | 3.656 | 4.021 | 3.455 | 3.795 | 4.02 | 2812 | 1047 | 153 | 899 | 468 | 97 | 1.5 | 2 | 2.5 | No | - | - | - | - | N/A | N/A | N/A | 2.8 | 3.5099 | 3.4323
[SEER Non Multi-Split <=65kW] GEMS (Air Conditioners up to 65kW) Determination 2019 | MEPS 2019 | AS/NZS 3823.1.1:2012 | RXS60LAVMA / FVXS60LVMA |  | N/A | DAIKIN | 0.9 | Non Ducted | Single Split System | Floor Mounted | Air | Air | Thailand | 1.7 | 4.1 | 6 | 290 | 3.1311 | 5.351 | 1.709 | 770 | 2.03 | 7 | Calorimeter Room | 3.3333 | 3.3675 | Yes | - | N/A | 2 | 2 | N/A | N/A | N/A | N/A | N/A | 3.8933 | 4.041 | N/A | N/A | 3.2866 | 3.5819 | 3 | 3.5 | Calorimeter Room | Single | R410A | Australia,New Zealand | 140120 | 2026-09-08 |  | Approved | Reverse Cycle | 850 | No | Class 9 | Yes | N/A | N/A | N/A | N/A | N/A | N/A | 3.9138 | Available | N/A | N/A | http://www.daikin.com.au/ | http://www.daikin.com.au | Yes |  | https://reg.energyrating.gov.au/static/common/images/star_ratings_2014/aircon_rating_3_3.5.png | AAC6244 | Yes | Variable output compressor | Inverter | No | - | 6000 | 1.7 | - | 645 | 3000 | No | - | - | - | 1553.8 | 6462 | No | 589.53 | 3231 | No | - | - | 7000 | 2.03 | 800 | 3500 | No | - | - | Yes | 1710 | 5450 | No | - | - | No | - | - | - | - | - | No | - | - | No | - | - | No | - | - | 56 | 63 | 4.677 | 4.488 | 4.725 | 5.494 | 5.14 | 5.031 | 356 | 560 | 1660 | 795 | 1002 | 2235 | 3 | 2.5 | 3 | 3.258 | 3.656 | 4.021 | 3.455 | 3.795 | 4.02 | 2810 | 1045 | 151 | 897 | 465 | 95 | 1.5 | 2 | 2.5 | No | - | - | - | - | N/A | N/A | N/A | 1.8 | 3.5168 | 3.438
[SEER Non Multi-Split <=65kW] GEMS (Air Conditioners up to 65kW) Determination 2019 | MEPS 2019 | AS/NZS 3823.1.1:2012 | RXS71L2VMA / FVXS71L2VMA |  | N/A | DAIKIN | N/A | Non Ducted | Single Split System | Floor Mounted | Air | Air | Thailand,Japan | 2.13 | N/A | 7.1 | N/A | N/A | N/A | N/A | N/A | 2.21 | 7.65 | Calorimeter Room | 3.2686 | 3.5404 | N/A | - | N/A | N/A | N/A | N/A | N/A | N/A | N/A | N/A | N/A | N/A | N/A | N/A | N/A | N/A | N/A | N/A | N/A | Single | R410A | Australia,New Zealand | 150008 | 2027-09-26 |  | Approved | Reverse Cycle | N/A | Yes | Class 9 | Yes | N/A | N/A | N/A | N/A | N/A | N/A | N/A | Available | N/A | N/A | http://www.daikin.com.au/ | http://www.daikin.com.au | N/A |  |  | AAC7038 | Yes | Variable output compressor | Inverter | No | - | 7100 | 2.13 | - | 760 | 3550 | No | - | - | - | 1946.82 | 7646.7 | No | 694.64 | 3823.35 | No | - | - | 7650 | 2.21 | 925 | 3825 | No | - | - | Yes | 2785 | 7100 | No | - | - | No | - | - | - | - | - | No | - | - | No | - | - | No | - | - | 55 | 66 | 4.581 | 4.375 | 4.622 | 5.445 | 5.077 | 4.943 | 429 | 678 | 2006 | 948 | 1199 | 2691 | 3 | 2.5 | 3 | 3.205 | 3.531 | 3.81 | 3.358 | 3.63 | 3.803 | 3123 | 1184 | 175 | 1010 | 533 | 111 | 1.5 | 2 | 2 | No | - | - | - | - | N/A | N/A | N/A | 2.7 | 3.3191 | 3.4473
[SEER Non Multi-Split <=65kW] GEMS (Air Conditioners up to 65kW) Determination 2019 | MEPS 2019 | AS/NZS 3823.1.1:2012 | RXS71LAVMA / FVXS71LVMA |  | N/A | DAIKIN | N/A | Non Ducted | Single Split System | Floor Mounted | Air | Air | Thailand | 2.13 | N/A | 7.1 | N/A | N/A | N/A | N/A | N/A | 2.21 | 7.65 | Calorimeter Room | 3.2524 | 3.4297 | N/A | - | N/A | N/A | N/A | N/A | N/A | N/A | N/A | N/A | N/A | N/A | N/A | N/A | N/A | N/A | N/A | N/A | N/A | Single | R410A | Australia,New Zealand | 140616 | 2026-09-08 |  | Approved | Reverse Cycle | N/A | Yes | Class 9 | Yes | N/A | N/A | N/A | N/A | N/A | N/A | N/A | Available | N/A | N/A | http://www.daikin.com.au/ | http://www.daikin.com.au | N/A |  |  | AAC6243 | Yes | Variable output compressor | Inverter | No | - | 7100 | 2.13 | - | 760 | 3550 | No | - | - | - | 1946.82 | 7646.7 | No | 694.64 | 3823.35 | No | - | - | 7650 | 2.21 | 925 | 3825 | No | - | - | Yes | 2785 | 7100 | No | - | - | No | - | - | - | - | - | No | - | - | No | - | - | No | - | - | 55 | 66 | 4.639 | 4.417 | 4.636 | 5.474 | 5.098 | 4.952 | 426 | 674 | 2003 | 945 | 1196 | 2688 | 3 | 2.5 | 3 | 3.205 | 3.531 | 3.81 | 3.358 | 3.63 | 3.803 | 3120 | 1181 | 173 | 1008 | 531 | 109 | 1.5 | 2 | 2 | No | - | - | - | - | N/A | N/A | N/A | 1.718 | 3.3243 | 3.4525
[SEER Non Multi-Split <=65kW] GEMS (Air Conditioners up to 65kW) Determination 2019 | MEPS 2019 | AS/NZS 3823.1.1:2012 | RXV20UVMA / FTXV20UVMA |  | N/A | DAIKIN | 0.14 | Non Ducted | Single Split System | Wall Hung | Air | Air | Thailand | 0.43 | 2.36 | 2 | N/A | 3.2011 | 3.534 | 1.104 | N/A | 0.59 | 2.7 | Calorimeter Room | 4.7186 | 4.5823 | Yes | - | N/A | 1.2 | 3 | N/A | N/A | N/A | N/A | N/A | 4.7438 | 4.873 | N/A | N/A | 4.9876 | 5.246 | 4.5 | 5 | Calorimeter Room | Single | R32 | Australia,New Zealand | 130473 | 2025-10-16 |  | Approved | Reverse Cycle | N/A | No | Class 8 | Yes | N/A | Yes | N/A | N/A | N/A | BRP070A43 | 4.7805 | Available | N/A | N/A | http://www.daikin.com.au/ | http://www.daikin.com.au | Yes |  | https://reg.energyrating.gov.au/static/common/images/star_ratings_2014/aircon_rating_4.5_5.png | AAC5406 | Yes | Variable output compressor | Inverter | No | - | 2000 | 0.43 | - | 170 | 1000 | No | - | - | - | 393.02 | 2154 | Yes | 130 | 1050 | No | - | - | 2700 | 0.59 | 275 | 1350 | No | - | - | Yes | 960 | 3100 | No | - | - | No | - | - | - | - | - | No | - | - | No | - | - | No | - | - | 54 | 58 | 6.223 | 6.05 | 6.779 | 9.428 | 8.164 | 7.774 | 86 | 134 | 382 | 151 | 207 | 479 | 4.5 | 4.5 | 5 | 4.144 | 4.373 | 4.544 | 4.205 | 4.406 | 4.523 | 855 | 341 | 55 | 287 | 158 | 35 | 2.5 | 2.5 | 3 | No | - | - | - | - | N/A | N/A | N/A | 2 | 4.5792 | 4.5244
[SEER Non Multi-Split <=65kW] GEMS (Air Conditioners up to 65kW) Determination 2019 | MEPS 2019 | AS/NZS 3823.1.1:2012 | RXV20W1VMA / FTXV20W1VMA |  | N/A | DAIKIN | N/A | Non Ducted | Single Split System | Wall Hung | Air | Air | Thailand | 0.4 | N/A | 2 | N/A | N/A | N/A | N/A | N/A | 0.53 | 2.7 | Calorimeter Room | 4.9852 | 5.056 | N/A | - | N/A | N/A | N/A | N/A | N/A | N/A | N/A | N/A | N/A | N/A | N/A | N/A | N/A | N/A | N/A | N/A | N/A | Single | R32 | Australia,New Zealand | 144530 | 2027-02-24 |  | Approved | Reverse Cycle | N/A | Yes | Class 8 | Yes | N/A | N/A | N/A | N/A | N/A | N/A | N/A | Available | N/A | N/A | http://www.daikin.com.au/ | http://www.daikin.com.au | N/A |  |  | AAC6486 | Yes | Variable output compressor | Inverter | No | - | 2000 | 0.4 | - | 170 | 1000 | No | - | - | - | 365.6 | 2154 | Yes | 130 | 1050 | No | - | - | 2700 | 0.53 | 270 | 1350 | No | - | - | Yes | 960 | 3100 | No | - | - | No | - | - | - | - | - | No | - | - | No | - | - | No | - | - | 54 | 58 | 6.229 | 6.13 | 6.945 | 9.455 | 8.255 | 7.95 | 85 | 132 | 372 | 150 | 204 | 468 | 4.5 | 4.5 | 5 | 4.341 | 4.573 | 4.646 | 4.349 | 4.545 | 4.614 | 817 | 327 | 55 | 278 | 153 | 35 | 2.5 | 3 | 3 | No | - | - | - | - | N/A | N/A | N/A | 2.3 | 4.9047 | 5.0207
[SEER Non Multi-Split <=65kW] GEMS (Air Conditioners up to 65kW) Determination 2019 | MEPS 2019 | AS/NZS 3823.1.1:2012 | RXV20W2VMA / FTXV20W2VMA |  | N/A | DAIKIN | N/A | Non Ducted | Single Split System | Wall Hung | Air | Air | Thailand | 0.4 | N/A | 2 | N/A | N/A | N/A | N/A | N/A | 0.53 | 2.7 | Calorimeter Room | 4.9852 | 5.056 | N/A | - | N/A | N/A | N/A | N/A | N/A | N/A | N/A | N/A | N/A | N/A | N/A | N/A | N/A | N/A | N/A | N/A | N/A | Single | R32 | Australia,New Zealand | 147019 | 2027-05-26 |  | Approved | Reverse Cycle | N/A | Yes | Class 8 | Yes | N/A | N/A | N/A | N/A | N/A | N/A | N/A | Available | N/A | N/A | http://www.daikin.com.au/ | http://www.daikin.com.au | N/A |  |  | AAC6747 | Yes | Variable output compressor | Inverter | No | - | 2000 | 0.4 | - | 170 | 1000 | No | - | - | - | 365.6 | 2154 | Yes | 130 | 1050 | No | - | - | 2700 | 0.53 | 270 | 1350 | No | - | - | Yes | 960 | 3100 | No | - | - | No | - | - | - | - | - | No | - | - | No | - | - | No | - | - | 54 | 58 | 6.229 | 6.13 | 6.945 | 9.455 | 8.255 | 7.95 | 85 | 132 | 372 | 150 | 204 | 468 | 4.5 | 4.5 | 5 | 4.341 | 4.573 | 4.646 | 4.349 | 4.545 | 4.614 | 817 | 327 | 55 | 278 | 153 | 35 | 2.5 | 3 | 3 | No | - | - | - | - | N/A | N/A | N/A | 2.3 | 4.9047 | 5.0207
[SEER Non Multi-Split <=65kW] GEMS (Air Conditioners up to 65kW) Determination 2019 | MEPS 2019 | AS/NZS 3823.1.1:2012 | RXV20WVMA / FTXV20WVMA |  | N/A | DAIKIN | 0.14 | Non Ducted | Single Split System | Wall Hung | Air | Air | Thailand | 0.4 | 2.36 | 2 | N/A | 3.2011 | 3.534 | 1.104 | N/A | 0.53 | 2.7 | Calorimeter Room | 4.9852 | 5.056 | Yes | - | N/A | 1.2 | 3 | N/A | N/A | N/A | N/A | N/A | 4.7438 | 4.873 | N/A | N/A | 4.9876 | 5.246 | 4.5 | 5 | Calorimeter Room | Single | R32 | Australia,New Zealand | 137695 | 2026-05-12 |  | Approved | Reverse Cycle | N/A | No | Class 8 | Yes | N/A | Yes | N/A | N/A | N/A | BRP070A43 | 4.7805 | Available | N/A | N/A | http://www.daikin.com.au/ | http://www.daikin.com.au | Yes |  | https://reg.energyrating.gov.au/static/common/images/star_ratings_2014/aircon_rating_4.5_5.png | AAC5994 | Yes | Variable output compressor | Inverter | No | - | 2000 | 0.4 | - | 170 | 1000 | No | - | - | - | 365.6 | 2154 | Yes | 130 | 1050 | No | - | - | 2700 | 0.53 | 270 | 1350 | No | - | - | Yes | 960 | 3100 | No | - | - | No | - | - | - | - | - | No | - | - | No | - | - | No | - | - | 54 | 58 | 6.51 | 6.344 | 7.026 | 9.682 | 8.402 | 8.01 | 83 | 129 | 369 | 148 | 202 | 466 | 5 | 4.5 | 5.5 | 4.341 | 4.573 | 4.646 | 4.349 | 4.545 | 4.614 | 816 | 325 | 53 | 277 | 152 | 34 | 2.5 | 3 | 3 | No | - | - | - | - | N/A | N/A | N/A | 1.6 | 4.9333 | 5.0429
[SEER Non Multi-Split <=65kW] GEMS (Air Conditioners up to 65kW) Determination 2019 | MEPS 2019 | AS/NZS 3823.1.1:2012 | RXV25UVMA / FTXV25UVMA |  | N/A | DAIKIN | 0.14 | Non Ducted | Single Split System | Wall Hung | Air | Air | Thailand | 0.52 | 2.36 | 2.5 | N/A | 3.2011 | 3.534 | 1.104 | N/A | 0.65 | 3.2 | Calorimeter Room | 4.7805 | 4.9501 | Yes | - | N/A | 1.2 | 3 | N/A | N/A | N/A | N/A | N/A | 4.7438 | 4.873 | N/A | N/A | 4.9876 | 5.246 | 4.5 | 5 | Calorimeter Room | Single | R32 | Australia,New Zealand | 130476 | 2025-10-16 |  | Approved | Reverse Cycle | N/A | No | Class 8 | Yes | N/A | Yes | N/A | N/A | N/A | BRP070A43 | 4.7805 | Available | N/A | N/A | http://www.daikin.com.au/ | http://www.daikin.com.au | Yes |  | https://reg.energyrating.gov.au/static/common/images/star_ratings_2014/aircon_rating_4.5_5.png | AAC5410 | Yes | Variable output compressor | Inverter | No | - | 2500 | 0.52 | - | 210 | 1250 | No | - | - | - | 475.28 | 2692.5 | Yes | 155 | 1350 | No | - | - | 3200 | 0.65 | 295 | 1600 | No | - | - | Yes | 1100 | 3600 | No | - | - | No | - | - | - | - | - | No | - | - | No | - | - | No | - | - | 58 | 59 | 6.814 | 6.563 | 7.329 | 10.917 | 9.153 | 8.571 | 99 | 156 | 442 | 163 | 231 | 544 | 5 | 5 | 5.5 | 4.463 | 4.779 | 5.015 | 4.567 | 4.84 | 4.995 | 941 | 369 | 59 | 313 | 170 | 38 | 2.5 | 3 | 3.5 | No | - | - | - | - | N/A | N/A | N/A | 2 | 4.746 | 4.8724
[SEER Non Multi-Split <=65kW] GEMS (Air Conditioners up to 65kW) Determination 2019 | MEPS 2019 | AS/NZS 3823.1.1:2012 | RXV25W1VMA / FTXV25W1VMA |  | N/A | DAIKIN | N/A | Non Ducted | Single Split System | Wall Hung | Air | Air | Thailand | 0.49 | N/A | 2.5 | N/A | N/A | N/A | N/A | N/A | 0.64 | 3.2 | Calorimeter Room | 5.0283 | 4.9441 | N/A | - | N/A | N/A | N/A | N/A | N/A | N/A | N/A | N/A | N/A | N/A | N/A | N/A | N/A | N/A | N/A | N/A | N/A | Single | R32 | Australia,New Zealand | 144531 | 2027-02-27 |  | Approved | Reverse Cycle | N/A | Yes | Class 8 | Yes | N/A | N/A | N/A | N/A | N/A | N/A | N/A | Available | N/A | N/A | http://www.daikin.com.au/ | http://www.daikin.com.au | N/A |  |  | AAC6515 | Yes | Variable output compressor | Inverter | No | - | 2500 | 0.49 | - | 210 | 1250 | Yes | 160 | 800 | - | 447.86 | 2692.5 | Yes | 155 | 1350 | - | 110 | 960 | 3200 | 0.64 | 290 | 1600 | No | - | - | Yes | 1100 | 3600 | No | - | - | No | - | - | - | - | - | No | - | - | No | - | - | No | - | - | 58 | 59 | 7.015 | 6.852 | 7.686 | 12.653 | 10.256 | 9.137 | 95 | 148 | 421 | 140 | 205 | 509 | 5.5 | 5 | 6 | 4.525 | 4.857 | 5.101 | 4.635 | 4.921 | 5.081 | 929 | 364 | 58 | 309 | 168 | 38 | 3 | 3 | 3.5 | No | - | - | - | - | N/A | N/A | N/A | 2.3 | 5.0224 | 4.94
[SEER Non Multi-Split <=65kW] GEMS (Air Conditioners up to 65kW) Determination 2019 | MEPS 2019 | AS/NZS 3823.1.1:2012 | RXV25W2VMA / FTXV25W2VMA |  | N/A | DAIKIN | N/A | Non Ducted | Single Split System | Wall Hung | Air | Air | Thailand | 0.49 | N/A | 2.5 | N/A | N/A | N/A | N/A | N/A | 0.64 | 3.2 | Calorimeter Room | 5.0283 | 4.9441 | N/A | - | N/A | N/A | N/A | N/A | N/A | N/A | N/A | N/A | N/A | N/A | N/A | N/A | N/A | N/A | N/A | N/A | N/A | Single | R32 | Australia,New Zealand | 147024 | 2027-05-25 |  | Approved | Reverse Cycle | N/A | Yes | Class 8 | Yes | N/A | N/A | N/A | N/A | N/A | N/A | N/A | Available | N/A | N/A | http://www.daikin.com.au/ | http://www.daikin.com.au | N/A |  |  | AAC6730 | Yes | Variable output compressor | Inverter | No | - | 2500 | 0.49 | - | 210 | 1250 | Yes | 160 | 800 | - | 447.86 | 2692.5 | Yes | 155 | 1350 | - | 110 | 960 | 3200 | 0.64 | 290 | 1600 | No | - | - | Yes | 1100 | 3600 | No | - | - | No | - | - | - | - | - | No | - | - | No | - | - | No | - | - | 58 | 59 | 7.015 | 6.852 | 7.686 | 12.653 | 10.256 | 9.137 | 95 | 148 | 421 | 140 | 205 | 509 | 5.5 | 5 | 6 | 4.525 | 4.857 | 5.101 | 4.635 | 4.921 | 5.081 | 929 | 364 | 58 | 309 | 168 | 38 | 3 | 3 | 3.5 | No | - | - | - | - | N/A | N/A | N/A | 2.3 | 5.0224 | 4.94
[SEER Non Multi-Split <=65kW] GEMS (Air Conditioners up to 65kW) Determination 2019 | MEPS 2019 | AS/NZS 3823.1.1:2012 | RXV25WVMA / FTXV25WVMA |  | N/A | DAIKIN | 0.14 | Non Ducted | Single Split System | Wall Hung | Air | Air | Thailand | 0.49 | 2.36 | 2.5 | N/A | 3.2011 | 3.534 | 1.104 | N/A | 0.64 | 3.2 | Calorimeter Room | 5.0283 | 4.9441 | Yes | - | N/A | 1.2 | 3 | N/A | N/A | N/A | N/A | N/A | 4.7438 | 4.873 | N/A | N/A | 4.9876 | 5.246 | 4.5 | 5 | Calorimeter Room | Single | R32 | Australia,New Zealand | 137696 | 2026-05-12 |  | Approved | Reverse Cycle | N/A | No | Class 8 | Yes | N/A | Yes | N/A | N/A | N/A | BRP070A43 | 4.7805 | Available | N/A | N/A | http://www.daikin.com.au/ | http://www.daikin.com.au | Yes |  | https://reg.energyrating.gov.au/static/common/images/star_ratings_2014/aircon_rating_4.5_5.png | AAC5990 | Yes | Variable output compressor | Inverter | No | - | 2500 | 0.49 | - | 210 | 1250 | Yes | 160 | 800 | - | 447.86 | 2692.5 | Yes | 155 | 1350 | - | 110 | 960 | 3200 | 0.64 | 290 | 1600 | No | - | - | Yes | 1100 | 3600 | No | - | - | No | - | - | - | - | - | No | - | - | No | - | - | No | - | - | 58 | 59 | 7.298 | 7.065 | 7.765 | 12.979 | 10.437 | 9.2 | 93 | 145 | 418 | 138 | 203 | 507 | 5.5 | 5.5 | 6 | 4.525 | 4.857 | 5.101 | 4.635 | 4.921 | 5.081 | 927 | 362 | 57 | 308 | 166 | 36 | 3 | 3 | 3.5 | No | - | - | - | - | N/A | N/A | N/A | 1.6 | 5.0463 | 4.9581
[SEER Non Multi-Split <=65kW] GEMS (Air Conditioners up to 65kW) Determination 2019 | MEPS 2019 | AS/NZS 3823.1.1:2012 | RXV35UVMA / FTXV35UVMA |  | N/A | DAIKIN | 0.14 | Non Ducted | Single Split System | Wall Hung | Air | Air | Thailand | 0.88 | 2.36 | 3.5 | N/A | 3.2011 | 3.534 | 1.104 | N/A | 0.79 | 3.7 | Calorimeter Room | 4.0057 | 4.6846 | Yes | - | N/A | 1.2 | 3 | N/A | N/A | N/A | N/A | N/A | 4.7438 | 4.873 | N/A | N/A | 4.9876 | 5.246 | 4.5 | 5 | Calorimeter Room | Single | R32 | Australia,New Zealand | 130477 | 2025-10-16 |  | Approved | Reverse Cycle | N/A | No | Class 8 | Yes | N/A | Yes | N/A | N/A | N/A | BRP070A43 | 4.7805 | Available | N/A | N/A | http://www.daikin.com.au/ | http://www.daikin.com.au | Yes |  | https://reg.energyrating.gov.au/static/common/images/star_ratings_2014/aircon_rating_4.5_5.png | AAC5407 | Yes | Variable output compressor | Inverter | No | - | 3500 | 0.88 | - | 310 | 1750 | Yes | 160 | 800 | - | 804.32 | 3769.5 | Yes | 240 | 1800 | - | 110 | 960 | 3700 | 0.79 | 375 | 1850 | No | - | - | Yes | 1130 | 3700 | No | - | - | No | - | - | - | - | - | No | - | - | No | - | - | No | - | - | 58 | 61 | 6.321 | 6.028 | 6.421 | 11.048 | 8.989 | 7.486 | 151 | 240 | 709 | 228 | 331 | 874 | 4.5 | 4.5 | 4.5 | 4.07 | 4.399 | 4.57 | 4.156 | 4.426 | 4.547 | 1191 | 462 | 73 | 397 | 213 | 47 | 2.5 | 2.5 | 3 | No | - | - | - | - | N/A | N/A | N/A | 2 | 3.947 | 4.6438
[SEER Non Multi-Split <=65kW] GEMS (Air Conditioners up to 65kW) Determination 2019 | MEPS 2019 | AS/NZS 3823.1.1:2012 | RXV35W1VMA / FTXV35W1VMA |  | N/A | DAIKIN | N/A | Non Ducted | Single Split System | Wall Hung | Air | Air | Thailand | 0.81 | N/A | 3.5 | N/A | N/A | N/A | N/A | N/A | 0.77 | 3.7 | Calorimeter Room | 4.2276 | 4.7798 | N/A | - | N/A | N/A | N/A | N/A | N/A | N/A | N/A | N/A | N/A | N/A | N/A | N/A | N/A | N/A | N/A | N/A | N/A | Single | R32 | Australia,New Zealand | 144532 | 2027-02-24 |  | Approved | Reverse Cycle | N/A | Yes | Class 8 | Yes | N/A | N/A | N/A | N/A | N/A | N/A | N/A | Available | N/A | N/A | http://www.daikin.com.au/ | http://www.daikin.com.au | N/A |  |  | AAC6487 | Yes | Variable output compressor | Inverter | No | - | 3500 | 0.81 | - | 310 | 1750 | Yes | 160 | 800 | - | 740.34 | 3769.5 | Yes | 240 | 1800 | - | 110 | 960 | 3700 | 0.77 | 370 | 1850 | No | - | - | Yes | 1130 | 3700 | No | - | - | No | - | - | - | - | - | No | - | - | No | - | - | No | - | - | 58 | 61 | 6.415 | 6.2 | 6.64 | 11.193 | 9.193 | 7.719 | 148 | 232 | 685 | 224 | 323 | 847 | 4.5 | 4.5 | 5 | 4.128 | 4.472 | 4.634 | 4.212 | 4.492 | 4.61 | 1175 | 455 | 73 | 392 | 211 | 47 | 2.5 | 2.5 | 3 | No | - | - | - | - | N/A | N/A | N/A | 2.3 | 4.2799 | 4.7572
[SEER Non Multi-Split <=65kW] GEMS (Air Conditioners up to 65kW) Determination 2019 | MEPS 2019 | AS/NZS 3823.1.1:2012 | RXV35W2VMA / FTXV35W2VMA |  | N/A | DAIKIN | N/A | Non Ducted | Single Split System | Wall Hung | Air | Air | Thailand | 0.81 | N/A | 3.5 | N/A | N/A | N/A | N/A | N/A | 0.77 | 3.7 | Calorimeter Room | 4.2276 | 4.7798 | N/A | - | N/A | N/A | N/A | N/A | N/A | N/A | N/A | N/A | N/A | N/A | N/A | N/A | N/A | N/A | N/A | N/A | N/A | Single | R32 | Australia,New Zealand | 147025 | 2027-05-26 |  | Approved | Reverse Cycle | N/A | Yes | Class 8 | Yes | N/A | N/A | N/A | N/A | N/A | N/A | N/A | Available | N/A | N/A | http://www.daikin.com.au/ | http://www.daikin.com.au | N/A |  |  | AAC6748 | Yes | Variable output compressor | Inverter | No | - | 3500 | 0.81 | - | 310 | 1750 | Yes | 160 | 800 | - | 740.34 | 3769.5 | Yes | 240 | 1800 | - | 110 | 960 | 3700 | 0.77 | 370 | 1850 | No | - | - | Yes | 1130 | 3700 | No | - | - | No | - | - | - | - | - | No | - | - | No | - | - | No | - | - | 58 | 61 | 6.415 | 6.2 | 6.64 | 11.193 | 9.193 | 7.719 | 148 | 232 | 685 | 224 | 323 | 847 | 4.5 | 4.5 | 5 | 4.128 | 4.472 | 4.634 | 4.212 | 4.492 | 4.61 | 1175 | 455 | 73 | 392 | 211 | 47 | 2.5 | 2.5 | 3 | No | - | - | - | - | N/A | N/A | N/A | 2.3 | 4.2799 | 4.7572
[SEER Non Multi-Split <=65kW] GEMS (Air Conditioners up to 65kW) Determination 2019 | MEPS 2019 | AS/NZS 3823.1.1:2012 | RXV35WVMA / FTXV35WVMA |  | N/A | DAIKIN | 0.14 | Non Ducted | Single Split System | Wall Hung | Air | Air | Thailand | 0.81 | 2.36 | 3.5 | N/A | 3.2011 | 3.534 | 1.104 | N/A | 0.77 | 3.7 | Calorimeter Room | 4.2276 | 4.7798 | Yes | - | N/A | 1.2 | 3 | N/A | N/A | N/A | N/A | N/A | 4.7438 | 4.873 | N/A | N/A | 4.9876 | 5.246 | 4.5 | 5 | Calorimeter Room | Single | R32 | Australia,New Zealand | 137697 | 2026-05-12 |  | Approved | Reverse Cycle | N/A | No | Class 8 | Yes | N/A | Yes | N/A | N/A | N/A | BRP070A43 | 4.7805 | Available | N/A | N/A | http://www.daikin.com.au/ | http://www.daikin.com.au | Yes |  | https://reg.energyrating.gov.au/static/common/images/star_ratings_2014/aircon_rating_4.5_5.png | AAC5995 | Yes | Variable output compressor | Inverter | No | - | 3500 | 0.81 | - | 310 | 1750 | Yes | 160 | 800 | - | 740.34 | 3769.5 | Yes | 240 | 1800 | - | 110 | 960 | 3700 | 0.77 | 370 | 1850 | No | - | - | Yes | 1130 | 3700 | No | - | - | No | - | - | - | - | - | No | - | - | No | - | - | No | - | - | 58 | 61 | 6.582 | 6.323 | 6.682 | 11.373 | 9.296 | 7.752 | 146 | 230 | 682 | 222 | 321 | 844 | 5 | 4.5 | 5 | 4.128 | 4.472 | 4.634 | 4.212 | 4.492 | 4.61 | 1174 | 454 | 71 | 391 | 209 | 45 | 2.5 | 2.5 | 3 | No | - | - | - | - | N/A | N/A | N/A | 1.6 | 4.2923 | 4.7717
[SEER Non Multi-Split <=65kW] GEMS (Air Conditioners up to 65kW) Determination 2019 | MEPS 2019 | AS/NZS 3823.1.1:2012 | RXV46UVMA / FTXV46UVMA |  | N/A | DAIKIN | 0.14 | Non Ducted | Single Split System | Wall Hung | Air | Air | Thailand | 1.22 | 2.36 | 4.6 | N/A | 3.2011 | 3.534 | 1.104 | N/A | 1.18 | 4.7 | Calorimeter Room | 3.772 | 4.0059 | Yes | - | N/A | 1.2 | 3 | N/A | N/A | N/A | N/A | N/A | 4.7438 | 4.873 | N/A | N/A | 4.9876 | 5.246 | 4.5 | 5 | Calorimeter Room | Single | R32 | Australia,New Zealand | 130478 | 2025-10-16 |  | Approved | Reverse Cycle | N/A | No | Class 9 | Yes | N/A | Yes | N/A | N/A | N/A | BRP070A43 | 4.7805 | Available | N/A | N/A | http://www.daikin.com.au/ | http://www.daikin.com.au | Yes |  | https://reg.energyrating.gov.au/static/common/images/star_ratings_2014/aircon_rating_4.5_5.png | AAC5411 | Yes | Variable output compressor | Inverter | No | - | 4600 | 1.22 | - | 440 | 2300 | No | - | - | - | 1115.08 | 4954.2 | Yes | 360 | 2450 | No | - | - | 4700 | 1.18 | 460 | 2350 | No | - | - | Yes | 1630 | 4900 | No | - | - | No | - | - | - | - | - | No | - | - | No | - | - | No | - | - | 60 | 59 | 5.422 | 5.174 | 5.607 | 7.403 | 6.577 | 6.256 | 232 | 367 | 1068 | 448 | 596 | 1374 | 3.5 | 3.5 | 4 | 3.925 | 4.286 | 4.693 | 4.128 | 4.446 | 4.693 | 1570 | 604 | 92 | 508 | 271 | 59 | 2 | 2.5 | 3 | No | - | - | - | - | N/A | N/A | N/A | 3 | 3.7394 | 3.9491
[SEER Non Multi-Split <=65kW] GEMS (Air Conditioners up to 65kW) Determination 2019 | MEPS 2019 | AS/NZS 3823.1.1:2012 | RXV46W1VMA / FTXV46W1VMA |  | N/A | DAIKIN | N/A | Non Ducted | Single Split System | Wall Hung | Air | Air | Thailand | 1.2 | N/A | 4.6 | N/A | N/A | N/A | N/A | N/A | 1.11 | 4.7 | Calorimeter Room | 3.8526 | 4.346 | N/A | - | N/A | N/A | N/A | N/A | N/A | N/A | N/A | N/A | N/A | N/A | N/A | N/A | N/A | N/A | N/A | N/A | N/A | Single | R32 | Australia,New Zealand | 144533 | 2027-02-27 |  | Approved | Reverse Cycle | N/A | Yes | Class 9 | Yes | N/A | N/A | N/A | N/A | N/A | N/A | N/A | Available | N/A | N/A | http://www.daikin.com.au/ | http://www.daikin.com.au | N/A |  |  | AAC6516 | Yes | Variable output compressor | Inverter | No | - | 4600 | 1.2 | - | 440 | 2300 | No | - | - | - | 1096.8 | 4954.2 | Yes | 360 | 2450 | No | - | - | 4700 | 1.11 | 450 | 2350 | No | - | - | Yes | 1630 | 4900 | No | - | - | No | - | - | - | - | - | No | - | - | No | - | - | No | - | - | 60 | 59 | 5.538 | 5.275 | 5.668 | 7.484 | 6.645 | 6.309 | 228 | 362 | 1058 | 445 | 592 | 1364 | 4 | 3.5 | 4 | 4.044 | 4.429 | 4.805 | 4.236 | 4.569 | 4.801 | 1523 | 582 | 88 | 494 | 262 | 56 | 2.5 | 2.5 | 3 | No | - | - | - | - | N/A | N/A | N/A | 2.3 | 3.8087 | 4.2048
[SEER Non Multi-Split <=65kW] GEMS (Air Conditioners up to 65kW) Determination 2019 | MEPS 2019 | AS/NZS 3823.1.1:2012 | RXV46W2VMA / FTXV46W2VMA |  | N/A | DAIKIN | N/A | Non Ducted | Single Split System | Wall Hung | Air | Air | Thailand | 1.2 | N/A | 4.6 | N/A | N/A | N/A | N/A | N/A | 1.11 | 4.7 | Calorimeter Room | 3.8526 | 4.346 | N/A | - | N/A | N/A | N/A | N/A | N/A | N/A | N/A | N/A | N/A | N/A | N/A | N/A | N/A | N/A | N/A | N/A | N/A | Single | R32 | Australia,New Zealand | 147027 | 2027-05-29 |  | Approved | Reverse Cycle | N/A | Yes | Class 9 | Yes | N/A | N/A | N/A | N/A | N/A | N/A | N/A | Available | N/A | N/A | http://www.daikin.com.au/ | http://www.daikin.com.au | N/A |  |  | AAC6751 | Yes | Variable output compressor | Inverter | No | - | 4600 | 1.2 | - | 440 | 2300 | No | - | - | - | 1096.8 | 4954.2 | Yes | 360 | 2450 | No | - | - | 4700 | 1.11 | 450 | 2350 | No | - | - | Yes | 1630 | 4900 | No | - | - | No | - | - | - | - | - | No | - | - | No | - | - | No | - | - | 60 | 59 | 5.538 | 5.275 | 5.668 | 7.484 | 6.645 | 6.309 | 228 | 362 | 1058 | 445 | 592 | 1364 | 4 | 3.5 | 4 | 4.044 | 4.429 | 4.805 | 4.236 | 4.569 | 4.801 | 1523 | 582 | 88 | 494 | 262 | 56 | 2.5 | 2.5 | 3 | No | - | - | - | - | N/A | N/A | N/A | 2.3 | 3.8087 | 4.2048
[SEER Non Multi-Split <=65kW] GEMS (Air Conditioners up to 65kW) Determination 2019 | MEPS 2019 | AS/NZS 3823.1.1:2012 | RXV46WVMA / FTXV46WVMA |  | N/A | DAIKIN | 0.14 | Non Ducted | Single Split System | Wall Hung | Air | Air | Thailand | 1.2 | 2.36 | 4.6 | N/A | 3.2011 | 3.534 | 1.104 | N/A | 1.11 | 4.7 | Calorimeter Room | 3.8526 | 4.346 | Yes | - | N/A | 1.2 | 3 | N/A | N/A | N/A | N/A | N/A | 4.7438 | 4.873 | N/A | N/A | 4.9876 | 5.246 | 4.5 | 5 | Calorimeter Room | Single | R32 | Australia,New Zealand | 137698 | 2026-05-12 |  | Approved | Reverse Cycle | N/A | No | Class 9 | Yes | N/A | Yes | N/A | N/A | N/A | BRP070A43 | 4.7805 | Available | N/A | N/A | http://www.daikin.com.au/ | http://www.daikin.com.au | Yes |  | https://reg.energyrating.gov.au/static/common/images/star_ratings_2014/aircon_rating_4.5_5.png | AAC5991 | Yes | Variable output compressor | Inverter | No | - | 4600 | 1.2 | - | 440 | 2300 | No | - | - | - | 1096.8 | 4954.2 | Yes | 360 | 2450 | No | - | - | 4700 | 1.11 | 450 | 2350 | No | - | - | Yes | 1630 | 4900 | No | - | - | No | - | - | - | - | - | No | - | - | No | - | - | No | - | - | 60 | 59 | 5.605 | 5.322 | 5.685 | 7.528 | 6.674 | 6.32 | 226 | 360 | 1056 | 443 | 590 | 1363 | 4 | 3.5 | 4 | 4.044 | 4.429 | 4.805 | 4.236 | 4.569 | 4.801 | 1522 | 581 | 87 | 493 | 261 | 55 | 2.5 | 2.5 | 3 | No | - | - | - | - | N/A | N/A | N/A | 1.8 | 3.814 | 4.2112
[SEER Non Multi-Split <=65kW] GEMS (Air Conditioners up to 65kW) Determination 2019 | MEPS 2019 | AS/NZS 3823.1.1:2012 | RXV50UVMA / FTXV50UVMA |  | N/A | DAIKIN | 0.14 | Non Ducted | Single Split System | Wall Hung | Air | Air | Thailand | 1.28 | 2.36 | 5 | N/A | 3.2011 | 3.534 | 1.104 | N/A | 1.43 | 6 | Calorimeter Room | 3.9127 | 4.2555 | Yes | - | N/A | 1.2 | 3 | N/A | N/A | N/A | N/A | N/A | 4.7438 | 4.873 | N/A | N/A | 4.9876 | 5.246 | 4.5 | 5 | Calorimeter Room | Single | R32 | Australia,New Zealand | 130480 | 2025-10-16 |  | Approved | Reverse Cycle | N/A | No | Class 9 | Yes | N/A | Yes | N/A | N/A | N/A | BRP070A43 | 4.7805 | Available | N/A | N/A | http://www.daikin.com.au/ | http://www.daikin.com.au | Yes |  | https://reg.energyrating.gov.au/static/common/images/star_ratings_2014/aircon_rating_4.5_5.png | AAC5412 | Yes | Variable output compressor | Inverter | No | - | 5000 | 1.28 | - | 410 | 2500 | No | - | - | - | 1169.92 | 5385 | Yes | 320 | 2690 | No | - | - | 6000 | 1.43 | 560 | 3000 | No | - | - | Yes | 1890 | 5800 | No | - | - | No | - | - | - | - | - | No | - | - | No | - | - | No | - | - | 61 | 59 | 6.386 | 5.967 | 6.531 | 9.492 | 8.08 | 7.512 | 213 | 346 | 996 | 379 | 527 | 1244 | 4.5 | 4 | 5 | 4.014 | 4.479 | 4.922 | 4.253 | 4.651 | 4.922 | 1958 | 735 | 110 | 628 | 329 | 70 | 2.5 | 2.5 | 3 | No | - | - | - | - | N/A | N/A | N/A | 3 | 3.8755 | 4.1663
[SEER Non Multi-Split <=65kW] GEMS (Air Conditioners up to 65kW) Determination 2019 | MEPS 2019 | AS/NZS 3823.1.1:2012 | RXV50W1VMA / FTXV50W1VMA |  | N/A | DAIKIN | N/A | Non Ducted | Single Split System | Wall Hung | Air | Air | Thailand | 1.14 | N/A | 5 | N/A | N/A | N/A | N/A | N/A | 1.3 | 6 | Calorimeter Room | 4.3585 | 4.7894 | N/A | - | N/A | N/A | N/A | N/A | N/A | N/A | N/A | N/A | N/A | N/A | N/A | N/A | N/A | N/A | N/A | N/A | N/A | Single | R32 | Australia,New Zealand | 144534 | 2027-02-24 |  | Approved | Reverse Cycle | N/A | Yes | Class 9 | Yes | N/A | N/A | N/A | N/A | N/A | N/A | N/A | Available | N/A | N/A | http://www.daikin.com.au/ | http://www.daikin.com.au | N/A |  |  | AAC6488 | Yes | Variable output compressor | Inverter | No | - | 5000 | 1.14 | - | 410 | 2500 | No | - | - | - | 1041.96 | 5385 | Yes | 320 | 2690 | No | - | - | 6000 | 1.3 | 540 | 3000 | No | - | - | Yes | 1890 | 5800 | No | - | - | No | - | - | - | - | - | No | - | - | No | - | - | No | - | - | 61 | 59 | 6.717 | 6.347 | 6.879 | 9.778 | 8.397 | 7.847 | 204 | 327 | 947 | 369 | 508 | 1192 | 5 | 4.5 | 5 | 4.194 | 4.715 | 5.117 | 4.423 | 4.859 | 5.109 | 1873 | 697 | 104 | 603 | 314 | 66 | 2.5 | 3 | 3.5 | No | - | - | - | - | N/A | N/A | N/A | 2.3 | 4.3563 | 4.5879
[SEER Non Multi-Split <=65kW] GEMS (Air Conditioners up to 65kW) Determination 2019 | MEPS 2019 | AS/NZS 3823.1.1:2012 | RXV50W2VMA / FTXV50W2VMA |  | N/A | DAIKIN | N/A | Non Ducted | Single Split System | Wall Hung | Air | Air | Thailand | 1.14 | N/A | 5 | N/A | N/A | N/A | N/A | N/A | 1.3 | 6 | Calorimeter Room | 4.3585 | 4.7894 | N/A | - | N/A | N/A | N/A | N/A | N/A | N/A | N/A | N/A | N/A | N/A | N/A | N/A | N/A | N/A | N/A | N/A | N/A | Single | R32 | Australia,New Zealand | 147028 | 2027-05-25 |  | Approved | Reverse Cycle | N/A | Yes | Class 9 | Yes | N/A | N/A | N/A | N/A | N/A | N/A | N/A | Available | N/A | N/A | http://www.daikin.com.au/ | http://www.daikin.com.au | N/A |  |  | AAC6731 | Yes | Variable output compressor | Inverter | No | - | 5000 | 1.14 | - | 410 | 2500 | No | - | - | - | 1041.96 | 5385 | Yes | 320 | 2690 | No | - | - | 6000 | 1.3 | 540 | 3000 | No | - | - | Yes | 1890 | 5800 | No | - | - | No | - | - | - | - | - | No | - | - | No | - | - | No | - | - | 61 | 59 | 6.717 | 6.347 | 6.879 | 9.778 | 8.397 | 7.847 | 204 | 327 | 947 | 369 | 508 | 1192 | 5 | 4.5 | 5 | 4.194 | 4.715 | 5.117 | 4.423 | 4.859 | 5.109 | 1873 | 697 | 104 | 603 | 314 | 66 | 2.5 | 3 | 3.5 | No | - | - | - | - | N/A | N/A | N/A | 2.3 | 4.3563 | 4.5879
[SEER Non Multi-Split <=65kW] GEMS (Air Conditioners up to 65kW) Determination 2019 | MEPS 2019 | AS/NZS 3823.1.1:2012 | RXV50WVMA / FTXV50WVMA |  | N/A | DAIKIN | 0.14 | Non Ducted | Single Split System | Wall Hung | Air | Air | Thailand | 1.14 | 2.36 | 5 | N/A | 3.2011 | 3.534 | 1.104 | N/A | 1.3 | 6 | Calorimeter Room | 4.3585 | 4.7894 | Yes | - | N/A | 1.2 | 3 | N/A | N/A | N/A | N/A | N/A | 4.7438 | 4.873 | N/A | N/A | 4.9876 | 5.246 | 4.5 | 5 | Calorimeter Room | Single | R32 | Australia,New Zealand | 137699 | 2026-05-12 |  | Approved | Reverse Cycle | N/A | No | Class 9 | Yes | N/A | Yes | N/A | N/A | N/A | BRP070A43 | 4.7805 | Available | N/A | N/A | http://www.daikin.com.au/ | http://www.daikin.com.au | Yes |  | https://reg.energyrating.gov.au/static/common/images/star_ratings_2014/aircon_rating_4.5_5.png | AAC5996 | Yes | Variable output compressor | Inverter | No | - | 5000 | 1.14 | - | 410 | 2500 | No | - | - | - | 1041.96 | 5385 | Yes | 320 | 2690 | No | - | - | 6000 | 1.3 | 540 | 3000 | No | - | - | Yes | 1890 | 5800 | No | - | - | No | - | - | - | - | - | No | - | - | No | - | - | No | - | - | 61 | 59 | 6.808 | 6.411 | 6.902 | 9.846 | 8.439 | 7.864 | 202 | 325 | 945 | 368 | 507 | 1190 | 5 | 4.5 | 5 | 4.194 | 4.715 | 5.117 | 4.423 | 4.859 | 5.109 | 1872 | 696 | 103 | 602 | 313 | 65 | 2.5 | 3 | 3.5 | No | - | - | - | - | N/A | N/A | N/A | 1.8 | 4.3627 | 4.5939
[SEER Non Multi-Split <=65kW] GEMS (Air Conditioners up to 65kW) Determination 2019 | MEPS 2019 | AS/NZS 3823.1.1:2012 | RXV60UVMA / FTXV60UVMA |  | N/A | DAIKIN | 0.14 | Non Ducted | Single Split System | Wall Hung | Air | Air | Thailand | 1.64 | 2.36 | 6 | N/A | 3.2011 | 3.534 | 1.104 | N/A | 1.73 | 7.2 | Calorimeter Room | 3.6767 | 4.2234 | Yes | - | N/A | 1.2 | 3 | N/A | N/A | N/A | N/A | N/A | 4.7438 | 4.873 | N/A | N/A | 4.9876 | 5.246 | 4.5 | 5 | Calorimeter Room | Single | R32 | Australia,New Zealand | 130481 | 2025-10-16 |  | Approved | Reverse Cycle | N/A | No | Class 9 | Yes | N/A | Yes | N/A | N/A | N/A | BRP070A43 | 4.7805 | Available | N/A | N/A | http://www.daikin.com.au/ | http://www.daikin.com.au | Yes |  | https://reg.energyrating.gov.au/static/common/images/star_ratings_2014/aircon_rating_4.5_5.png | AAC5408 | Yes | Variable output compressor | Inverter | No | - | 6000 | 1.64 | - | 475 | 3000 | No | - | - | - | 1498.96 | 6462 | Yes | 430 | 3200 | No | - | - | 7200 | 1.73 | 690 | 3600 | No | - | - | Yes | 2060 | 6500 | No | - | - | No | - | - | - | - | - | No | - | - | No | - | - | No | - | - | 64 | 61 | 5.69 | 5.334 | 5.709 | 7.065 | 6.483 | 6.202 | 289 | 467 | 1370 | 615 | 791 | 1810 | 4 | 3.5 | 4 | 3.886 | 4.374 | 4.798 | 4.123 | 4.535 | 4.795 | 2426 | 902 | 133 | 776 | 404 | 85 | 2 | 2.5 | 3 | No | - | - | - | - | N/A | N/A | N/A | 3 | 3.6361 | 4.1376
[SEER Non Multi-Split <=65kW] GEMS (Air Conditioners up to 65kW) Determination 2019 | MEPS 2019 | AS/NZS 3823.1.1:2012 | RXV60W1VMA / FTXV60W1VMA |  | N/A | DAIKIN | N/A | Non Ducted | Single Split System | Wall Hung | Air | Air | Thailand | 1.52 | N/A | 6 | N/A | N/A | N/A | N/A | N/A | 1.63 | 7.2 | Calorimeter Room | 3.9952 | 4.5339 | N/A | - | N/A | N/A | N/A | N/A | N/A | N/A | N/A | N/A | N/A | N/A | N/A | N/A | N/A | N/A | N/A | N/A | N/A | Single | R32 | Australia,New Zealand | 144535 | 2027-02-27 |  | Approved | Reverse Cycle | N/A | Yes | Class 9 | Yes | N/A | N/A | N/A | N/A | N/A | N/A | N/A | Available | N/A | N/A | http://www.daikin.com.au/ | http://www.daikin.com.au | N/A |  |  | AAC6517 | Yes | Variable output compressor | Inverter | No | - | 6000 | 1.52 | - | 475 | 3000 | No | - | - | - | 1389.28 | 6462 | Yes | 430 | 3200 | No | - | - | 7200 | 1.63 | 662 | 3600 | No | - | - | Yes | 2060 | 6500 | No | - | - | No | - | - | - | - | - | No | - | - | No | - | - | No | - | - | 64 | 61 | 5.892 | 5.558 | 5.906 | 7.195 | 6.637 | 6.379 | 281 | 450 | 1326 | 605 | 774 | 1761 | 4 | 4 | 4 | 4.022 | 4.568 | 5.004 | 4.272 | 4.73 | 4.999 | 2343 | 862 | 126 | 748 | 386 | 80 | 2.5 | 3 | 3.5 | No | - | - | - | - | N/A | N/A | N/A | 2.3 | 3.9273 | 4.3962
[SEER Non Multi-Split <=65kW] GEMS (Air Conditioners up to 65kW) Determination 2019 | MEPS 2019 | AS/NZS 3823.1.1:2012 | RXV60W2VMA / FTXV60W2VMA |  | N/A | DAIKIN | N/A | Non Ducted | Single Split System | Wall Hung | Air | Air | Thailand | 1.52 | N/A | 6 | N/A | N/A | N/A | N/A | N/A | 1.63 | 7.2 | Calorimeter Room | 3.9952 | 4.5339 | N/A | - | N/A | N/A | N/A | N/A | N/A | N/A | N/A | N/A | N/A | N/A | N/A | N/A | N/A | N/A | N/A | N/A | N/A | Single | R32 | Australia,New Zealand | 147029 | 2027-05-29 |  | Approved | Reverse Cycle | N/A | Yes | Class 9 | Yes | N/A | N/A | N/A | N/A | N/A | N/A | N/A | Available | N/A | N/A | http://www.daikin.com.au/ | http://www.daikin.com.au | N/A |  |  | AAC6750 | Yes | Variable output compressor | Inverter | No | - | 6000 | 1.52 | - | 475 | 3000 | No | - | - | - | 1389.28 | 6462 | Yes | 430 | 3200 | No | - | - | 7200 | 1.63 | 662 | 3600 | No | - | - | Yes | 2060 | 6500 | No | - | - | No | - | - | - | - | - | No | - | - | No | - | - | No | - | - | 64 | 61 | 5.892 | 5.558 | 5.906 | 7.195 | 6.637 | 6.379 | 281 | 450 | 1326 | 605 | 774 | 1761 | 4 | 4 | 4 | 4.022 | 4.568 | 5.004 | 4.272 | 4.73 | 4.999 | 2343 | 862 | 126 | 748 | 386 | 80 | 2.5 | 3 | 3.5 | No | - | - | - | - | N/A | N/A | N/A | 2.3 | 3.9273 | 4.3962
[SEER Non Multi-Split <=65kW] GEMS (Air Conditioners up to 65kW) Determination 2019 | MEPS 2019 | AS/NZS 3823.1.1:2012 | RXV60WVMA / FTXV60WVMA |  | N/A | DAIKIN | 0.14 | Non Ducted | Single Split System | Wall Hung | Air | Air | Thailand | 1.52 | 2.36 | 6 | N/A | 3.2011 | 3.534 | 1.104 | N/A | 1.63 | 7.2 | Calorimeter Room | 3.9952 | 4.5339 | Yes | - | N/A | 1.2 | 3 | N/A | N/A | N/A | N/A | N/A | 4.7438 | 4.873 | N/A | N/A | 4.9876 | 5.246 | 4.5 | 5 | Calorimeter Room | Single | R32 | Australia,New Zealand | 137700 | 2026-05-12 |  | Approved | Reverse Cycle | N/A | No | Class 9 | Yes | N/A | Yes | N/A | N/A | N/A | BRP070A43 | 4.7805 | Available | N/A | N/A | http://www.daikin.com.au/ | http://www.daikin.com.au | Yes |  | https://reg.energyrating.gov.au/static/common/images/star_ratings_2014/aircon_rating_4.5_5.png | AAC5992 | Yes | Variable output compressor | Inverter | No | - | 6000 | 1.52 | - | 475 | 3000 | No | - | - | - | 1389.28 | 6462 | Yes | 430 | 3200 | No | - | - | 7200 | 1.63 | 662 | 3600 | No | - | - | Yes | 2060 | 6500 | No | - | - | No | - | - | - | - | - | No | - | - | No | - | - | No | - | - | 64 | 61 | 5.95 | 5.599 | 5.92 | 7.226 | 6.659 | 6.388 | 279 | 448 | 1324 | 604 | 773 | 1760 | 4 | 4 | 4 | 4.022 | 4.568 | 5.004 | 4.272 | 4.73 | 4.999 | 2342 | 861 | 125 | 747 | 385 | 79 | 2.5 | 3 | 3.5 | No | - | - | - | - | N/A | N/A | N/A | 1.8 | 3.9316 | 4.4008
[SEER Non Multi-Split <=65kW] GEMS (Air Conditioners up to 65kW) Determination 2019 | MEPS 2019 | AS/NZS 3823.1.1:2012 | RXV71UVMA / FTXV71UVMA |  | N/A | DAIKIN | 0.14 | Non Ducted | Single Split System | Wall Hung | Air | Air | Thailand | 1.99 | 2.36 | 7.1 | N/A | 3.2011 | 3.534 | 1.104 | N/A | 2.03 | 8 | Calorimeter Room | 3.5851 | 3.9616 | Yes | - | N/A | 1.2 | 3 | N/A | N/A | N/A | N/A | N/A | 4.7438 | 4.873 | N/A | N/A | 4.9876 | 5.246 | 4.5 | 5 | Calorimeter Room | Single | R32 | Australia,New Zealand | 130482 | 2025-10-16 |  | Approved | Reverse Cycle | N/A | No | Class 9 | Yes | N/A | Yes | N/A | N/A | N/A | BRP070A43 | 4.7805 | Available | N/A | N/A | http://www.daikin.com.au/ | http://www.daikin.com.au | Yes |  | https://reg.energyrating.gov.au/static/common/images/star_ratings_2014/aircon_rating_4.5_5.png | AAC5413 | Yes | Variable output compressor | Inverter | No | - | 7100 | 1.99 | - | 690 | 3550 | No | - | - | - | 1818.86 | 7646.7 | Yes | 600 | 4000 | No | - | - | 8000 | 2.03 | 770 | 4000 | No | - | - | Yes | 2690 | 7700 | No | - | - | No | - | - | - | - | - | No | - | - | No | - | - | No | - | - | 68 | 65 | 4.899 | 4.724 | 5.307 | 6.672 | 6.057 | 5.904 | 386 | 609 | 1729 | 759 | 990 | 2238 | 3 | 3 | 3.5 | 3.829 | 4.294 | 4.767 | 4.082 | 4.484 | 4.77 | 2750 | 1037 | 165 | 884 | 467 | 108 | 2 | 2.5 | 3 | No | - | - | - | - | N/A | N/A | N/A | 9.595 | 3.5106 | 3.8789
[SEER Non Multi-Split <=65kW] GEMS (Air Conditioners up to 65kW) Determination 2019 | MEPS 2019 | AS/NZS 3823.1.1:2012 | RXV71W1VMA / FTXV71W1VMA |  | N/A | DAIKIN | N/A | Non Ducted | Single Split System | Wall Hung | Air | Air | Thailand | 1.93 | N/A | 7.1 | N/A | N/A | N/A | N/A | N/A | 1.88 | 8 | Calorimeter Room | 3.6542 | 4.3973 | N/A | - | N/A | N/A | N/A | N/A | N/A | N/A | N/A | N/A | N/A | N/A | N/A | N/A | N/A | N/A | N/A | N/A | N/A | Single | R32 | Australia,New Zealand | 144536 | 2027-03-23 |  | Approved | Reverse Cycle | N/A | Yes | Class 9 | Yes | N/A | N/A | N/A | N/A | N/A | N/A | N/A | Available | N/A | N/A | http://www.daikin.com.au/ | http://www.daikin.com.au | N/A |  |  | AAC6562 | Yes | Variable output compressor | Inverter | No | - | 7100 | 1.93 | - | 690 | 3550 | No | - | - | - | 1764.02 | 7646.7 | Yes | 600 | 4000 | No | - | - | 8000 | 1.88 | 770 | 4000 | No | - | - | Yes | 2690 | 7700 | No | - | - | No | - | - | - | - | - | No | - | - | No | - | - | No | - | - | 65 | 65 | 4.961 | 4.797 | 5.377 | 6.719 | 6.112 | 5.968 | 381 | 601 | 1708 | 754 | 982 | 2215 | 3 | 3 | 3.5 | 3.912 | 4.39 | 4.782 | 4.132 | 4.534 | 4.776 | 2691 | 1014 | 163 | 873 | 461 | 107 | 2 | 2.5 | 3 | No | - | - | - | - | N/A | N/A | N/A | 9.217 | 3.6203 | 4.186
[SEER Non Multi-Split <=65kW] GEMS (Air Conditioners up to 65kW) Determination 2019 | MEPS 2019 | AS/NZS 3823.1.1:2012 | RXV71W2VMA / FTXV71W2VMA |  | N/A | DAIKIN | N/A | Non Ducted | Single Split System | Wall Hung | Air | Air | Thailand | 1.93 | N/A | 7.1 | N/A | N/A | N/A | N/A | N/A | 1.88 | 8 | Calorimeter Room | 3.6542 | 4.3973 | N/A | - | N/A | N/A | N/A | N/A | N/A | N/A | N/A | N/A | N/A | N/A | N/A | N/A | N/A | N/A | N/A | N/A | N/A | Single | R32 | Australia,New Zealand | 147030 | 2027-05-25 |  | Approved | Reverse Cycle | N/A | Yes | Class 9 | Yes | N/A | N/A | N/A | N/A | N/A | N/A | N/A | Available | N/A | N/A | http://www.daikin.com.au/ | http://www.daikin.com.au | N/A |  |  | AAC6732 | Yes | Variable output compressor | Inverter | No | - | 7100 | 1.93 | - | 690 | 3550 | No | - | - | - | 1764.02 | 7646.7 | Yes | 600 | 4000 | No | - | - | 8000 | 1.88 | 770 | 4000 | No | - | - | Yes | 2690 | 7700 | No | - | - | No | - | - | - | - | - | No | - | - | No | - | - | No | - | - | 65 | 65 | 4.961 | 4.797 | 5.377 | 6.719 | 6.112 | 5.968 | 381 | 601 | 1708 | 754 | 982 | 2215 | 3 | 3 | 3.5 | 3.912 | 4.39 | 4.782 | 4.132 | 4.534 | 4.776 | 2691 | 1014 | 163 | 873 | 461 | 107 | 2 | 2.5 | 3 | No | - | - | - | - | N/A | N/A | N/A | 9.217 | 3.6203 | 4.186
[SEER Non Multi-Split <=65kW] GEMS (Air Conditioners up to 65kW) Determination 2019 | MEPS 2019 | AS/NZS 3823.1.1:2012 | RXV71WVMA / FTXV71WVMA |  | N/A | DAIKIN | 0.14 | Non Ducted | Single Split System | Wall Hung | Air | Air | Thailand | 1.93 | 2.36 | 7.1 | N/A | 3.2011 | 3.534 | 1.104 | N/A | 1.88 | 8 | Calorimeter Room | 3.6542 | 4.3973 | Yes | - | N/A | 1.2 | 3 | N/A | N/A | N/A | N/A | N/A | 4.7438 | 4.873 | N/A | N/A | 4.9876 | 5.246 | 4.5 | 5 | Calorimeter Room | Single | R32 | Australia,New Zealand | 137701 | 2026-05-12 |  | Approved | Reverse Cycle | N/A | No | Class 9 | Yes | N/A | Yes | N/A | N/A | N/A | BRP070A43 | 4.7805 | Available | N/A | N/A | http://www.daikin.com.au/ | http://www.daikin.com.au | Yes |  | https://reg.energyrating.gov.au/static/common/images/star_ratings_2014/aircon_rating_4.5_5.png | AAC5997 | Yes | Variable output compressor | Inverter | No | - | 7100 | 1.93 | - | 690 | 3550 | No | - | - | - | 1764.02 | 7646.7 | Yes | 600 | 4000 | No | - | - | 8000 | 1.88 | 770 | 4000 | No | - | - | Yes | 2690 | 7700 | No | - | - | No | - | - | - | - | - | No | - | - | No | - | - | No | - | - | 65 | 65 | 4.936 | 4.777 | 5.369 | 6.702 | 6.1 | 5.962 | 383 | 602 | 1709 | 755 | 983 | 2216 | 3 | 3 | 3.5 | 3.912 | 4.39 | 4.782 | 4.132 | 4.534 | 4.776 | 2692 | 1015 | 164 | 873 | 462 | 107 | 2 | 2.5 | 3 | No | - | - | - | - | N/A | N/A | N/A | 9.595 | 3.618 | 4.1832
[SEER Non Multi-Split <=65kW] GEMS (Air Conditioners up to 65kW) Determination 2019 | MEPS 2019 | AS/NZS 3823.1.1:2012 | RXV80WVMA / FTXV80WVMA |  | N/A | DAIKIN | N/A | Non Ducted | Single Split System | Wall Hung | Air | Air | Thailand | 2.17 | N/A | 8 | N/A | N/A | N/A | N/A | N/A | 2.75 | 9 | Calorimeter Room | 3.94 | 3.4751 | N/A | - | N/A | N/A | N/A | N/A | N/A | N/A | N/A | N/A | N/A | N/A | N/A | N/A | N/A | N/A | N/A | N/A | N/A | Single | R32 | Australia,New Zealand | 147737 | 2027-07-19 |  | Approved | Reverse Cycle | N/A | Yes | Class 9 | Yes | N/A | N/A | N/A | N/A | N/A | N/A | N/A | Available | N/A | N/A | http://www.daikin.com.au/ | http://www.daikin.com.au | N/A |  |  | AAC6830 | Yes | Variable output compressor | Inverter | No | - | 8000 | 2.17 | - | 780 | 4000 | No | - | - | - | 1983.38 | 8616 | Yes | 680 | 4308 | No | - | - | 9000 | 2.75 | 960 | 4500 | No | - | - | Yes | 3180 | 8500 | No | - | - | No | - | - | - | - | - | No | - | - | No | - | - | No | - | - | 67 | 66 | 5.122 | 4.901 | 5.263 | 6.49 | 5.939 | 5.737 | 428 | 677 | 1980 | 892 | 1151 | 2608 | 3.5 | 3 | 3.5 | 3.4 | 3.788 | 4.287 | 3.656 | 4.001 | 4.299 | 3467 | 1303 | 188 | 1095 | 573 | 119 | 1.5 | 2 | 2.5 | No | - | - | - | - | N/A | N/A | N/A | 4.7 | 3.6598 | 3.2539
[SEER Non Multi-Split <=65kW] GEMS (Air Conditioners up to 65kW) Determination 2019 | MEPS 2019 | AS/NZS 3823.1.1:2012 | RXV85L2VMA / FTXV85L2VMA |  | N/A | DAIKIN | N/A | Non Ducted | Single Split System | Wall Hung | Air | Air | Thailand | 2.49 | N/A | 8.5 | N/A | N/A | N/A | N/A | N/A | 2.41 | 9 | Calorimeter Room | 3.5083 | 3.7862 | N/A | - | N/A | N/A | N/A | N/A | N/A | N/A | N/A | N/A | N/A | N/A | N/A | N/A | N/A | N/A | N/A | N/A | N/A | Single | R32 | Australia,New Zealand | 144604 | 2027-02-27 |  | Approved | Reverse Cycle | N/A | Yes | Class 9 | Yes | N/A | N/A | N/A | N/A | N/A | N/A | N/A | Available | N/A | N/A | http://www.daikin.com.au/ | http://www.daikin.com.au | N/A |  |  | AAC6522 | Yes | Variable output compressor | Inverter | No | - | 8500 | 2.49 | - | 1000 | 4250 | No | - | - | - | 2275.86 | 9154.5 | No | 914 | 4577.25 | No | - | - | 9000 | 2.41 | 940 | 4500 | No | - | - | Yes | 3000 | 8400 | No | - | - | No | - | - | - | - | - | No | - | - | No | - | - | No | - | - | 67 | 66 | 3.792 | 3.773 | 4.264 | 4.776 | 4.538 | 4.588 | 591 | 906 | 2570 | 1266 | 1578 | 3444 | 2 | 2 | 2.5 | 3.582 | 3.995 | 4.398 | 3.8 | 4.153 | 4.398 | 3319 | 1269 | 215 | 1080 | 578 | 142 | 2 | 2 | 2.5 | No | - | - | - | - | N/A | N/A | N/A | 17.168 | 3.3359 | 3.6466
[SEER Non Multi-Split <=65kW] GEMS (Air Conditioners up to 65kW) Determination 2019 | MEPS 2019 | AS/NZS 3823.1.1:2012 | RXV85LVMA / FTXV85LVMA |  | N/A | DAIKIN | 2.25 | Non Ducted | Single Split System | Wall Hung | Air | Air | Thailand | 2.49 | 6.25 | 8.5 | N/A | 2.9061 | 8.512 | 2.929 | N/A | 2.41 | 9 | Calorimeter Room | 3.5083 | 3.7862 | Yes | - | N/A | 23.744 | 20.308 | N/A | N/A | N/A | N/A | N/A | 3.3984 | 3.6816 | N/A | N/A | 2.2968 | 2.8631 | 2 | 2.5 | Calorimeter Room | Single | R32 | Australia,New Zealand | 136968 | 2026-04-08 |  | Approved | Reverse Cycle | N/A | No | Class 9 | Yes | N/A | Yes | N/A | N/A | N/A | BRP070A42 | 3.5083 | Available | N/A | N/A | http://www.daikin.com.au/ | http://www.daikin.com.au | Yes |  | https://reg.energyrating.gov.au/static/common/images/star_ratings_2014/aircon_rating_2_2.5.png | AAC5878 | Yes | Variable output compressor | Inverter | No | - | 8500 | 2.49 | - | 1000 | 4250 | No | - | - | - | 2275.86 | 9154.5 | No | 914 | 4577.25 | No | - | - | 9000 | 2.41 | 940 | 4500 | No | - | - | Yes | 3000 | 8400 | No | - | - | No | - | - | - | - | - | No | - | - | No | - | - | No | - | - | 67 | 66 | 3.885 | 3.845 | 4.291 | 4.828 | 4.578 | 4.606 | 582 | 895 | 2560 | 1258 | 1570 | 3436 | 2 | 2 | 2.5 | 3.582 | 3.995 | 4.398 | 3.8 | 4.153 | 4.398 | 3313 | 1262 | 208 | 1074 | 573 | 137 | 2 | 2 | 2.5 | No | - | - | - | - | N/A | N/A | N/A | 14.475 | 3.3479 | 3.6601
[SEER Non Multi-Split <=65kW] GEMS (Air Conditioners up to 65kW) Determination 2019 | MEPS 2019 | AS/NZS 3823.1.1:2012 | RXV90WVMA / FTXV90WVMA |  | N/A | DAIKIN | N/A | Non Ducted | Single Split System | Wall Hung | Air | Air | Thailand | 2.65 | N/A | 9 | N/A | N/A | N/A | N/A | N/A | 3.15 | 10.3 | Calorimeter Room | 3.6688 | 3.3198 | N/A | - | N/A | N/A | N/A | N/A | N/A | N/A | N/A | N/A | N/A | N/A | N/A | N/A | N/A | N/A | N/A | N/A | N/A | Single | R32 | Australia,New Zealand | 147738 | 2027-07-24 |  | Approved | Reverse Cycle | N/A | Yes | Class 9 | Yes | N/A | N/A | N/A | N/A | N/A | N/A | N/A | Available | N/A | N/A | http://www.daikin.com.au/ | http://www.daikin.com.au | N/A |  |  | AAC6835 | Yes | Variable output compressor | Inverter | No | - | 9000 | 2.65 | - | 930 | 4500 | No | - | - | - | 2422.1 | 9693 | Yes | 800 | 4847 | No | - | - | 10300 | 3.15 | 1150 | 5150 | No | - | - | Yes | 3600 | 8700 | No | - | - | No | - | - | - | - | - | No | - | - | No | - | - | No | - | - | 69 | 66 | 4.903 | 4.66 | 4.986 | 6.293 | 5.704 | 5.466 | 505 | 803 | 2354 | 1036 | 1350 | 3082 | 3 | 3 | 3 | 3.152 | 3.614 | 4.103 | 3.418 | 3.814 | 4.11 | 4277 | 1560 | 222 | 1338 | 686 | 141 | 1.5 | 2 | 2.5 | No | - | - | - | - | N/A | N/A | N/A | 4.7 | 3.376 | 3.2534
[SEER Non Multi-Split <=65kW] GEMS (Air Conditioners up to 65kW) Determination 2019 | MEPS 2019 | AS/NZS 3823.1.1:2012 | RXV95L2VMA / FTXV95L2VMA |  | N/A | DAIKIN | N/A | Non Ducted | Single Split System | Wall Hung | Air | Air | Thailand | 2.79 | N/A | 9.4 | N/A | N/A | N/A | N/A | N/A | 3.07 | 10.3 | Calorimeter Room | 3.4548 | 3.3894 | N/A | - | N/A | N/A | N/A | N/A | N/A | N/A | N/A | N/A | N/A | N/A | N/A | N/A | N/A | N/A | N/A | N/A | N/A | Single | R32 | Australia,New Zealand | 144605 | 2027-03-01 |  | Approved | Reverse Cycle | N/A | Yes | Class 9 | Yes | N/A | N/A | N/A | N/A | N/A | N/A | N/A | Available | N/A | N/A | http://www.daikin.com.au/ | http://www.daikin.com.au | N/A |  |  | AAC6541 | Yes | Variable output compressor | Inverter | No | - | 9400 | 2.79 | - | 1080 | 4700 | No | - | - | - | 2550.06 | 10123.8 | No | 987.12 | 5061.9 | No | - | - | 10300 | 3.07 | 1120 | 5150 | No | - | - | Yes | 3540 | 8700 | No | - | - | No | - | - | - | - | - | No | - | - | No | - | - | No | - | - | 69 | 66 | 3.775 | 3.757 | 4.283 | 4.822 | 4.578 | 4.626 | 653 | 1001 | 2824 | 1383 | 1726 | 3772 | 2 | 2 | 2.5 | 3.221 | 3.705 | 4.213 | 3.497 | 3.913 | 4.22 | 4222 | 1565 | 257 | 1342 | 702 | 171 | 1.5 | 2 | 2.5 | No | - | - | - | - | N/A | N/A | N/A | 20.902 | 3.286 | 3.2796
[SEER Non Multi-Split <=65kW] GEMS (Air Conditioners up to 65kW) Determination 2019 | MEPS 2019 | AS/NZS 3823.1.1:2012 | RXV95LVMA / FTXV95LVMA |  | N/A | DAIKIN | 2.5 | Non Ducted | Single Split System | Wall Hung | Air | Air | Thailand | 2.79 | 6.9 | 9.4 | N/A | 2.5936 | 8.857 | 3.415 | N/A | 3.07 | 10.3 | Calorimeter Room | 3.4548 | 3.3894 | Yes | - | N/A | 23.774 | 20.308 | N/A | N/A | N/A | N/A | N/A | 3.3561 | 3.3151 | N/A | N/A | 2.2123 | 2.1302 | 2 | 2 | Calorimeter Room | Single | R32 | Australia,New Zealand | 136969 | 2026-04-09 |  | Approved | Reverse Cycle | N/A | No | Class 9 | Yes | N/A | Yes | N/A | N/A | N/A | BRP070A42 | 3.4548 | Available | N/A | N/A | http://www.daikin.com.au/ | http://www.daikin.com.au | Yes |  | https://reg.energyrating.gov.au/static/common/images/star_ratings_2014/aircon_rating_2_2.png | AAC5885 | Yes | Variable output compressor | Inverter | No | - | 9400 | 2.79 | - | 1080 | 4700 | No | - | - | - | 2550.06 | 10123.8 | No | 987.12 | 5061.9 | No | - | - | 10300 | 3.07 | 1120 | 5150 | No | - | - | Yes | 3540 | 8700 | No | - | - | No | - | - | - | - | - | No | - | - | No | - | - | No | - | - | 69 | 66 | 3.979 | 3.915 | 4.344 | 4.937 | 4.666 | 4.666 | 631 | 976 | 2800 | 1363 | 1706 | 3753 | 2 | 2 | 2.5 | 3.221 | 3.705 | 4.213 | 3.497 | 3.913 | 4.22 | 4208 | 1548 | 241 | 1328 | 689 | 158 | 1.5 | 2 | 2.5 | No | - | - | - | - | N/A | N/A | N/A | 14.475 | 3.3111 | 3.3024
[SEER Multi-Split <=65kW] GEMS (Air Conditioners up to 65kW) Determination 2019 | MEPS 2019 | AS/NZS 3823.1.4:2012 | RXYMQ3A2V4A |  | N/A | DAIKIN | N/A | Non Ducted | vrf | N/A | Air | Air | Thailand | 2.522 | N/A | 9 | N/A | N/A | N/A | N/A | N/A | 2.354 | 10 | Enthalpy Test Room | 3.491 | 4.0538 | N/A | - | N/A | N/A | N/A | N/A | N/A | N/A | N/A | N/A | N/A | N/A | N/A | N/A | N/A | N/A | N/A | N/A | N/A | Single | R410A | Australia,New Zealand | 144624 | 2027-02-27 |  | Approved | Reverse Cycle | N/A | Yes | Class 19 | Yes | N/A | N/A | N/A | N/A | N/A | N/A | N/A | Available | N/A | N/A | http://www.daikin.com.au/ | http://www.daikin.com.au | N/A |  |  | AAC6520 | Yes | Variable output compressor | Inverter | No | - | 9000 | 2.522 | - | 790 | 4500 | No | - | - | - | 2305.108 | 9693 | No | 722.06 | 4846.5 | No | - | - | 10000 | 2.354 | 843 | 5000 | No | - | - | Yes | 2884 | 10000 | No | - | - | No | - | - | - | - | - | No | - | - | No | - | - | No | - | - | N/A | 69 | 3.048 | 3.221 | 4.522 | 4.884 | 4.761 | 5.185 | 679 | 1001 | 2440 | 1208 | 1488 | 3122 | 1.5 | 1.5 | 3 | 4.374 | 4.842 | 5.43 | 4.666 | 5.09 | 5.441 | 3136 | 1301 | 323 | 1085 | 632 | 234 | 2.5 | 3 | 3.5 | N/A | N/A | N/A | N/A | N/A | N/A | N/A | N/A | 67.547 | 3.2724 | 3.8725
[SEER Multi-Split <=65kW] GEMS (Air Conditioners up to 65kW) Determination 2019 | N/A | JIS B 8615-1 | RXYMQ3AV |  | N/A | DAIKIN | 1.09 | Non Ducted | Multiple split - VRF | N/A | Air | Air | Thailand | 2.52 | 7.91 | 9 | N/A | 0 | - | - | N/A | 2.35 | 10 | Enthalpy Test Room | 3.491 | 4.0538 | Yes | - | N/A | 59 | 66 | 0 | 0 | N/A | N/A | N/A | 3.2318 | 3.7064 | N/A | N/A | N/A | N/A | N/A | N/A | Calorimeter Room | Single | R410A | Australia,Fiji,New Zealand | 124762 | 2025-01-15 |  | Approved | Reverse Cycle | N/A | No | Class 19 | No | N/A | Yes | - | - | - | EC11095 | 3.491 | Available | N/A | N/A | http://www.daikin.com.au/ | http://www.daikin.com.au | Yes |  |  | AAC4276 | N/A | Variable output compressor,Thermostatic expansion value,Variable speed fan systems | Inverter | N/A | N/A | N/A | 2.52 | N/A | N/A | N/A | N/A | N/A | N/A | N/A | N/A | N/A | N/A | N/A | N/A | N/A | N/A | N/A | N/A | 2.35 | N/A | N/A | N/A | N/A | N/A | N/A | N/A | N/A | N/A | N/A | N/A | N/A | N/A | N/A | N/A | N/A | N/A | N/A | N/A | N/A | N/A | N/A | N/A | N/A | N/A | N/A | N/A | N/A | N/A | N/A | N/A | N/A | N/A | N/A | N/A | N/A | N/A | N/A | N/A | N/A | N/A | N/A | N/A | N/A | N/A | N/A | N/A | N/A | N/A | N/A | N/A | N/A | N/A | N/A | N/A | N/A | N/A | N/A | N/A | N/A | N/A | N/A | N/A | N/A | N/A | N/A | N/A | 3.3095 | 3.8864
[SEER Multi-Split <=65kW] GEMS (Air Conditioners up to 65kW) Determination 2019 | MEPS 2019 | AS/NZS 3823.1.4:2012 | RXYMQ4A2V4A |  | N/A | DAIKIN | N/A | Non Ducted | vrf | N/A | Air | Air | Thailand | 3.04 | N/A | 11.2 | N/A | N/A | N/A | N/A | N/A | 2.75 | 12.5 | Enthalpy Test Room | 3.5685 | 4.3481 | N/A | - | N/A | N/A | N/A | N/A | N/A | N/A | N/A | N/A | N/A | N/A | N/A | N/A | N/A | N/A | N/A | N/A | N/A | Single | R410A | Australia,New Zealand | 144625 | 2027-02-28 |  | Approved | Reverse Cycle | N/A | Yes | Class 20 | Yes | N/A | N/A | N/A | N/A | N/A | N/A | N/A | Available | N/A | N/A | http://www.daikin.com.au/ | http://www.daikin.com.au | N/A |  |  | AAC6533 | Yes | Variable output compressor | Inverter | No | - | 11200 | 3.04 | - | 979 | 5600 | No | - | - | - | 2778.56 | 12062.4 | No | 894.806 | 6031.2 | No | - | - | 12500 | 2.75 | 1106 | 6250 | No | - | - | Yes | 2695 | 10400 | No | - | - | No | - | - | - | - | - | No | - | - | No | - | - | No | - | - | N/A | 70 | 3.295 | 3.452 | 4.696 | 5.117 | 4.965 | 5.334 | 796 | 1181 | 2947 | 1453 | 1795 | 3797 | 1.5 | 1.5 | 3 | 4.141 | 4.731 | 5.198 | 4.411 | 4.907 | 5.194 | 4100 | 1624 | 380 | 1397 | 786 | 271 | 2.5 | 3 | 3.5 | N/A | N/A | N/A | N/A | N/A | N/A | N/A | N/A | 71.392 | 3.4133 | 4.1788
[SEER Multi-Split <=65kW] GEMS (Air Conditioners up to 65kW) Determination 2019 | N/A | JIS B 8615-1 | RXYMQ4AV |  | N/A | DAIKIN | 1 | Non Ducted | Multiple split - VRF | N/A | Air | Air | Thailand | 3.04 | 10.2 | 11.2 | N/A | 0 | - | - | N/A | 2.75 | 12.5 | Enthalpy Test Room | 3.5685 | 4.3481 | Yes | - | N/A | 59 | 66 | 0 | 0 | N/A | N/A | N/A | 3.35 | 4.0221 | N/A | N/A | N/A | N/A | N/A | N/A | Calorimeter Room | Single | R410A | Australia,Fiji,New Zealand | 124763 | 2025-01-14 |  | Approved | Reverse Cycle | N/A | No | Class 20 | No | N/A | Yes | - | - | - | EC11095 | 3.5685 | Available | N/A | N/A | http://www.daikin.com.au/ | http://www.daikin.com.au | Yes |  |  | AAC4277 | N/A | Variable output compressor,Thermostatic expansion value,Variable speed fan systems | Inverter | N/A | N/A | N/A | 3.04 | N/A | N/A | N/A | N/A | N/A | N/A | N/A | N/A | N/A | N/A | N/A | N/A | N/A | N/A | N/A | N/A | 2.75 | N/A | N/A | N/A | N/A | N/A | N/A | N/A | N/A | N/A | N/A | N/A | N/A | N/A | N/A | N/A | N/A | N/A | N/A | N/A | N/A | N/A | N/A | N/A | N/A | N/A | N/A | N/A | N/A | N/A | N/A | N/A | N/A | N/A | N/A | N/A | N/A | N/A | N/A | N/A | N/A | N/A | N/A | N/A | N/A | N/A | N/A | N/A | N/A | N/A | N/A | N/A | N/A | N/A | N/A | N/A | N/A | N/A | N/A | N/A | N/A | N/A | N/A | N/A | N/A | N/A | N/A | N/A | 3.4574 | 4.2044
[SEER Multi-Split <=65kW] GEMS (Air Conditioners up to 65kW) Determination 2019 | N/A | JIS B 8615-1 | RXYMQ5AV |  | N/A | DAIKIN | 1.14 | Non Ducted | Multiple split - VRF | N/A | Air | Air | Thailand | 4.12 | 12.86 | 14 | N/A | 0 | - | - | N/A | 3.22 | 14 | Enthalpy Test Room | 3.2493 | 4.3247 | Yes | - | N/A | 52 | 59 | 0 | 0 | N/A | N/A | N/A | 3.1156 | 4.0646 | N/A | N/A | N/A | N/A | N/A | N/A | Calorimeter Room | Single | R410A | Australia,Fiji,New Zealand | 124764 | 2025-01-14 |  | Approved | Reverse Cycle | N/A | No | Class 20 | No | N/A | Yes | - | - | - | EC10279 | 3.2493 | Available | N/A | N/A | http://www.daikin.com.au/ | http://www.daikin.com.au | Yes |  |  | AAC4278 | N/A | Variable output compressor,Thermostatic expansion value,Variable speed fan systems | Inverter | N/A | N/A | N/A | 4.12 | N/A | N/A | N/A | N/A | N/A | N/A | N/A | N/A | N/A | N/A | N/A | N/A | N/A | N/A | N/A | N/A | 3.22 | N/A | N/A | N/A | N/A | N/A | N/A | N/A | N/A | N/A | N/A | N/A | N/A | N/A | N/A | N/A | N/A | N/A | N/A | N/A | N/A | N/A | N/A | N/A | N/A | N/A | N/A | N/A | N/A | N/A | N/A | N/A | N/A | N/A | N/A | N/A | N/A | N/A | N/A | N/A | N/A | N/A | N/A | N/A | N/A | N/A | N/A | N/A | N/A | N/A | N/A | N/A | N/A | N/A | N/A | N/A | N/A | N/A | N/A | N/A | N/A | N/A | N/A | N/A | N/A | N/A | N/A | N/A | 3.259 | 4.0943
[SEER Multi-Split <=65kW] GEMS (Air Conditioners up to 65kW) Determination 2019 | MEPS 2019 | AS/NZS 3823.1.4:2012 | RXYMQ5B2VM |  | N/A | DAIKIN | N/A | Non Ducted | vrf | N/A | Air | Air | Thailand | 3.97 | N/A | 14 | N/A | N/A | N/A | N/A | N/A | 3.18 | 14 | Enthalpy Test Room | 3.3647 | 4.6928 | N/A | - | N/A | N/A | N/A | N/A | N/A | N/A | N/A | N/A | N/A | N/A | N/A | N/A | N/A | N/A | N/A | N/A | N/A | Single | R410A | Australia,New Zealand | 144626 | 2027-02-27 |  | Approved | Reverse Cycle | N/A | Yes | Class 20 | Yes | N/A | N/A | N/A | N/A | N/A | N/A | N/A | Available | N/A | N/A | http://www.daikin.com.au/ | http://www.daikin.com.au | N/A |  |  | AAC6519 | Yes | Variable output compressor | Inverter | No | - | 14000 | 3.97 | - | 1270 | 7000 | No | - | - | - | 3628.58 | 15078 | No | 1160.78 | 7539 | No | - | - | 14000 | 3.18 | 1490 | 7000 | No | - | - | Yes | 4970 | 14000 | No | - | - | No | - | - | - | - | - | No | - | - | No | - | - | No | - | - | N/A | 74 | 4.005 | 4.015 | 4.861 | 5.572 | 5.283 | 5.377 | 879 | 1350 | 3659 | 1742 | 2187 | 4794 | 2.5 | 2.5 | 3 | 3.798 | 4.157 | 4.349 | 3.907 | 4.198 | 4.329 | 4916 | 1951 | 385 | 1675 | 931 | 264 | 2 | 2.5 | 2.5 | N/A | N/A | N/A | N/A | N/A | N/A | N/A | N/A | 46.154 | 3.3931 | 4.1966
[SEER Multi-Split <=65kW] GEMS (Air Conditioners up to 65kW) Determination 2019 | MEPS 2019 | AS/NZS 3823.1.4:2012 | RXYMQ5BVM |  | N/A | DAIKIN | N/A | Non Ducted | vrf | N/A | Air | Air | Thailand | 3.97 | N/A | 14 | N/A | N/A | N/A | N/A | N/A | 3.18 | 14 | Enthalpy Test Room | 3.3647 | 4.6928 | N/A | - | N/A | N/A | N/A | N/A | N/A | N/A | N/A | N/A | N/A | N/A | N/A | N/A | N/A | N/A | N/A | N/A | N/A | Single | R410A | Australia,New Zealand | 133706 | 2025-11-13 |  | Approved | Reverse Cycle | N/A | Yes | Class 20 | Yes | N/A | N/A | N/A | N/A | N/A | N/A | N/A | Available | N/A | N/A | http://www.daikin.com.au/ | http://www.daikin.com.au | N/A |  |  | AAC5487 | Yes | Variable output compressor | Inverter | No | - | 14000 | 3.97 | - | 1270 | 7000 | No | - | - | - | 3628.58 | 15078 | No | 1160.78 | 7539 | No | - | - | 14000 | 3.18 | 1490 | 7000 | No | - | - | Yes | 4970 | 14000 | No | - | - | No | - | - | - | - | - | No | - | - | No | - | - | No | - | - | N/A | 55 | 4.014 | 4.022 | 4.865 | 5.578 | 5.288 | 5.379 | 877 | 1349 | 3657 | 1741 | 2186 | 4793 | 2.5 | 2.5 | 3 | 3.798 | 4.157 | 4.349 | 3.907 | 4.198 | 4.329 | 4915 | 1950 | 384 | 1675 | 930 | 263 | 2 | 2.5 | 2.5 | N/A | N/A | N/A | N/A | N/A | N/A | N/A | N/A | 45.754 | 3.3942 | 4.1983
[SEER Multi-Split <=65kW] GEMS (Air Conditioners up to 65kW) Determination 2019 | N/A | JIS B 8615-1 | RXYMQ6AV |  | N/A | DAIKIN | 0.95 | Non Ducted | Multiple split - VRF | N/A | Air | Air | Thailand | 4.38 | 15.05 | 16 | N/A | 0 | - | - | N/A | 4.3 | 18 | Enthalpy Test Room | 3.625 | 3.9201 | Yes | - | N/A | 52 | 59 | 0 | 0 | N/A | N/A | N/A | 3.4819 | 3.7503 | N/A | N/A | N/A | N/A | N/A | N/A | Calorimeter Room | Single | R410A | Australia,Fiji,New Zealand | 124765 | 2025-01-15 |  | Approved | Reverse Cycle | N/A | No | Class 20 | No | N/A | Yes | - | - | - | EC10279 | 3.625 | Available | N/A | N/A | http://www.daikin.com.au/ | http://www.daikin.com.au | Yes |  |  | AAC4279 | N/A | Variable output compressor,Thermostatic expansion value,Variable speed fan systems | Inverter | N/A | N/A | N/A | 4.38 | N/A | N/A | N/A | N/A | N/A | N/A | N/A | N/A | N/A | N/A | N/A | N/A | N/A | N/A | N/A | N/A | 4.3 | N/A | N/A | N/A | N/A | N/A | N/A | N/A | N/A | N/A | N/A | N/A | N/A | N/A | N/A | N/A | N/A | N/A | N/A | N/A | N/A | N/A | N/A | N/A | N/A | N/A | N/A | N/A | N/A | N/A | N/A | N/A | N/A | N/A | N/A | N/A | N/A | N/A | N/A | N/A | N/A | N/A | N/A | N/A | N/A | N/A | N/A | N/A | N/A | N/A | N/A | N/A | N/A | N/A | N/A | N/A | N/A | N/A | N/A | N/A | N/A | N/A | N/A | N/A | N/A | N/A | N/A | N/A | 3.512 | 4.0005
[SEER Multi-Split <=65kW] GEMS (Air Conditioners up to 65kW) Determination 2019 | MEPS 2019 | AS/NZS 3823.1.4:2012 | RXYMQ6B2VM |  | N/A | DAIKIN | N/A | Non Ducted | vrf | N/A | Air | Air | Thailand | 4.68 | N/A | 16 | N/A | N/A | N/A | N/A | N/A | 3.76 | 16 | Enthalpy Test Room | 3.2435 | 4.9257 | N/A | - | N/A | N/A | N/A | N/A | N/A | N/A | N/A | N/A | N/A | N/A | N/A | N/A | N/A | N/A | N/A | N/A | N/A | Single | R410A | Australia,New Zealand | 144627 | 2027-03-01 |  | Approved | Reverse Cycle | N/A | Yes | Class 20 | Yes | N/A | N/A | N/A | N/A | N/A | N/A | N/A | Available | N/A | N/A | http://www.daikin.com.au/ | http://www.daikin.com.au | N/A |  |  | AAC6538 | Yes | Variable output compressor | Inverter | No | - | 16000 | 4.68 | - | 1540 | 8000 | No | - | - | - | 4277.52 | 17232 | No | 1407.56 | 8616 | No | - | - | 16000 | 3.76 | 1720 | 8000 | No | - | - | Yes | 5920 | 16000 | No | - | - | No | - | - | - | - | - | No | - | - | No | - | - | No | - | - | N/A | 76 | 3.98 | 3.964 | 4.693 | 5.395 | 5.104 | 5.158 | 1026 | 1582 | 4352 | 2074 | 2605 | 5730 | 2 | 2 | 3 | 3.713 | 4.082 | 4.302 | 3.839 | 4.139 | 4.284 | 5730 | 2251 | 427 | 1933 | 1064 | 290 | 2 | 2.5 | 2.5 | N/A | N/A | N/A | N/A | N/A | N/A | N/A | N/A | 46.218 | 3.3084 | 4.0856
[SEER Multi-Split <=65kW] GEMS (Air Conditioners up to 65kW) Determination 2019 | MEPS 2019 | AS/NZS 3823.1.4:2012 | RXYMQ6BVM |  | N/A | DAIKIN | N/A | Non Ducted | vrf | N/A | Air | Air | Thailand | 4.68 | N/A | 16 | N/A | N/A | N/A | N/A | N/A | 3.76 | 16 | Enthalpy Test Room | 3.2435 | 4.9257 | N/A | - | N/A | N/A | N/A | N/A | N/A | N/A | N/A | N/A | N/A | N/A | N/A | N/A | N/A | N/A | N/A | N/A | N/A | Single | R410A | Australia,New Zealand | 133709 | 2025-11-06 |  | Approved | Reverse Cycle | N/A | No | Class 20 | No | N/A | N/A | N/A | N/A | N/A | N/A | N/A | Available | N/A | N/A | http://www.daikin.com.au/ | http://www.daikin.com.au | N/A |  |  | AAC5464 | Yes | Variable output compressor | Inverter | No | - | 16000 | 4.68 | - | 1540 | 8000 | No | - | - | - | 4277.52 | 17232 | No | 1407.56 | 8616 | No | - | - | 16000 | 3.76 | 1720 | 8000 | No | - | - | Yes | 5920 | 16000 | No | - | - | No | - | - | - | - | - | No | - | - | No | - | - | No | - | - | N/A | 55 | 3.988 | 3.97 | 4.696 | 5.4 | 5.108 | 5.16 | 1025 | 1581 | 4351 | 2072 | 2604 | 5728 | 2 | 2 | 3 | 3.713 | 4.082 | 4.302 | 3.839 | 4.139 | 4.284 | 5729 | 2250 | 426 | 1932 | 1063 | 289 | 2 | 2.5 | 2.5 | N/A | N/A | N/A | N/A | N/A | N/A | N/A | N/A | 45.818 | 3.3093 | 4.087
[SEER Multi-Split <=65kW] GEMS (Air Conditioners up to 65kW) Determination 2019 | N/A | JIS B 8615-1 | RXYMQ8AY |  | N/A | DAIKIN | 2.13 | Non Ducted | Multiple split - VRF | N/A | Air | Air | Thailand | 6.26 | 20.27 | 22.4 | N/A | 0 | - | - | N/A | 6.55 | 25 | Enthalpy Test Room | 3.4777 | 3.6345 | Yes | - | N/A | 57 | 64 | 0 | 0 | N/A | N/A | N/A | 3.3746 | 3.5207 | N/A | N/A | N/A | N/A | N/A | N/A | Calorimeter Room | Three | R410A | Australia,Fiji,New Zealand | 124766 | 2025-01-14 |  | Approved | Reverse Cycle | N/A | No | Class 20 | No | N/A | Yes | - | - | - | EB13039 | 3.4777 | Available | N/A | N/A | http://www.daikin.com.au/ | http://www.daikin.com.au | Yes |  |  | AAC4280 | N/A | Variable output compressor,Thermostatic expansion value,Variable speed fan systems | Inverter | N/A | N/A | N/A | 6.26 | N/A | N/A | N/A | N/A | N/A | N/A | N/A | N/A | N/A | N/A | N/A | N/A | N/A | N/A | N/A | N/A | 6.55 | N/A | N/A | N/A | N/A | N/A | N/A | N/A | N/A | N/A | N/A | N/A | N/A | N/A | N/A | N/A | N/A | N/A | N/A | N/A | N/A | N/A | N/A | N/A | N/A | N/A | N/A | N/A | N/A | N/A | N/A | N/A | N/A | N/A | N/A | N/A | N/A | N/A | N/A | N/A | N/A | N/A | N/A | N/A | N/A | N/A | N/A | N/A | N/A | N/A | N/A | N/A | N/A | N/A | N/A | N/A | N/A | N/A | N/A | N/A | N/A | N/A | N/A | N/A | N/A | N/A | N/A | N/A | 3.4714 | 3.6948
[SEER Multi-Split <=65kW] GEMS (Air Conditioners up to 65kW) Determination 2019 | N/A | JIS B 8615-1 | RXYMQ9AY |  | N/A | DAIKIN | 2.15 | Non Ducted | Multiple split - VRF | N/A | Air | Air | Thailand | 7.23 | 21.85 | 24 | N/A | 0 | - | - | N/A | 7.15 | 26 | Enthalpy Test Room | 3.222 | 3.4493 | Yes | - | N/A | 62 | 69 | 0 | 0 | N/A | N/A | N/A | 3.1308 | 3.3413 | N/A | N/A | N/A | N/A | N/A | N/A | Calorimeter Room | Three | R410A | Australia,Fiji,New Zealand | 124767 | 2025-01-15 |  | Approved | Reverse Cycle | N/A | No | Class 20 | No | N/A | Yes | - | - | - | EB13039 | 3.222 | Available | N/A | N/A | http://www.daikin.com.au/ | http://www.daikin.com.au | Yes |  |  | AAC4281 | N/A | Variable output compressor,Thermostatic expansion value,Variable speed fan systems | Inverter | N/A | N/A | N/A | 7.23 | N/A | N/A | N/A | N/A | N/A | N/A | N/A | N/A | N/A | N/A | N/A | N/A | N/A | N/A | N/A | N/A | 7.15 | N/A | N/A | N/A | N/A | N/A | N/A | N/A | N/A | N/A | N/A | N/A | N/A | N/A | N/A | N/A | N/A | N/A | N/A | N/A | N/A | N/A | N/A | N/A | N/A | N/A | N/A | N/A | N/A | N/A | N/A | N/A | N/A | N/A | N/A | N/A | N/A | N/A | N/A | N/A | N/A | N/A | N/A | N/A | N/A | N/A | N/A | N/A | N/A | N/A | N/A | N/A | N/A | N/A | N/A | N/A | N/A | N/A | N/A | N/A | N/A | N/A | N/A | N/A | N/A | N/A | N/A | N/A | 3.226 | 3.5215
[SEER Multi-Split <=65kW] GEMS (Air Conditioners up to 65kW) Determination 2019 | MEPS 2019 | AS/NZS 3823.1.4:2012 | RXYQ10AYM |  | N/A | DAIKIN | 0.45 | Non Ducted | vrf | N/A | Air | Air | Thailand | 7.03 | 14.99 | 28 | N/A | N/A | N/A | N/A | N/A | 7.42 | 31.5 | Enthalpy Test Room | 3.6637 | 4.2604 | Yes | - | N/A | 52 | 59 | N/A | N/A | N/A | N/A | N/A | 4.0379 | 4.3097 | N/A | N/A | N/A | N/A | N/A | N/A | Calorimeter Room | Three | R410A | Australia,New Zealand | 153041 | 2028-03-28 |  | Approved | Reverse Cycle | N/A | No | Class 20 | No | N/A | Yes | N/A | N/A | N/A | DTA104A61 | 4.2325 | Available | N/A | N/A | http://www.daikin.com.au/ | http://www.daikin.com.au | Yes |  |  | AAC7382 | Yes | Variable output compressor | Inverter | No | - | 28000 | 7.03 | - | 2602 | 14000 | No | - | - | - | 6425.42 | 30156 | Yes | 2289 | 14000 | No | - | - | 31500 | 7.42 | 4557 | 15750 | No | - | - | Yes | 13755 | 30100 | No | - | - | No | - | - | - | - | - | No | - | - | No | - | - | No | - | - | N/A | 78 | 4.402 | 4.4 | 5.035 | 5.658 | 5.387 | 5.421 | 1659 | 2536 | 7146 | 3502 | 4359 | 9580 | 2.5 | 2.5 | 3.5 | 3.034 | 3.301 | 3.238 | 3.017 | 3.203 | 3.2 | 13683 | 5335 | 959 | 4722 | 2581 | 633 | 1.5 | 1.5 | 1.5 | N/A | N/A | N/A | N/A | N/A | N/A | N/A | N/A | 57.2 | 3.8763 | 4.1375
[SEER Multi-Split <=65kW] GEMS (Air Conditioners up to 65kW) Determination 2019 | MEPS 2019 | AS/NZS 3823.1.4:2012 | RXYQ10BYM |  | N/A | DAIKIN | N/A | Non Ducted | vrf | N/A | Air | Air | Thailand | 7.086 | N/A | 28 | N/A | N/A | N/A | N/A | N/A | 7.262 | 31.5 | Enthalpy Test Room | 3.7569 | 4.1179 | N/A | - | N/A | N/A | N/A | N/A | N/A | N/A | N/A | N/A | N/A | N/A | N/A | N/A | N/A | N/A | N/A | N/A | N/A | Three | R410A | Australia,New Zealand | 153734 | 2028-04-26 |  | Approved | Reverse Cycle | N/A | Yes | Class 20 | Yes | N/A | N/A | N/A | N/A | N/A | N/A | N/A | Available | N/A | N/A | http://www.daikin.com.au/ | http://www.daikin.com.au | N/A |  |  | AAC7452 | Yes | Variable output compressor | Inverter | No | - | 28000 | 7.086 | - | 2599 | 14000 | No | - | - | - | 6476.604 | 30156 | Yes | 2048 | 14000 | No | - | - | 31500 | 7.262 | 3250 | 15750 | No | - | - | Yes | 10629 | 24724 | No | - | - | No | - | - | - | - | - | No | - | - | No | - | - | No | - | - | N/A | 79 | 4.539 | 4.551 | 5.429 | 6.903 | 6.243 | 6.176 | 1570 | 2405 | 6577 | 2816 | 3713 | 8363 | 3 | 3 | 3.5 | 3.326 | 3.99 | 4.478 | 3.642 | 4.127 | 4.462 | 12528 | 4481 | 772 | 3964 | 2062 | 519 | 1.5 | 2 | 2.5 | N/A | N/A | N/A | N/A | N/A | N/A | N/A | N/A | 73 | 3.8185 | 4.1951
[SEER Multi-Split <=65kW] GEMS (Air Conditioners up to 65kW) Determination 2019 | MEPS 2019 | AS/NZS 3823.1.4:2012 | RXYQ12AYM |  | N/A | DAIKIN | 0.45 | Non Ducted | vrf | N/A | Air | Air | Thailand | 8.928 | 14.99 | 33.5 | N/A | N/A | N/A | N/A | N/A | 9.138 | 37.5 | Enthalpy Test Room | 3.6261 | 3.9561 | Yes | - | N/A | 52 | 59 | N/A | N/A | N/A | N/A | N/A | 4.0379 | 4.3097 | N/A | N/A | N/A | N/A | N/A | N/A | Calorimeter Room | Three | R410A | Australia,New Zealand | 153042 | 2028-03-29 |  | Approved | Reverse Cycle | N/A | No | Class 20 | No | N/A | Yes | N/A | N/A | N/A | DTA104A61 | 4.2325 | Available | N/A | N/A | http://www.daikin.com.au/ | http://www.daikin.com.au | Yes |  |  | AAC7396 | Yes | Variable output compressor | Inverter | No | No | 33500 | 8.928 | - | 3253 | 16750 | No | - | - | - | 8160.192 | 36079.5 | Yes | 2790 | 16750 | No | - | - | 37500 | 9.138 | 6686 | 18750 | No | - | - | Yes | 14381 | 29413 | No | - | - | No | - | - | - | - | - | No | - | - | No | - | - | No | - | - | N/A | - | 4.402 | 4.36 | 4.928 | 5.751 | 5.393 | 5.35 | 2003 | 3085 | 8759 | 4137 | 5227 | 11634 | 2.5 | 2.5 | 3 | 2.489 | 2.731 | 2.648 | 2.48 | 2.602 | 2.606 | 19804 | 7617 | 1339 | 6792 | 3732 | 878 | 0.5 | 1 | 1 | N/A | N/A | N/A | N/A | N/A | N/A | N/A | N/A | 60.3 | 3.6685 | 4.0142
[SEER Multi-Split <=65kW] GEMS (Air Conditioners up to 65kW) Determination 2019 | MEPS 2019 | AS/NZS 3823.1.4:2012 | RXYQ12BYM |  | N/A | DAIKIN | N/A | Non Ducted | vrf | N/A | Air | Air | Thailand | 9.031 | N/A | 33.5 | N/A | N/A | N/A | N/A | N/A | 9.997 | 37.5 | Enthalpy Test Room | 3.4903 | 3.6213 | N/A | - | N/A | N/A | N/A | N/A | N/A | N/A | N/A | N/A | N/A | N/A | N/A | N/A | N/A | N/A | N/A | N/A | N/A | Three | R410A | Australia,New Zealand | 153736 | 2028-04-26 |  | Approved | Reverse Cycle | N/A | Yes | Class 20 | Yes | N/A | N/A | N/A | N/A | N/A | N/A | N/A | Available | N/A | N/A | http://www.daikin.com.au/ | http://www.daikin.com.au | N/A |  |  | AAC7450 | Yes | Variable output compressor | Inverter | No | No | 33500 | 9.031 | - | 3249 | 16750 | No | - | - | - | 8254.334 | 36079.5 | Yes | 2525 | 16750 | No | - | - | 37500 | 9.997 | 4020 | 18750 | No | - | - | Yes | 13443 | 26352 | No | - | - | No | - | - | - | - | - | No | - | - | No | - | - | No | - | - | N/A | - | 4.522 | 4.488 | 5.269 | 6.92 | 6.167 | 6.02 | 1907 | 2946 | 8138 | 3380 | 4518 | 10289 | 3 | 2.5 | 3.5 | 2.605 | 3.169 | 4.29 | 2.954 | 3.658 | 4.287 | 18970 | 6632 | 928 | 5758 | 2728 | 618 | 1 | 1.5 | 2.5 | N/A | N/A | N/A | N/A | N/A | N/A | N/A | N/A | 78 | 3.6042 | 3.6547
[SEER Multi-Split <=65kW] GEMS (Air Conditioners up to 65kW) Determination 2019 | MEPS 2019 | AS/NZS 3823.1.4:2012 | RXYQ14AYM |  | N/A | DAIKIN | 0.45 | Non Ducted | vrf | N/A | Air | Air | Thailand | 10.966 | 14.99 | 40 | N/A | N/A | N/A | N/A | N/A | 11.266 | 45 | Enthalpy Test Room | 3.553 | 3.8169 | Yes | - | N/A | 52 | 59 | N/A | N/A | N/A | N/A | N/A | 4.0379 | 4.3097 | N/A | N/A | N/A | N/A | N/A | N/A | Calorimeter Room | Three | R410A | Australia,New Zealand | 153044 | 2028-03-29 |  | Approved | Reverse Cycle | N/A | No | Class 21 | No | N/A | Yes | N/A | N/A | N/A | DTA104A61 | 4.2325 | Available | N/A | N/A | http://www.daikin.com.au/ | http://www.daikin.com.au | Yes |  |  | AAC7395 | Yes | Variable output compressor | Inverter | No | No | 40000 | 10.966 | - | 4264 | 20000 | No | - | - | - | 10022.924 | 43080 | Yes | 3467 | 20000 | No | - | - | 45000 | 11.266 | 8363 | 22500 | No | - | - | Yes | 18758 | 35139 | No | - | - | No | - | - | - | - | - | No | - | - | No | - | - | No | - | - | N/A | - | 4.117 | 4.119 | 4.78 | 5.827 | 5.356 | 5.316 | 2517 | 3849 | 10731 | 4825 | 6238 | 13935 | 2.5 | 2.5 | 3 | 2.317 | 2.562 | 2.542 | 2.374 | 2.493 | 2.5 | 25573 | 9791 | 1722 | 8553 | 4715 | 1137 | 0.5 | 1 | 1 | N/A | N/A | N/A | N/A | N/A | N/A | N/A | N/A | 94.9 | 3.544 | 3.8837
[SEER Multi-Split <=65kW] GEMS (Air Conditioners up to 65kW) Determination 2019 | MEPS 2019 | AS/NZS 3823.1.4:2012 | RXYQ14BYM |  | N/A | DAIKIN | N/A | Non Ducted | vrf | N/A | Air | Air | Thailand | 11.093 | N/A | 40 | N/A | N/A | N/A | N/A | N/A | 11.388 | 45 | Enthalpy Test Room | 3.396 | 3.7506 | N/A | - | N/A | N/A | N/A | N/A | N/A | N/A | N/A | N/A | N/A | N/A | N/A | N/A | N/A | N/A | N/A | N/A | N/A | Three | R410A | Australia,New Zealand | 153737 | 2028-04-29 |  | Approved | Reverse Cycle | N/A | Yes | Class 21 | Yes | N/A | N/A | N/A | N/A | N/A | N/A | N/A | Available | N/A | N/A | http://www.daikin.com.au/ | http://www.daikin.com.au | N/A |  |  | AAC7453 | Yes | Variable output compressor | Inverter | No | No | 40000 | 11.093 | - | 4069 | 20000 | No | - | - | - | 10139.002 | 43080 | Yes | 3103 | 20000 | No | - | - | 45000 | 11.388 | 4950 | 22500 | No | - | - | Yes | 16257 | 29755 | No | - | - | No | - | - | - | - | - | No | - | - | No | - | - | No | - | - | N/A | - | 4.192 | 4.205 | 5.077 | 6.731 | 5.972 | 5.882 | 2412 | 3699 | 10026 | 4099 | 5522 | 12524 | 2.5 | 2.5 | 3.5 | 2.488 | 3.058 | 4.195 | 2.846 | 3.247 | 4.183 | 23881 | 8310 | 1200 | 7221 | 3718 | 809 | 0.5 | 1.5 | 2.5 | N/A | N/A | N/A | N/A | N/A | N/A | N/A | N/A | 120 | 3.4787 | 3.8156
[SEER Multi-Split <=65kW] GEMS (Air Conditioners up to 65kW) Determination 2019 | MEPS 2019 | AS/NZS 3823.1.4:2012 | RXYQ16AYM |  | N/A | DAIKIN | 0.45 | Non Ducted | vrf | N/A | Air | Air | Thailand | 13.204 | 14.99 | 45 | N/A | N/A | N/A | N/A | N/A | 12.904 | 50 | Enthalpy Test Room | 3.2988 | 3.7147 | Yes | - | N/A | 52 | 59 | N/A | N/A | N/A | N/A | N/A | 4.0379 | 4.3097 | N/A | N/A | N/A | N/A | N/A | N/A | Calorimeter Room | Three | R410A | Australia,New Zealand | 153050 | 2028-03-29 |  | Approved | Reverse Cycle | N/A | No | Class 21 | No | N/A | Yes | N/A | N/A | N/A | DTA104A61 | 4.2325 | Available | N/A | N/A | http://www.daikin.com.au/ | http://www.daikin.com.au | Yes |  |  | AAC7394 | Yes | Variable output compressor | Inverter | No | No | 45000 | 13.204 | - | 4859 | 22500 | No | - | - | - | 12068.456 | 48465 | Yes | 4002 | 22500 | No | - | - | 50000 | 12.904 | 8953 | 25000 | No | - | - | Yes | 19383 | 38275 | No | - | - | No | - | - | - | - | - | No | - | - | No | - | - | No | - | - | N/A | - | 4.042 | 4.008 | 4.588 | 5.595 | 5.149 | 5.074 | 2909 | 4482 | 12611 | 5682 | 7327 | 16452 | 2.5 | 2.5 | 3 | 2.364 | 2.616 | 2.631 | 2.351 | 2.57 | 2.592 | 27834 | 10637 | 1839 | 9578 | 5073 | 1211 | 0.5 | 1 | 1 | N/A | N/A | N/A | N/A | N/A | N/A | N/A | N/A | 97.7 | 3.3249 | 3.7781
[SEER Multi-Split <=65kW] GEMS (Air Conditioners up to 65kW) Determination 2019 | MEPS 2019 | AS/NZS 3823.1.4:2012 | RXYQ16BYM |  | N/A | DAIKIN | N/A | Non Ducted | vrf | N/A | Air | Air | Thailand | 13.741 | N/A | 45 | N/A | N/A | N/A | N/A | N/A | 13.775 | 50 | Enthalpy Test Room | 3.1317 | 3.4671 | N/A | - | N/A | N/A | N/A | N/A | N/A | N/A | N/A | N/A | N/A | N/A | N/A | N/A | N/A | N/A | N/A | N/A | N/A | Three | R410A | Australia,New Zealand | 152267 | 2028-02-01 |  | Approved | Reverse Cycle | N/A | Yes | Class 21 | Yes | N/A | N/A | N/A | N/A | N/A | N/A | N/A | Available | N/A | N/A | http://www.daikin.com.au/ | http://www.daikin.com.au | N/A |  |  | AAC7247 | Yes | Variable output compressor | Inverter | No | No | 45000 | 13.741 | - | 4326 | 22500 | No | - | - | - | 12559.274 | 48465 | Yes | 3538 | 22500 | No | - | - | 50000 | 13.775 | 5340 | 25000 | No | - | - | Yes | 18950 | 33159 | No | - | - | No | - | - | - | - | - | No | - | - | No | - | - | No | - | - | N/A | - | 4.096 | 4.049 | 4.774 | 5.993 | 5.473 | 5.371 | 2811 | 4367 | 12046 | 5238 | 6829 | 15479 | 2.5 | 2.5 | 3 | 2.452 | 3.033 | 4.3 | 2.835 | 3.58 | 4.301 | 26902 | 9280 | 1283 | 8031 | 3752 | 860 | 0.5 | 1.5 | 2.5 | N/A | N/A | N/A | N/A | N/A | N/A | N/A | N/A | 123 | 3.1787 | 3.5234
[SEER Multi-Split <=65kW] GEMS (Air Conditioners up to 65kW) Determination 2019 | MEPS 2019 | AS/NZS 3823.1.4:2012 | RXYQ18AYM |  | N/A | DAIKIN | 0.45 | Non Ducted | vrf | N/A | Air | Air | Thailand | 15.642 | 14.99 | 50 | N/A | N/A | N/A | N/A | N/A | 15.242 | 56 | Enthalpy Test Room | 3.0758 | 3.6142 | Yes | - | N/A | 52 | 59 | N/A | N/A | N/A | N/A | N/A | 4.0379 | 4.3097 | N/A | N/A | N/A | N/A | N/A | N/A | Calorimeter Room | Three | R410A | Australia,New Zealand | 153052 | 2028-03-29 |  | Approved | Reverse Cycle | N/A | No | Class 21 | No | N/A | Yes | N/A | N/A | N/A | DTA104A61 | 4.2325 | Available | N/A | N/A | http://www.daikin.com.au/ | http://www.daikin.com.au | Yes |  |  | AAC7393 | Yes | Variable output compressor | Inverter | No | No | 50000 | 15.642 | - | 4830 | 25000 | No | - | - | - | 14296.788 | 53850 | Yes | 4155 | 25000 | No | - | - | 56000 | 15.242 | 10085 | 28000 | No | - | - | Yes | 19383 | 42300 | No | - | - | No | - | - | - | - | - | No | - | - | No | - | - | No | - | - | N/A | - | 4.146 | 4.052 | 4.595 | 5.532 | 5.146 | 5.03 | 3162 | 4945 | 14010 | 6404 | 8163 | 18459 | 2.5 | 2.5 | 3 | 2.392 | 2.609 | 2.61 | 2.358 | 2.558 | 2.575 | 30800 | 11921 | 2051 | 10677 | 5687 | 1346 | 0.5 | 1 | 1 | N/A | N/A | N/A | N/A | N/A | N/A | N/A | N/A | 100.4 | 3.1286 | 3.594
[SEER Multi-Split <=65kW] GEMS (Air Conditioners up to 65kW) Determination 2019 | MEPS 2019 | AS/NZS 3823.1.4:2012 | RXYQ18BYM |  | N/A | DAIKIN | N/A | Non Ducted | vrf | N/A | Air | Air | Thailand | 14.799 | N/A | 50 | N/A | N/A | N/A | N/A | N/A | 15.213 | 56 | Enthalpy Test Room | 3.3639 | 3.8854 | N/A | - | N/A | N/A | N/A | N/A | N/A | N/A | N/A | N/A | N/A | N/A | N/A | N/A | N/A | N/A | N/A | N/A | N/A | Three | R410A | Australia,New Zealand | 152268 | 2028-01-31 |  | Approved | Reverse Cycle | N/A | Yes | Class 21 | Yes | N/A | N/A | N/A | N/A | N/A | N/A | N/A | Available | N/A | N/A | http://www.daikin.com.au/ | http://www.daikin.com.au | N/A |  |  | AAC7242 | Yes | Variable output compressor | Inverter | No | No | 50000 | 14.799 | - | 4730 | 25000 | No | - | - | - | 13526.286 | 53850 | Yes | 3894 | 25000 | No | - | - | 56000 | 15.213 | 5910 | 28000 | No | - | - | Yes | 22050 | 37454 | No | - | - | No | - | - | - | - | - | No | - | - | No | - | - | No | - | - | N/A | - | 4.196 | 4.149 | 4.867 | 6.052 | 5.548 | 5.45 | 3059 | 4748 | 13142 | 5776 | 7498 | 16961 | 2.5 | 2.5 | 3 | 2.444 | 3.038 | 4.352 | 2.839 | 3.603 | 4.352 | 30212 | 10351 | 1402 | 8965 | 4158 | 938 | 0.5 | 1.5 | 2.5 | N/A | N/A | N/A | N/A | N/A | N/A | N/A | N/A | 129 | 3.2819 | 3.5785
[SEER Multi-Split <=65kW] GEMS (Air Conditioners up to 65kW) Determination 2019 | MEPS 2019 | AS/NZS 3823.1.4:2012 | RXYQ20AYM |  | N/A | DAIKIN | 0.45 | Non Ducted | vrf | N/A | Air | Air | Thailand | 18.08 | 14.99 | 56 | N/A | N/A | N/A | N/A | N/A | 18.08 | 63 | Enthalpy Test Room | 3.0314 | 3.5167 | Yes | - | N/A | 52 | 59 | N/A | N/A | N/A | N/A | N/A | 4.0379 | 4.3097 | N/A | N/A | N/A | N/A | N/A | N/A | Calorimeter Room | Three | R410A | Australia,New Zealand | 153053 | 2028-04-02 |  | Approved | Reverse Cycle | N/A | No | Class 21 | No | N/A | Yes | N/A | N/A | N/A | DTA104A61 | 4.2325 | Available | N/A | N/A | http://www.daikin.com.au/ | http://www.daikin.com.au | Yes |  |  | AAC7403 | Yes | Variable output compressor | Inverter | No | No | 56000 | 18.08 | - | 5933 | 28000 | No | - | - | - | 16525.12 | 60312 | Yes | 4801 | 28000 | No | - | - | 63000 | 18.08 | 11207 | 31500 | No | - | - | Yes | 24385 | 49186 | No | - | - | No | - | - | - | - | - | No | - | - | No | - | - | No | - | - | N/A | - | 4.128 | 4.02 | 4.551 | 5.856 | 5.28 | 5.093 | 3572 | 5601 | 15859 | 6775 | 8918 | 20428 | 2.5 | 2.5 | 3 | 2.358 | 2.589 | 2.635 | 2.432 | 2.565 | 2.603 | 35124 | 13498 | 2272 | 11643 | 6368 | 1486 | 0.5 | 1 | 1 | N/A | N/A | N/A | N/A | N/A | N/A | N/A | N/A | 106.4 | 3.0369 | 3.4166
[SEER Multi-Split <=65kW] GEMS (Air Conditioners up to 65kW) Determination 2019 | MEPS 2019 | AS/NZS 3823.1.4:2012 | RXYQ20BYM |  | N/A | DAIKIN | N/A | Non Ducted | vrf | N/A | Air | Air | Thailand | 17.454 | N/A | 56 | N/A | N/A | N/A | N/A | N/A | 17.348 | 63 | Enthalpy Test Room | 3.0971 | 3.6355 | N/A | - | N/A | N/A | N/A | N/A | N/A | N/A | N/A | N/A | N/A | N/A | N/A | N/A | N/A | N/A | N/A | N/A | N/A | Three | R410A | Australia,New Zealand | 153739 | 2028-04-29 |  | Approved | Reverse Cycle | N/A | Yes | Class 21 | Yes | N/A | N/A | N/A | N/A | N/A | N/A | N/A | Available | N/A | N/A | http://www.daikin.com.au/ | http://www.daikin.com.au | N/A |  |  | AAC7454 | Yes | Variable output compressor | Inverter | No | No | 56000 | 17.454 | - | 5582 | 28000 | No | - | - | - | 15952.956 | 60312 | Yes | 4408 | 28000 | No | - | - | 63000 | 17.348 | 6790 | 31500 | No | - | - | Yes | 26000 | 41655 | No | - | - | No | - | - | - | - | - | No | - | - | No | - | - | No | - | - | N/A | - | 4.218 | 4.134 | 4.82 | 6.363 | 5.674 | 5.492 | 3429 | 5365 | 14893 | 6161 | 8225 | 18873 | 2.5 | 2.5 | 3 | 2.364 | 2.948 | 4.263 | 2.757 | 3.178 | 4.262 | 35095 | 11961 | 1574 | 10351 | 5241 | 1048 | 0.5 | 1 | 2.5 | N/A | N/A | N/A | N/A | N/A | N/A | N/A | N/A | 134 | 3.1273 | 3.5391
[SEER Multi-Split <=65kW] GEMS (Air Conditioners up to 65kW) Determination 2019 | MEPS 2019 | AS/NZS 3823.1.4:2012 | RXYQ22BYM |  | N/A | DAIKIN | N/A | Non Ducted | vrf | N/A | Air | Air | Thailand | 19.21 | N/A | 61.5 | N/A | N/A | N/A | N/A | N/A | 19.982 | 69 | Enthalpy Test Room | 3.1684 | 3.2951 | N/A | - | N/A | N/A | N/A | N/A | N/A | N/A | N/A | N/A | N/A | N/A | N/A | N/A | N/A | N/A | N/A | N/A | N/A | Three | R410A | Australia,New Zealand | 152275 | 2028-02-01 |  | Approved | Reverse Cycle | N/A | Yes | Class 21 | Yes | N/A | N/A | N/A | N/A | N/A | N/A | N/A | Available | N/A | N/A | http://www.daikin.com.au/ | http://www.daikin.com.au | N/A |  |  | AAC7249 | Yes | Variable output compressor | Inverter | No | No | 61500 | 19.21 | - | 6400 | 30750 | No | - | - | - | 17557.94 | 66235.5 | Yes | 5300 | 30750 | No | - | - | 69000 | 19.982 | 7850 | 34500 | No | - | - | Yes | 26600 | 43738 | No | - | - | No | - | - | - | - | - | No | - | - | No | - | - | No | - | - | N/A | - | 4.013 | 3.95 | 4.533 | 5.601 | 5.141 | 5.031 | 3994 | 6206 | 17433 | 7745 | 10019 | 22670 | 2.5 | 2 | 3 | 2.082 | 2.512 | 3.963 | 2.671 | 3.055 | 4.038 | 43579 | 15284 | 1808 | 11677 | 5942 | 1179 | 0.5 | 1 | 2 | N/A | N/A | N/A | N/A | N/A | N/A | N/A | N/A | 139 | 3.125 | 3.3738
[SEER Multi-Split >65kW] GEMS (Air Conditioners above 65kW) Determination 2022 | MEPS 2020 | AS/NZS 3823.1.4:2012 | RXYQ24BYM |  | N/A | DAIKIN | 2740 | Non Ducted | vrf | N/A | Air | Air | Thailand | 22265 | 64260 | 67 | N/A | N/A | N/A | N/A | N/A | 22616 | 75 | Enthalpy Test Room | 2.8998 | 3.1691 | N/A | - | N/A | N/A | N/A | N/A | N/A | N/A | N/A | N/A | N/A | N/A | N/A | N/A | N/A | N/A | N/A | N/A | N/A | Three-phase | R410A | Australia,New Zealand | 152278 | 2028-02-01 |  | Approved | Reverse Cycle | N/A | Yes | Class 27 | Yes | N/A | N/A | N/A | N/A | N/A | N/A | N/A | Available | N/A | N/A | http://www.daikin.com.au/ | http://www.daikin.com.au | N/A |  |  | AAC7244 | Yes | Variable output compressor | Inverter | No | No | 67000 | 22265 | - | 7100 | 33500 | No | - | - | - | - | - | Yes | 5900 | 33500 | No | - | - | 75000 | 22616 | 8700 | 37500 | No | - | - | Yes | 29990 | 47530 | No | - | - | No | - | - | - | - | - | No | - | - | No | - | - | No | - | - | N/A | N/A | 3.932 | 3.842 | 4.374 | 5.451 | 4.99 | 4.85 | 4464 | 6983 | 19717 | 8694 | 11271 | 25641 | 2 | 2 | 2.5 | 2.031 | 2.447 | 3.882 | 2.611 | 2.984 | 3.959 | 48547 | 17027 | 1980 | 12964 | 6591 | 1287 | 0.5 | 0.5 | 2 | N/A | N/A | N/A | N/A | N/A | N/A | N/A | N/A | 144 | 2.9448 | 3.2464
[SEER Multi-Split <=65kW] GEMS (Air Conditioners up to 65kW) Determination 2019 | MEPS 2019 | AS/NZS 3823.1.4:2012 | RXYQ6AYM |  | N/A | DAIKIN | 0.45 | Non Ducted | vrf | N/A | Air | Air | Thailand | 3.481 | 14.99 | 16 | N/A | N/A | N/A | N/A | N/A | 3.842 | 18 | Enthalpy Test Room | 4.2325 | 4.5341 | Yes | - | N/A | 52 | 59 | N/A | N/A | N/A | N/A | N/A | 4.0379 | 4.3097 | N/A | N/A | N/A | N/A | N/A | N/A | Calorimeter Room | Three | R410A | Australia,New Zealand | 153039 | 2028-03-27 |  | Approved | Reverse Cycle | N/A | No | Class 20 | No | N/A | Yes | N/A | N/A | N/A | DTA104A61 | 4.2325 | Available | N/A | N/A | http://www.daikin.com.au/ | http://www.daikin.com.au | Yes |  |  | AAC7380 | Yes | Variable output compressor | Inverter | No | - | 16000 | 3.481 | - | 1412 | 8000 | No | - | - | - | 3181.634 | 17232 | Yes | 1157 | 8000 | No | - | - | 18000 | 3.842 | 2130 | 9000 | No | - | - | Yes | 7501 | 17190 | No | - | - | No | - | - | - | - | - | No | - | - | No | - | - | No | - | - | N/A | 77 | 4.454 | 4.578 | 5.641 | 6.575 | 6.16 | 6.318 | 895 | 1340 | 3589 | 1674 | 2132 | 4651 | 2.5 | 3 | 4 | 3.468 | 3.89 | 3.941 | 3.534 | 3.845 | 3.905 | 6892 | 2648 | 511 | 2352 | 1278 | 346 | 1.5 | 2 | 2 | N/A | N/A | N/A | N/A | N/A | N/A | N/A | N/A | 51.2 | 4.3787 | 4.4831
[SEER Multi-Split <=65kW] GEMS (Air Conditioners up to 65kW) Determination 2019 | MEPS 2019 | AS/NZS 3823.1.4:2012 | RXYQ8AYM |  | N/A | DAIKIN | 0.45 | Non Ducted | vrf | N/A | Air | Air | Thailand | 5.322 | 14.99 | 22.4 | N/A | N/A | N/A | N/A | N/A | 5.822 | 25 | Enthalpy Test Room | 4.1665 | 4.2897 | Yes | - | N/A | 52 | 59 | N/A | N/A | N/A | N/A | N/A | 4.0379 | 4.3097 | N/A | N/A | N/A | N/A | N/A | N/A | Calorimeter Room | Three | R410A | Australia,New Zealand | 153040 | 2028-03-29 |  | Approved | Reverse Cycle | N/A | No | Class 20 | No | N/A | Yes | N/A | N/A | N/A | DTA104A61 | 4.2325 | Available | N/A | N/A | http://www.daikin.com.au/ | http://www.daikin.com.au | Yes |  |  | AAC7397 | Yes | Variable output compressor | Inverter | No | - | 22400 | 5.322 | - | 2071 | 11200 | No | - | - | - | 4864.308 | 24124.8 | Yes | 1710 | 11200 | No | - | - | 25000 | 5.822 | 2909 | 12500 | No | - | - | Yes | 9183 | 23900 | No | - | - | No | - | - | - | - | - | No | - | - | No | - | - | No | - | - | N/A | 77 | 4.537 | 4.574 | 5.389 | 6.396 | 5.948 | 5.972 | 1265 | 1924 | 5311 | 2449 | 3132 | 6931 | 3 | 3 | 3.5 | 3.506 | 3.862 | 3.989 | 3.591 | 3.868 | 3.964 | 9433 | 3660 | 662 | 3182 | 1731 | 442 | 2 | 2 | 2 | N/A | N/A | N/A | N/A | N/A | N/A | N/A | N/A | 54.4 | 4.0684 | 4.1626
[SEER Multi-Split <=65kW] GEMS (Air Conditioners up to 65kW) Determination 2019 | MEPS 2019 | AS/NZS 3823.1.4:2012 | RXYQ8BYM |  | N/A | DAIKIN | N/A | Non Ducted | vrf | N/A | Air | Air | Thailand | 5.394 | N/A | 22.4 | N/A | N/A | N/A | N/A | N/A | 5.553 | 25 | Enthalpy Test Room | 3.9541 | 4.6537 | N/A | - | N/A | N/A | N/A | N/A | N/A | N/A | N/A | N/A | N/A | N/A | N/A | N/A | N/A | N/A | N/A | N/A | N/A | Three | R410A | Australia,New Zealand | 152263 | 2028-02-01 |  | Approved | Reverse Cycle | N/A | Yes | Class 20 | Yes | N/A | N/A | N/A | N/A | N/A | N/A | N/A | Available | N/A | N/A | http://www.daikin.com.au/ | http://www.daikin.com.au | N/A |  |  | AAC7245 | Yes | Variable output compressor | Inverter | No | - | 22400 | 5.394 | - | 1962 | 11200 | No | - | - | - | 4930.116 | 24124.8 | Yes | 1530 | 11200 | No | - | - | 25000 | 5.553 | 2550 | 12500 | No | - | - | Yes | 9400 | 21818 | No | - | - | No | - | - | - | - | - | No | - | - | No | - | - | No | - | - | N/A | 78 | 4.584 | 4.64 | 5.695 | 7.253 | 6.559 | 6.551 | 1221 | 1859 | 4985 | 2118 | 2801 | 6281 | 3 | 3 | 4 | 3.541 | 4.173 | 4.534 | 3.782 | 4.283 | 4.516 | 9370 | 3434 | 632 | 3055 | 1602 | 429 | 2 | 2.5 | 3 | N/A | N/A | N/A | N/A | N/A | N/A | N/A | N/A | 68 | 3.983 | 4.3231
[SEER Non Multi-Split <=65kW] GEMS (Air Conditioners up to 65kW) Determination 2019 | MEPS 2019 | AS/NZS 3823.1.2:2012 | RZA100C2V1 / FDYAN100AV1 |  | N/A | DAIKIN | N/A | Ducted | Single Split System | - | Air | Air | Thailand,Australia | 3.1 | N/A | 10 | N/A | N/A | N/A | N/A | N/A | 3.35 | 12.5 | Enthalpy Test Room | 3.2126 | 3.681 | N/A | - | N/A | N/A | N/A | N/A | N/A | N/A | N/A | N/A | N/A | N/A | N/A | N/A | N/A | N/A | N/A | N/A | N/A | Single | R32 | Australia,New Zealand | 145768 | 2027-03-30 |  | Approved | Reverse Cycle | N/A | Yes | Class 11 | Yes | N/A | N/A | N/A | N/A | N/A | N/A | N/A | Available | N/A | N/A | http://www.daikin.com.au/ | http://www.daikin.com.au | N/A |  |  | AAC6570 | Yes | Variable output compressor | Inverter | No | - | 10000 | 3.1 | - | 1150 | 5000 | No | - | - | - | 2833.4 | 10770 | No | 1051.1 | 5385 | No | - | - | 12500 | 3.35 | 1500 | 6250 | No | - | - | Yes | 3300 | 9150 | No | - | - | No | - | - | - | - | - | No | - | - | No | - | - | No | - | - | - | - | 3.958 | 3.872 | 4.276 | 4.915 | 4.629 | 4.601 | 677 | 1052 | 3028 | 1458 | 1831 | 4051 | 2 | 2 | 2.5 | 3.035 | 3.484 | 3.85 | 3.162 | 3.62 | 3.837 | 5411 | 1987 | 309 | 1773 | 894 | 201 | 1.5 | 1.5 | 2 | No | - | - | - | - | N/A | N/A | N/A | 14.555 | 3.1754 | 3.6773
[SEER Non Multi-Split <=65kW] GEMS (Air Conditioners up to 65kW) Determination 2019 | MEPS 2019 | AS/NZS 3823.1.2:2012 | RZA100C2Y1 / FDYAN100AV1 |  | N/A | DAIKIN | N/A | Ducted | Single Split System | - | Air | Air | Thailand,Australia | 3.1 | N/A | 10 | N/A | N/A | N/A | N/A | N/A | 3.35 | 12.5 | Enthalpy Test Room | 3.2126 | 3.681 | N/A | - | N/A | N/A | N/A | N/A | N/A | N/A | N/A | N/A | N/A | N/A | N/A | N/A | N/A | N/A | N/A | N/A | N/A | Three | R32 | Australia,New Zealand | 145774 | 2027-03-30 |  | Approved | Reverse Cycle | N/A | Yes | Class 11 | Yes | N/A | N/A | N/A | N/A | N/A | N/A | N/A | Available | N/A | N/A | http://www.daikin.com.au/ | http://www.daikin.com.au | N/A |  |  | AAC6567 | Yes | Variable output compressor | Inverter | No | - | 10000 | 3.1 | - | 1150 | 5000 | No | - | - | - | 2833.4 | 10770 | No | 1051.1 | 5385 | No | - | - | 12500 | 3.35 | 1500 | 6250 | No | - | - | Yes | 3300 | 9150 | No | - | - | No | - | - | - | - | - | No | - | - | No | - | - | No | - | - | - | - | 3.958 | 3.872 | 4.276 | 4.915 | 4.629 | 4.601 | 677 | 1052 | 3028 | 1458 | 1831 | 4051 | 2 | 2 | 2.5 | 3.035 | 3.484 | 3.85 | 3.162 | 3.62 | 3.837 | 5411 | 1987 | 309 | 1773 | 894 | 201 | 1.5 | 1.5 | 2 | No | - | - | - | - | N/A | N/A | N/A | 14.555 | 3.1754 | 3.6773
[SEER Non Multi-Split <=65kW] GEMS (Air Conditioners up to 65kW) Determination 2019 | MEPS 2019 | AS/NZS 3823.1.2:2012 | RZA100CV1 / FDYAN100AV1 |  | N/A | DAIKIN | N/A | Ducted | Single Split System | - | Air | Air | Australia,Thailand | 3.1 | N/A | 10 | N/A | N/A | N/A | N/A | N/A | 3.35 | 12.5 | Enthalpy Test Room | 3.2126 | 3.681 | N/A | - | N/A | N/A | N/A | N/A | N/A | N/A | N/A | N/A | N/A | N/A | N/A | N/A | N/A | N/A | N/A | N/A | N/A | Single | R32 | Australia,New Zealand | 131023 | 2025-08-14 |  | Approved | Reverse Cycle | N/A | Yes | Class 11 | Yes | N/A | N/A | N/A | N/A | N/A | N/A | N/A | Available | N/A | N/A | http://www.daikin.com.au/ | http://www.daikin.com.au | N/A |  |  | AAC5157 | Yes | Variable output compressor | Inverter | No | - | 10000 | 3.1 | - | 1150 | 5000 | No | - | - | - | 2833.4 | 10770 | No | 1051.1 | 5385 | No | - | - | 12500 | 3.35 | 1500 | 6250 | No | - | - | Yes | 3300 | 9150 | No | - | - | No | - | - | - | - | - | No | - | - | No | - | - | No | - | - | - | 70 | 3.973 | 3.884 | 4.28 | 4.923 | 4.635 | 4.604 | 675 | 1050 | 3027 | 1457 | 1830 | 4049 | 2 | 2 | 2.5 | 3.035 | 3.484 | 3.85 | 3.162 | 3.62 | 3.837 | 5410 | 1986 | 307 | 1772 | 893 | 200 | 1.5 | 1.5 | 2 | No | - | - | - | - | N/A | N/A | N/A | 14.055 | 3.1771 | 3.6792
[SEER Non Multi-Split <=65kW] GEMS (Air Conditioners up to 65kW) Determination 2019 | MEPS 2019 | AS/NZS 3823.1.2:2012 | RZA100CY1 / FDYAN100AV1 |  | N/A | DAIKIN | N/A | Ducted | Single Split System | - | Air | Air | Australia,Thailand | 3.1 | N/A | 10 | N/A | N/A | N/A | N/A | N/A | 3.35 | 12.5 | Enthalpy Test Room | 3.2126 | 3.681 | N/A | - | N/A | N/A | N/A | N/A | N/A | N/A | N/A | N/A | N/A | N/A | N/A | N/A | N/A | N/A | N/A | N/A | N/A | Three | R32 | Australia,New Zealand | 132011 | 2025-09-02 |  | Approved | Reverse Cycle | N/A | Yes | Class 11 | Yes | N/A | N/A | N/A | N/A | N/A | N/A | N/A | Available | N/A | N/A | http://www.daikin.com.au/ | http://www.daikin.com.au | N/A |  |  | AAC5231 | Yes | Variable output compressor | Inverter | No | - | 10000 | 3.1 | - | 1150 | 5000 | No | - | - | - | 2833.4 | 10770 | No | 1051.1 | 5385 | No | - | - | 12500 | 3.35 | 1500 | 6250 | No | - | - | Yes | 3300 | 9150 | No | - | - | No | - | - | - | - | - | No | - | - | No | - | - | No | - | - | - | 71 | 3.973 | 3.884 | 4.28 | 4.923 | 4.635 | 4.604 | 675 | 1050 | 3027 | 1457 | 1830 | 4049 | 2 | 2 | 2.5 | 3.035 | 3.484 | 3.85 | 3.162 | 3.62 | 3.837 | 5410 | 1986 | 307 | 1772 | 893 | 200 | 1.5 | 1.5 | 2 | No | - | - | - | - | N/A | N/A | N/A | 14.055 | 3.1771 | 3.6792
[SEER Non Multi-Split <=65kW] GEMS (Air Conditioners up to 65kW) Determination 2019 | MEPS 2019 | AS/NZS 3823.1.2:2012 | RZA125C2V1 / FDYAN125AV1 |  | N/A | DAIKIN | N/A | Ducted | Single Split System | - | Air | Air | Thailand,Australia | 3.94 | N/A | 12.5 | N/A | N/A | N/A | N/A | N/A | 4 | 15 | Enthalpy Test Room | 3.0725 | 3.5938 | N/A | - | N/A | N/A | N/A | N/A | N/A | N/A | N/A | N/A | N/A | N/A | N/A | N/A | N/A | N/A | N/A | N/A | N/A | Single | R32 | Australia,New Zealand | 145769 | 2027-03-31 |  | Approved | Reverse Cycle | N/A | Yes | Class 11 | Yes | N/A | N/A | N/A | N/A | N/A | N/A | N/A | Available | N/A | N/A | http://www.daikin.com.au/ | http://www.daikin.com.au | N/A |  |  | AAC6579 | Yes | Variable output compressor | Inverter | No | - | 12500 | 3.94 | - | 1450 | 6250 | No | - | - | - | 3601.16 | 13462.5 | No | 1325.3 | 6731.25 | No | - | - | 15000 | 4 | 1600 | 7500 | No | - | - | Yes | 3700 | 9700 | No | - | - | No | - | - | - | - | - | No | - | - | No | - | - | No | - | - | - | - | 4.007 | 3.896 | 4.251 | 4.916 | 4.618 | 4.566 | 843 | 1316 | 3817 | 1830 | 2302 | 5110 | 2.5 | 2 | 2.5 | 2.771 | 3.31 | 4.311 | 3.085 | 3.499 | 4.308 | 7100 | 2500 | 329 | 2174 | 1104 | 213 | 1 | 1.5 | 2.5 | No | - | - | - | - | N/A | N/A | N/A | 14.68 | 3.1331 | 3.7041
[SEER Non Multi-Split <=65kW] GEMS (Air Conditioners up to 65kW) Determination 2019 | MEPS 2019 | AS/NZS 3823.1.2:2012 | RZA125C2V1 / FDYUAN125AV1 |  | N/A | DAIKIN | N/A | Ducted | Single Split System | - | Air | Air | Australia,Thailand | 3.94 | N/A | 12.5 | N/A | N/A | N/A | N/A | N/A | 4 | 15 | Enthalpy Test Room | 3.0725 | 3.5938 | N/A | - | N/A | N/A | N/A | N/A | N/A | N/A | N/A | N/A | N/A | N/A | N/A | N/A | N/A | N/A | N/A | N/A | N/A | Single | R32 | Australia,New Zealand | 151972 | 2028-01-22 |  | Approved | Reverse Cycle | N/A | Yes | Class 11 | Yes | N/A | N/A | N/A | N/A | N/A | N/A | N/A | Available | N/A | N/A | http://www.daikin.com.au/ | http://www.daikin.com.au | N/A |  |  | AAC7237 | Yes | Variable output compressor | Inverter | No | - | 12500 | 3.94 | - | 1450 | 6250 | No | - | - | - | 3601.16 | 13462.5 | No | 1325.3 | 6731.25 | No | - | - | 15000 | 4 | 1600 | 7500 | No | - | - | Yes | 3700 | 9700 | No | - | - | No | - | - | - | - | - | No | - | - | No | - | - | No | - | - | - | - | 4.007 | 3.896 | 4.251 | 4.916 | 4.618 | 4.566 | 843 | 1316 | 3817 | 1830 | 2302 | 5110 | 2.5 | 2 | 2.5 | 2.771 | 3.31 | 4.311 | 3.085 | 3.499 | 4.308 | 7100 | 2500 | 329 | 2174 | 1104 | 213 | 1 | 1.5 | 2.5 | No | - | - | - | - | N/A | N/A | N/A | 14.68 | 3.1331 | 3.7041
[SEER Non Multi-Split <=65kW] GEMS (Air Conditioners up to 65kW) Determination 2019 | MEPS 2019 | AS/NZS 3823.1.2:2012 | RZA125C2Y1 / FDYAN125AV1 |  | N/A | DAIKIN | N/A | Ducted | Single Split System | - | Air | Air | Thailand,Australia | 3.94 | N/A | 12.5 | N/A | N/A | N/A | N/A | N/A | 4 | 15 | Enthalpy Test Room | 3.0725 | 3.5938 | N/A | - | N/A | N/A | N/A | N/A | N/A | N/A | N/A | N/A | N/A | N/A | N/A | N/A | N/A | N/A | N/A | N/A | N/A | Three | R32 | Australia,New Zealand | 145775 | 2027-03-31 |  | Approved | Reverse Cycle | N/A | Yes | Class 11 | Yes | N/A | N/A | N/A | N/A | N/A | N/A | N/A | Available | N/A | N/A | http://www.daikin.com.au/ | http://www.daikin.com.au | N/A |  |  | AAC6589 | Yes | Variable output compressor | Inverter | No | - | 12500 | 3.94 | - | 1450 | 6250 | No | - | - | - | 3601.16 | 13462.5 | No | 1325.3 | 6731.25 | No | - | - | 15000 | 4 | 1600 | 7500 | No | - | - | Yes | 3700 | 9700 | No | - | - | No | - | - | - | - | - | No | - | - | No | - | - | No | - | - | - | - | 4.007 | 3.896 | 4.251 | 4.916 | 4.618 | 4.566 | 843 | 1316 | 3817 | 1830 | 2302 | 5110 | 2.5 | 2 | 2.5 | 2.771 | 3.31 | 4.311 | 3.085 | 3.499 | 4.308 | 7100 | 2500 | 329 | 2174 | 1104 | 213 | 1 | 1.5 | 2.5 | No | - | - | - | - | N/A | N/A | N/A | 14.68 | 3.1331 | 3.7041
[SEER Non Multi-Split <=65kW] GEMS (Air Conditioners up to 65kW) Determination 2019 | MEPS 2019 | AS/NZS 3823.1.2:2012 | RZA125C2Y1 / FDYUAN125AV1 |  | N/A | DAIKIN | N/A | Ducted | Single Split System | - | Air | Air | Australia,Thailand | 3.94 | N/A | 12.5 | N/A | N/A | N/A | N/A | N/A | 4 | 15 | Enthalpy Test Room | 3.0725 | 3.5938 | N/A | - | N/A | N/A | N/A | N/A | N/A | N/A | N/A | N/A | N/A | N/A | N/A | N/A | N/A | N/A | N/A | N/A | N/A | Three | R32 | Australia,New Zealand | 151976 | 2028-01-22 |  | Approved | Reverse Cycle | N/A | Yes | Class 11 | Yes | N/A | N/A | N/A | N/A | N/A | N/A | N/A | Available | N/A | N/A | http://www.daikin.com.au/ | http://www.daikin.com.au | N/A |  |  | AAC7238 | Yes | Variable output compressor | Inverter | No | - | 12500 | 3.94 | - | 1450 | 6250 | No | - | - | - | 3601.16 | 13462.5 | No | 1325.3 | 6731.25 | No | - | - | 15000 | 4 | 1600 | 7500 | No | - | - | Yes | 3700 | 9700 | No | - | - | No | - | - | - | - | - | No | - | - | No | - | - | No | - | - | - | - | 4.007 | 3.896 | 4.251 | 4.916 | 4.618 | 4.566 | 843 | 1316 | 3817 | 1830 | 2302 | 5110 | 2.5 | 2 | 2.5 | 2.771 | 3.31 | 4.311 | 3.085 | 3.499 | 4.308 | 7100 | 2500 | 329 | 2174 | 1104 | 213 | 1 | 1.5 | 2.5 | No | - | - | - | - | N/A | N/A | N/A | 14.68 | 3.1331 | 3.7041
[SEER Non Multi-Split <=65kW] GEMS (Air Conditioners up to 65kW) Determination 2019 | MEPS 2019 | AS/NZS 3823.1.2:2012 | RZA125CV1 / FDYAN125AV1 |  | N/A | DAIKIN | N/A | Ducted | Single Split System | - | Air | Air | Australia,Thailand | 3.94 | N/A | 12.5 | N/A | N/A | N/A | N/A | N/A | 4 | 15 | Enthalpy Test Room | 3.0725 | 3.5938 | N/A | - | N/A | N/A | N/A | N/A | N/A | N/A | N/A | N/A | N/A | N/A | N/A | N/A | N/A | N/A | N/A | N/A | N/A | Single | R32 | Australia,New Zealand | 131024 | 2025-08-19 |  | Approved | Reverse Cycle | N/A | Yes | Class 11 | Yes | N/A | N/A | N/A | N/A | N/A | N/A | N/A | Available | N/A | N/A | http://www.daikin.com.au/ | http://www.daikin.com.au | N/A |  |  | AAC5170 | Yes | Variable output compressor | Inverter | No | - | 12500 | 3.94 | - | 1450 | 6250 | No | - | - | - | 3601.16 | 13462.5 | No | 1325.3 | 6731.25 | No | - | - | 15000 | 4 | 1600 | 7500 | No | - | - | Yes | 3700 | 9700 | No | - | - | No | - | - | - | - | - | No | - | - | No | - | - | No | - | - | - | 72 | 4.02 | 3.905 | 4.255 | 4.923 | 4.623 | 4.568 | 842 | 1314 | 3815 | 1828 | 2300 | 5109 | 2.5 | 2 | 2.5 | 2.771 | 3.31 | 4.311 | 3.085 | 3.499 | 4.308 | 7099 | 2499 | 327 | 2173 | 1103 | 212 | 1 | 1.5 | 2.5 | No | - | - | - | - | N/A | N/A | N/A | 14.18 | 3.1345 | 3.7056
[SEER Non Multi-Split <=65kW] GEMS (Air Conditioners up to 65kW) Determination 2019 | MEPS 2019 | AS/NZS 3823.1.2:2012 | RZA125CV1 / FDYUAN125AV1 |  | N/A | DAIKIN | N/A | Ducted | Single Split System | - | Air | Air | Australia,Thailand | 3.94 | N/A | 12.5 | N/A | N/A | N/A | N/A | N/A | 4 | 15 | Enthalpy Test Room | 3.0725 | 3.5938 | N/A | - | N/A | N/A | N/A | N/A | N/A | N/A | N/A | N/A | N/A | N/A | N/A | N/A | N/A | N/A | N/A | N/A | N/A | Single | R32 | Australia,New Zealand | 148722 | 2027-08-11 |  | Approved | Reverse Cycle | N/A | Yes | Class 11 | Yes | N/A | N/A | N/A | N/A | N/A | N/A | N/A | Available | N/A | N/A | http://www.daikin.com.au/ | http://www.daikin.com.au | N/A |  |  | AAC6865 | Yes | Variable output compressor | Inverter | No | - | 12500 | 3.94 | - | 1450 | 6250 | No | - | - | - | 3601.16 | 13462.5 | No | 1325.3 | 6731.25 | No | - | - | 15000 | 4 | 1600 | 7500 | No | - | - | Yes | 3700 | 9700 | No | - | - | No | - | - | - | - | - | No | - | - | No | - | - | No | - | - | - | - | 4.02 | 3.905 | 4.255 | 4.923 | 4.623 | 4.568 | 842 | 1314 | 3815 | 1828 | 2300 | 5109 | 2.5 | 2 | 2.5 | 2.771 | 3.31 | 4.311 | 3.085 | 3.499 | 4.308 | 7099 | 2499 | 327 | 2173 | 1103 | 212 | 1 | 1.5 | 2.5 | No | - | - | - | - | N/A | N/A | N/A | 14.18 | 3.1345 | 3.7056
[SEER Non Multi-Split <=65kW] GEMS (Air Conditioners up to 65kW) Determination 2019 | MEPS 2019 | AS/NZS 3823.1.2:2012 | RZA125CY1 / FDYAN125AV1 |  | N/A | DAIKIN | N/A | Ducted | Single Split System | - | Air | Air | Australia,Thailand | 3.94 | N/A | 12.5 | N/A | N/A | N/A | N/A | N/A | 4 | 15 | Enthalpy Test Room | 3.0725 | 3.5938 | N/A | - | N/A | N/A | N/A | N/A | N/A | N/A | N/A | N/A | N/A | N/A | N/A | N/A | N/A | N/A | N/A | N/A | N/A | Three | R32 | New Zealand | 132012 | 2025-09-02 |  | Approved | Reverse Cycle | N/A | Yes | Class 11 | Yes | N/A | N/A | N/A | N/A | N/A | N/A | N/A | Available | N/A | N/A | http://www.daikin.com.au/ | http://www.daikin.com.au | N/A |  |  | AAC5236 | Yes | Variable output compressor | Inverter | No | - | 12500 | 3.94 | - | 1450 | 6250 | No | - | - | - | 3601.16 | 13462.5 | No | 1325.3 | 6731.25 | No | - | - | 15000 | 4 | 1600 | 7500 | No | - | - | Yes | 3700 | 9700 | No | - | - | No | - | - | - | - | - | No | - | - | No | - | - | No | - | - | - | 72 | 4.02 | 3.905 | 4.255 | 4.923 | 4.623 | 4.568 | 842 | 1314 | 3815 | 1828 | 2300 | 5109 | 2.5 | 2 | 2.5 | 2.771 | 3.31 | 4.311 | 3.085 | 3.499 | 4.308 | 7099 | 2499 | 327 | 2173 | 1103 | 212 | 1 | 1.5 | 2.5 | No | - | - | - | - | N/A | N/A | N/A | 14.18 | 3.1345 | 3.7056
[SEER Non Multi-Split <=65kW] GEMS (Air Conditioners up to 65kW) Determination 2019 | MEPS 2019 | AS/NZS 3823.1.2:2012 | RZA125CY1 / FDYUAN125AV1 |  | N/A | DAIKIN | N/A | Ducted | Single Split System | - | Air | Air | Australia,Thailand | 3.94 | N/A | 12.5 | N/A | N/A | N/A | N/A | N/A | 4 | 15 | Enthalpy Test Room | 3.0725 | 3.5938 | N/A | - | N/A | N/A | N/A | N/A | N/A | N/A | N/A | N/A | N/A | N/A | N/A | N/A | N/A | N/A | N/A | N/A | N/A | Three | R32 | Australia,New Zealand | 148726 | 2027-08-11 |  | Approved | Reverse Cycle | N/A | Yes | Class 11 | Yes | N/A | N/A | N/A | N/A | N/A | N/A | N/A | Available | N/A | N/A | http://www.daikin.com.au/ | http://www.daikin.com.au | N/A |  |  | AAC6863 | Yes | Variable output compressor | Inverter | No | - | 12500 | 3.94 | - | 1450 | 6250 | No | - | - | - | 3601.16 | 13462.5 | No | 1325.3 | 6731.25 | No | - | - | 15000 | 4 | 1600 | 7500 | No | - | - | Yes | 3700 | 9700 | No | - | - | No | - | - | - | - | - | No | - | - | No | - | - | No | - | - | - | - | 4.02 | 3.905 | 4.255 | 4.923 | 4.623 | 4.568 | 842 | 1314 | 3815 | 1828 | 2300 | 5109 | 2.5 | 2 | 2.5 | 2.771 | 3.31 | 4.311 | 3.085 | 3.499 | 4.308 | 7099 | 2499 | 327 | 2173 | 1103 | 212 | 1 | 1.5 | 2.5 | No | - | - | - | - | N/A | N/A | N/A | 14.18 | 3.1345 | 3.7056
[SEER Non Multi-Split <=65kW] GEMS (Air Conditioners up to 65kW) Determination 2019 | MEPS 2019 | AS/NZS 3823.1.2:2012 | RZA140C2V1 / FDYAN140AV1 |  | N/A | DAIKIN | N/A | Ducted | Single Split System | - | Air | Air | Thailand,Australia | 4.3 | N/A | 14 | N/A | N/A | N/A | N/A | N/A | 4.5 | 16.5 | Enthalpy Test Room | 3.261 | 3.6228 | N/A | - | N/A | N/A | N/A | N/A | N/A | N/A | N/A | N/A | N/A | N/A | N/A | N/A | N/A | N/A | N/A | N/A | N/A | Single | R32 | Australia,New Zealand | 145770 | 2027-03-30 |  | Approved | Reverse Cycle | N/A | Yes | Class 11 | Yes | N/A | N/A | N/A | N/A | N/A | N/A | N/A | Available | N/A | N/A | http://www.daikin.com.au/ | http://www.daikin.com.au | N/A |  |  | AAC6569 | Yes | Variable output compressor | Inverter | No | - | 14000 | 4.3 | - | 1700 | 7000 | No | - | - | - | 3930.2 | 15078 | No | 1553.8 | 7539 | No | - | - | 16500 | 4.5 | 1950 | 8250 | No | - | - | Yes | 4250 | 12000 | No | - | - | No | - | - | - | - | - | No | - | - | No | - | - | No | - | - | - | - | 3.957 | 3.864 | 4.191 | 4.779 | 4.505 | 4.477 | 961 | 1491 | 4341 | 2113 | 2647 | 5841 | 2 | 2 | 2.5 | 3.053 | 3.509 | 3.904 | 3.189 | 3.661 | 3.893 | 7090 | 2592 | 391 | 2312 | 1159 | 252 | 1.5 | 2 | 2 | No | - | - | - | - | N/A | N/A | N/A | 14.68 | 3.2187 | 3.6267
[SEER Non Multi-Split <=65kW] GEMS (Air Conditioners up to 65kW) Determination 2019 | MEPS 2019 | AS/NZS 3823.1.2:2012 | RZA140C2Y1 / FDYAN140AV1 |  | N/A | DAIKIN | N/A | Ducted | Single Split System | - | Air | Air | Thailand,Australia | 4.3 | N/A | 14 | N/A | N/A | N/A | N/A | N/A | 4.5 | 16.5 | Enthalpy Test Room | 3.261 | 3.6228 | N/A | - | N/A | N/A | N/A | N/A | N/A | N/A | N/A | N/A | N/A | N/A | N/A | N/A | N/A | N/A | N/A | N/A | N/A | Three | R32 | Australia,New Zealand | 145776 | 2027-03-30 |  | Approved | Reverse Cycle | N/A | Yes | Class 11 | Yes | N/A | N/A | N/A | N/A | N/A | N/A | N/A | Available | N/A | N/A | http://www.daikin.com.au/ | http://www.daikin.com.au | N/A |  |  | AAC6566 | Yes | Variable output compressor | Inverter | No | - | 14000 | 4.3 | - | 1700 | 7000 | No | - | - | - | 3930.2 | 15078 | No | 1553.8 | 7539 | No | - | - | 16500 | 4.5 | 1950 | 8250 | No | - | - | Yes | 4250 | 12000 | No | - | - | No | - | - | - | - | - | No | - | - | No | - | - | No | - | - | - | - | 3.957 | 3.864 | 4.191 | 4.779 | 4.505 | 4.477 | 961 | 1491 | 4341 | 2113 | 2647 | 5841 | 2 | 2 | 2.5 | 3.053 | 3.509 | 3.904 | 3.189 | 3.661 | 3.893 | 7090 | 2592 | 391 | 2312 | 1159 | 252 | 1.5 | 2 | 2 | No | - | - | - | - | N/A | N/A | N/A | 14.68 | 3.2187 | 3.6267
[SEER Non Multi-Split <=65kW] GEMS (Air Conditioners up to 65kW) Determination 2019 | MEPS 2019 | AS/NZS 3823.1.2:2012 | RZA140CV1 / FDYAN140AV1 |  | N/A | DAIKIN | N/A | Ducted | Single Split System | - | Air | Air | Australia,Thailand | 4.3 | N/A | 14 | N/A | N/A | N/A | N/A | N/A | 4.5 | 16.5 | Enthalpy Test Room | 3.261 | 3.6228 | N/A | - | N/A | N/A | N/A | N/A | N/A | N/A | N/A | N/A | N/A | N/A | N/A | N/A | N/A | N/A | N/A | N/A | N/A | Single | R32 | Australia,New Zealand | 131028 | 2025-08-19 |  | Approved | Reverse Cycle | N/A | Yes | Class 11 | Yes | N/A | N/A | N/A | N/A | N/A | N/A | N/A | Available | N/A | N/A | http://www.daikin.com.au/ | http://www.daikin.com.au | N/A |  |  | AAC5171 | Yes | Variable output compressor | Inverter | No | - | 14000 | 4.3 | - | 1700 | 7000 | No | - | - | - | 3930.2 | 15078 | No | 1553.8 | 7539 | No | - | - | 16500 | 4.5 | 1950 | 8250 | No | - | - | Yes | 4250 | 12000 | No | - | - | No | - | - | - | - | - | No | - | - | No | - | - | No | - | - | - | 73 | 3.968 | 3.872 | 4.194 | 4.784 | 4.51 | 4.479 | 959 | 1489 | 4339 | 2111 | 2646 | 5839 | 2 | 2 | 2.5 | 3.053 | 3.509 | 3.904 | 3.189 | 3.661 | 3.893 | 7089 | 2591 | 390 | 2311 | 1158 | 251 | 1.5 | 2 | 2 | No | - | - | - | - | N/A | N/A | N/A | 14.18 | 3.2199 | 3.628
[SEER Non Multi-Split <=65kW] GEMS (Air Conditioners up to 65kW) Determination 2019 | MEPS 2019 | AS/NZS 3823.1.2:2012 | RZA140CY1 / FDYAN140AV1 |  | N/A | DAIKIN | N/A | Ducted | Single Split System | - | Air | Air | Australia,Thailand | 4.3 | N/A | 14 | N/A | N/A | N/A | N/A | N/A | 4.5 | 16.5 | Enthalpy Test Room | 3.261 | 3.6228 | N/A | - | N/A | N/A | N/A | N/A | N/A | N/A | N/A | N/A | N/A | N/A | N/A | N/A | N/A | N/A | N/A | N/A | N/A | Three | R32 | Australia,New Zealand | 132013 | 2025-09-02 |  | Approved | Reverse Cycle | N/A | Yes | Class 11 | Yes | N/A | N/A | N/A | N/A | N/A | N/A | N/A | Available | N/A | N/A | http://www.daikin.com.au/ | http://www.daikin.com.au | N/A |  |  | AAC5232 | Yes | Variable output compressor | Inverter | No | - | 14000 | 4.3 | - | 1700 | 7000 | No | - | - | - | 3930.2 | 15078 | No | 1553.8 | 7539 | No | - | - | 16500 | 4.5 | 1950 | 8250 | No | - | - | Yes | 4250 | 12000 | No | - | - | No | - | - | - | - | - | No | - | - | No | - | - | No | - | - | - | 73 | 3.968 | 3.872 | 4.194 | 4.784 | 4.51 | 4.479 | 959 | 1489 | 4339 | 2111 | 2646 | 5839 | 2 | 2 | 2.5 | 3.053 | 3.509 | 3.904 | 3.189 | 3.661 | 3.893 | 7089 | 2591 | 390 | 2311 | 1158 | 251 | 1.5 | 2 | 2 | No | - | - | - | - | N/A | N/A | N/A | 14.18 | 3.2199 | 3.628
[SEER Non Multi-Split <=65kW] GEMS (Air Conditioners up to 65kW) Determination 2019 | MEPS 2019 | AS/NZS 3823.1.2:2012 | RZA160C2V1 / FDYAN160AV1 |  | N/A | DAIKIN | N/A | Ducted | Single Split System | - | Air | Air | Thailand,Australia | 4.95 | N/A | 15.5 | N/A | N/A | N/A | N/A | N/A | 4.9 | 18 | Enthalpy Test Room | 3.0873 | 3.4379 | N/A | - | N/A | N/A | N/A | N/A | N/A | N/A | N/A | N/A | N/A | N/A | N/A | N/A | N/A | N/A | N/A | N/A | N/A | Single | R32 | Australia,New Zealand | 145771 | 2027-03-31 |  | Approved | Reverse Cycle | N/A | Yes | Class 11 | Yes | N/A | N/A | N/A | N/A | N/A | N/A | N/A | Available | N/A | N/A | http://www.daikin.com.au/ | http://www.daikin.com.au | N/A |  |  | AAC6578 | Yes | Variable output compressor | Inverter | No | - | 15500 | 4.95 | - | 1950 | 7750 | No | - | - | - | 4524.3 | 16693.5 | No | 1782.3 | 8346.75 | No | - | - | 18000 | 4.9 | 2150 | 9000 | No | - | - | Yes | 4050 | 13000 | No | - | - | No | - | - | - | - | - | No | - | - | No | - | - | No | - | - | - | - | 3.856 | 3.755 | 4.051 | 4.631 | 4.361 | 4.323 | 1096 | 1704 | 4978 | 2418 | 3032 | 6701 | 2 | 2 | 2.5 | 3.117 | 3.533 | 3.865 | 3.216 | 3.547 | 3.853 | 7573 | 2806 | 427 | 2498 | 1301 | 275 | 1.5 | 2 | 2 | No | - | - | - | - | N/A | N/A | N/A | 14.68 | 3.1002 | 3.6366
[SEER Non Multi-Split <=65kW] GEMS (Air Conditioners up to 65kW) Determination 2019 | MEPS 2019 | AS/NZS 3823.1.2:2012 | RZA160C2V1 / FDYUAN160AV1 |  | N/A | DAIKIN | N/A | Ducted | Single Split System | - | Air | Air | Australia,Thailand | 4.95 | N/A | 15.5 | N/A | N/A | N/A | N/A | N/A | 4.9 | 18 | Enthalpy Test Room | 3.0873 | 3.4379 | N/A | - | N/A | N/A | N/A | N/A | N/A | N/A | N/A | N/A | N/A | N/A | N/A | N/A | N/A | N/A | N/A | N/A | N/A | Single | R32 | Australia,New Zealand | 151977 | 2028-01-19 |  | Approved | Reverse Cycle | N/A | Yes | Class 11 | Yes | N/A | N/A | N/A | N/A | N/A | N/A | N/A | Available | N/A | N/A | http://www.daikin.com.au/ | http://www.daikin.com.au | N/A |  |  | AAC7232 | Yes | Variable output compressor | Inverter | No | - | 15500 | 4.95 | - | 1950 | 7750 | No | - | - | - | 4524.3 | 16693.5 | No | 1782.3 | 8346.75 | No | - | - | 18000 | 4.9 | 2150 | 9000 | No | - | - | Yes | 4050 | 13000 | No | - | - | No | - | - | - | - | - | No | - | - | No | - | - | No | - | - | - | - | 3.856 | 3.755 | 4.051 | 4.631 | 4.361 | 4.323 | 1096 | 1704 | 4978 | 2418 | 3032 | 6701 | 2 | 2 | 2.5 | 3.117 | 3.533 | 3.865 | 3.216 | 3.547 | 3.853 | 7573 | 2806 | 427 | 2498 | 1301 | 275 | 1.5 | 2 | 2 | No | - | - | - | - | N/A | N/A | N/A | 14.68 | 3.1002 | 3.6366
[SEER Non Multi-Split <=65kW] GEMS (Air Conditioners up to 65kW) Determination 2019 | MEPS 2019 | AS/NZS 3823.1.2:2012 | RZA160C2Y1 / FDYAN160AV1 |  | N/A | DAIKIN | N/A | Ducted | Single Split System | - | Air | Air | Thailand,Australia | 4.95 | N/A | 15.5 | N/A | N/A | N/A | N/A | N/A | 4.9 | 18 | Enthalpy Test Room | 3.0873 | 3.4379 | N/A | - | N/A | N/A | N/A | N/A | N/A | N/A | N/A | N/A | N/A | N/A | N/A | N/A | N/A | N/A | N/A | N/A | N/A | Three | R32 | Australia,New Zealand | 145777 | 2027-03-31 |  | Approved | Reverse Cycle | N/A | Yes | Class 11 | Yes | N/A | N/A | N/A | N/A | N/A | N/A | N/A | Available | N/A | N/A | http://www.daikin.com.au/ | http://www.daikin.com.au | N/A |  |  | AAC6590 | Yes | Variable output compressor | Inverter | No | - | 15500 | 4.95 | - | 1950 | 7750 | No | - | - | - | 4524.3 | 16693.5 | No | 1782.3 | 8346.75 | No | - | - | 18000 | 4.9 | 2150 | 9000 | No | - | - | Yes | 4050 | 13000 | No | - | - | No | - | - | - | - | - | No | - | - | No | - | - | No | - | - | - | - | 3.856 | 3.755 | 4.051 | 4.631 | 4.361 | 4.323 | 1096 | 1704 | 4978 | 2418 | 3032 | 6701 | 2 | 2 | 2.5 | 3.117 | 3.533 | 3.865 | 3.216 | 3.547 | 3.853 | 7573 | 2806 | 427 | 2498 | 1301 | 275 | 1.5 | 2 | 2 | No | - | - | - | - | N/A | N/A | N/A | 14.68 | 3.1002 | 3.6366
[SEER Non Multi-Split <=65kW] GEMS (Air Conditioners up to 65kW) Determination 2019 | MEPS 2019 | AS/NZS 3823.1.2:2012 | RZA160C2Y1 / FDYUAN160AV1 |  | N/A | DAIKIN | N/A | Ducted | Single Split System | - | Air | Air | Australia,Thailand | 4.95 | N/A | 15.5 | N/A | N/A | N/A | N/A | N/A | 4.9 | 18 | Enthalpy Test Room | 3.0873 | 3.4379 | N/A | - | N/A | N/A | N/A | N/A | N/A | N/A | N/A | N/A | N/A | N/A | N/A | N/A | N/A | N/A | N/A | N/A | N/A | Three | R32 | Australia,New Zealand | 151978 | 2028-01-19 |  | Approved | Reverse Cycle | N/A | Yes | Class 11 | Yes | N/A | N/A | N/A | N/A | N/A | N/A | N/A | Available | N/A | N/A | http://www.daikin.com.au/ | http://www.daikin.com.au | N/A |  |  | AAC7233 | Yes | Variable output compressor | Inverter | No | - | 15500 | 4.95 | - | 1950 | 7750 | No | - | - | - | 4524.3 | 16693.5 | No | 1782.3 | 8346.75 | No | - | - | 18000 | 4.9 | 2150 | 9000 | No | - | - | Yes | 4050 | 13000 | No | - | - | No | - | - | - | - | - | No | - | - | No | - | - | No | - | - | - | - | 3.856 | 3.755 | 4.051 | 4.631 | 4.361 | 4.323 | 1096 | 1704 | 4978 | 2418 | 3032 | 6701 | 2 | 2 | 2.5 | 3.117 | 3.533 | 3.865 | 3.216 | 3.547 | 3.853 | 7573 | 2806 | 427 | 2498 | 1301 | 275 | 1.5 | 2 | 2 | No | - | - | - | - | N/A | N/A | N/A | 14.68 | 3.1002 | 3.6366
[SEER Non Multi-Split <=65kW] GEMS (Air Conditioners up to 65kW) Determination 2019 | MEPS 2019 | AS/NZS 3823.1.2:2012 | RZA160CV1 / FDYAN160AV1 |  | N/A | DAIKIN | N/A | Ducted | Single Split System | - | Air | Air | Australia,Thailand | 4.95 | N/A | 15.5 | N/A | N/A | N/A | N/A | N/A | 4.9 | 18 | Enthalpy Test Room | 3.0873 | 3.4379 | N/A | - | N/A | N/A | N/A | N/A | N/A | N/A | N/A | N/A | N/A | N/A | N/A | N/A | N/A | N/A | N/A | N/A | N/A | Single | R32 | Australia,New Zealand | 131029 | 2025-08-14 |  | Approved | Reverse Cycle | N/A | Yes | Class 11 | Yes | N/A | N/A | N/A | N/A | N/A | N/A | N/A | Available | N/A | N/A | http://www.daikin.com.au/ | http://www.daikin.com.au | N/A |  |  | AAC5158 | Yes | Variable output compressor | Inverter | No | - | 15500 | 4.95 | - | 1950 | 7750 | No | - | - | - | 4524.3 | 16693.5 | No | 1782.3 | 8346.75 | No | - | - | 18000 | 4.9 | 2150 | 9000 | No | - | - | Yes | 4050 | 13000 | No | - | - | No | - | - | - | - | - | No | - | - | No | - | - | No | - | - | - | 75 | 3.865 | 3.762 | 4.053 | 4.636 | 4.365 | 4.325 | 1094 | 1702 | 4976 | 2417 | 3030 | 6700 | 2 | 2 | 2.5 | 3.117 | 3.533 | 3.865 | 3.216 | 3.547 | 3.853 | 7571 | 2804 | 426 | 2497 | 1300 | 274 | 1.5 | 2 | 2 | No | - | - | - | - | N/A | N/A | N/A | 14.18 | 3.1013 | 3.6379
[SEER Non Multi-Split <=65kW] GEMS (Air Conditioners up to 65kW) Determination 2019 | MEPS 2019 | AS/NZS 3823.1.2:2012 | RZA160CV1 / FDYUAN160AV1 |  | N/A | DAIKIN | N/A | Ducted | Single Split System | - | Air | Air | Australia,Thailand | 4.95 | N/A | 15.5 | N/A | N/A | N/A | N/A | N/A | 4.9 | 18 | Enthalpy Test Room | 3.0873 | 3.4379 | N/A | - | N/A | N/A | N/A | N/A | N/A | N/A | N/A | N/A | N/A | N/A | N/A | N/A | N/A | N/A | N/A | N/A | N/A | Single | R32 | Australia,New Zealand | 148723 | 2027-08-16 |  | Approved | Reverse Cycle | N/A | Yes | Class 11 | Yes | N/A | N/A | N/A | N/A | N/A | N/A | N/A | Available | N/A | N/A | http://www.daikin.com.au/ | http://www.daikin.com.au | N/A |  |  | AAC6876 | Yes | Variable output compressor | Inverter | No | - | 15500 | 4.95 | - | 1950 | 7750 | No | - | - | - | 4524.3 | 16693.5 | No | 1782.3 | 8346.75 | No | - | - | 18000 | 4.9 | 2150 | 9000 | No | - | - | Yes | 4050 | 13000 | No | - | - | No | - | - | - | - | - | No | - | - | No | - | - | No | - | - | - | - | 3.865 | 3.762 | 4.053 | 4.636 | 4.365 | 4.325 | 1094 | 1702 | 4976 | 2417 | 3030 | 6700 | 2 | 2 | 2.5 | 3.117 | 3.533 | 3.865 | 3.216 | 3.547 | 3.853 | 7571 | 2804 | 426 | 2497 | 1300 | 274 | 1.5 | 2 | 2 | No | - | - | - | - | N/A | N/A | N/A | 14.18 | 3.1013 | 3.6379
[SEER Non Multi-Split <=65kW] GEMS (Air Conditioners up to 65kW) Determination 2019 | MEPS 2019 | AS/NZS 3823.1.2:2012 | RZA160CY1 / FDYAN160AV1 |  | N/A | DAIKIN | N/A | Ducted | Single Split System | - | Air | Air | Australia,Thailand | 4.95 | N/A | 15.5 | N/A | N/A | N/A | N/A | N/A | 4.9 | 18 | Enthalpy Test Room | 3.0873 | 3.4379 | N/A | - | N/A | N/A | N/A | N/A | N/A | N/A | N/A | N/A | N/A | N/A | N/A | N/A | N/A | N/A | N/A | N/A | N/A | Three | R32 | Australia,New Zealand | 132014 | 2025-09-02 |  | Approved | Reverse Cycle | N/A | Yes | Class 11 | Yes | N/A | N/A | N/A | N/A | N/A | N/A | N/A | Available | N/A | N/A | http://www.daikin.com.au/ | http://www.daikin.com.au | N/A |  |  | AAC5237 | Yes | Variable output compressor | Inverter | No | - | 15500 | 4.95 | - | 1950 | 7750 | No | - | - | - | 4524.3 | 16693.5 | No | 1782.3 | 8346.75 | No | - | - | 18000 | 4.9 | 2150 | 9000 | No | - | - | Yes | 4050 | 13000 | No | - | - | No | - | - | - | - | - | No | - | - | No | - | - | No | - | - | - | 75 | 3.865 | 3.762 | 4.053 | 4.636 | 4.365 | 4.325 | 1094 | 1702 | 4976 | 2417 | 3030 | 6700 | 2 | 2 | 2.5 | 3.117 | 3.533 | 3.865 | 3.216 | 3.547 | 3.853 | 7571 | 2804 | 426 | 2497 | 1300 | 274 | 1.5 | 2 | 2 | No | - | - | - | - | N/A | N/A | N/A | 14.18 | 3.1013 | 3.6379
[SEER Non Multi-Split <=65kW] GEMS (Air Conditioners up to 65kW) Determination 2019 | MEPS 2019 | AS/NZS 3823.1.2:2012 | RZA160CY1 / FDYUAN160AV1 |  | N/A | DAIKIN | N/A | Ducted | Single Split System | - | Air | Air | Australia,Thailand | 4.95 | N/A | 15.5 | N/A | N/A | N/A | N/A | N/A | 4.9 | 18 | Enthalpy Test Room | 3.0873 | 3.4379 | N/A | - | N/A | N/A | N/A | N/A | N/A | N/A | N/A | N/A | N/A | N/A | N/A | N/A | N/A | N/A | N/A | N/A | N/A | Three | R32 | Australia,New Zealand | 148727 | 2027-08-16 |  | Approved | Reverse Cycle | N/A | Yes | Class 11 | Yes | N/A | N/A | N/A | N/A | N/A | N/A | N/A | Available | N/A | N/A | http://www.daikin.com.au/ | http://www.daikin.com.au | N/A |  |  | AAC6877 | Yes | Variable output compressor | Inverter | No | - | 15500 | 4.95 | - | 1950 | 7750 | No | - | - | - | 4524.3 | 16693.5 | No | 1782.3 | 8346.75 | No | - | - | 18000 | 4.9 | 2150 | 9000 | No | - | - | Yes | 4050 | 13000 | No | - | - | No | - | - | - | - | - | No | - | - | No | - | - | No | - | - | - | - | 3.865 | 3.762 | 4.053 | 4.636 | 4.365 | 4.325 | 1094 | 1702 | 4976 | 2417 | 3030 | 6700 | 2 | 2 | 2.5 | 3.117 | 3.533 | 3.865 | 3.216 | 3.547 | 3.853 | 7571 | 2804 | 426 | 2497 | 1300 | 274 | 1.5 | 2 | 2 | No | - | - | - | - | N/A | N/A | N/A | 14.18 | 3.1013 | 3.6379
[SEER Non Multi-Split <=65kW] GEMS (Air Conditioners up to 65kW) Determination 2019 | MEPS 2019 | AS/NZS 3823.1.2:2012 | RZA50C1V1 / FDYAN50AV1 |  | N/A | DAIKIN | N/A | Ducted | Single Split System | - | Air | Air | Thailand,Australia | 1.35 | N/A | 5 | N/A | N/A | N/A | N/A | N/A | 1.62 | 6 | Enthalpy Test Room | 3.6249 | 3.7077 | N/A | - | N/A | N/A | N/A | N/A | N/A | N/A | N/A | N/A | N/A | N/A | N/A | N/A | N/A | N/A | N/A | N/A | N/A | Single | R32 | Australia,New Zealand | 145764 | 2027-03-30 |  | Approved | Reverse Cycle | N/A | Yes | Class 10 | Yes | N/A | N/A | N/A | N/A | N/A | N/A | N/A | Available | N/A | N/A | http://www.daikin.com.au/ | http://www.daikin.com.au | N/A |  |  | AAC6577 | Yes | Variable output compressor | Inverter | No | - | 5000 | 1.35 | - | 560 | 2500 | No | - | - | - | 1233.9 | 5385 | No | 511.84 | 2692.5 | No | - | - | 6000 | 1.62 | 610 | 3000 | No | - | - | Yes | 2150 | 5400 | No | - | - | No | - | - | - | - | - | No | - | - | No | - | - | No | - | - | - | - | 3.654 | 3.717 | 4.416 | 4.827 | 4.633 | 4.792 | 349 | 526 | 1444 | 725 | 897 | 1927 | 2 | 2 | 2.5 | 3.494 | 4.015 | 4.512 | 3.77 | 4.214 | 4.516 | 2278 | 854 | 151 | 735 | 389 | 102 | 1.5 | 2.5 | 3 | No | - | - | - | - | N/A | N/A | N/A | 15.845 | 3.5624 | 3.5852
[SEER Non Multi-Split <=65kW] GEMS (Air Conditioners up to 65kW) Determination 2019 | MEPS 2019 | AS/NZS 3823.1.2:2012 | RZA50C2V1 / FDYAN50AV1 |  | N/A | DAIKIN | N/A | Ducted | Single Split System | - | Air | Air | Australia,Thailand | 1.35 | N/A | 5 | N/A | N/A | N/A | N/A | N/A | 1.62 | 6 | Enthalpy Test Room | 3.6249 | 3.7077 | N/A | - | N/A | N/A | N/A | N/A | N/A | N/A | N/A | N/A | N/A | N/A | N/A | N/A | N/A | N/A | N/A | N/A | N/A | Single | R32 | Australia,New Zealand | 148998 | 2027-09-04 |  | Approved | Reverse Cycle | N/A | Yes | Class 10 | Yes | N/A | N/A | N/A | N/A | N/A | N/A | N/A | Available | N/A | N/A | http://www.daikin.com.au/ | http://www.daikin.com.au | N/A |  |  | AAC6923 | Yes | Variable output compressor | Inverter | No | - | 5000 | 1.35 | - | 560 | 2500 | No | - | - | - | 1233.9 | 5385 | No | 511.84 | 2692.5 | No | - | - | 6000 | 1.62 | 610 | 3000 | No | - | - | Yes | 2150 | 5400 | No | - | - | No | - | - | - | - | - | No | - | - | No | - | - | No | - | - | - | - | 3.654 | 3.717 | 4.416 | 4.827 | 4.633 | 4.792 | 349 | 526 | 1444 | 725 | 897 | 1927 | 2 | 2 | 2.5 | 3.494 | 4.015 | 4.512 | 3.77 | 4.214 | 4.516 | 2278 | 854 | 151 | 735 | 389 | 102 | 1.5 | 2.5 | 3 | No | - | - | - | - | N/A | N/A | N/A | 15.845 | 3.5624 | 3.5852
[SEER Non Multi-Split <=65kW] GEMS (Air Conditioners up to 65kW) Determination 2019 | MEPS 2019 | AS/NZS 3823.1.2:2012 | RZA50CAV1 / FDYAN50AV1 |  | N/A | DAIKIN | N/A | Ducted | Single Split System | - | Air | Air | Australia,Thailand | 1.35 | N/A | 5 | N/A | N/A | N/A | N/A | N/A | 1.62 | 6 | Enthalpy Test Room | 3.5909 | 3.71 | N/A | - | N/A | N/A | N/A | N/A | N/A | N/A | N/A | N/A | N/A | N/A | N/A | N/A | N/A | N/A | N/A | N/A | N/A | Single | R32 | Australia,New Zealand | 163016 | 2029-07-18 |  | Approved | Reverse Cycle | N/A | Yes | Class 10 | Yes | N/A | N/A | N/A | N/A | N/A | N/A | N/A | Available | N/A | N/A | http://www.daikin.com.au/ | http://www.daikin.com.au | N/A |  |  | AAC8357 | Yes | Variable output compressor | Inverter | No | - | 5000 | 1.35 | - | 560 | 2500 | No | - | - | - | 1233.9 | 5385 | No | 511.84 | 2692.5 | No | - | - | 6000 | 1.62 | 610 | 3000 | No | - | - | Yes | 2150 | 5400 | No | - | - | No | - | - | - | - | - | No | - | - | No | - | - | No | - | - | - | - | 3.658 | 3.72 | 4.417 | 4.83 | 4.635 | 4.793 | 349 | 526 | 1444 | 725 | 897 | 1927 | 2 | 2 | 2.5 | 3.494 | 4.015 | 4.512 | 3.77 | 4.214 | 4.516 | 2278 | 853 | 151 | 734 | 389 | 102 | 1.5 | 2.5 | 3 | No | - | - | - | - | N/A | N/A | N/A | 15.77 | 3.5609 | 3.5857
[SEER Non Multi-Split <=65kW] GEMS (Air Conditioners up to 65kW) Determination 2019 | MEPS 2019 | AS/NZS 3823.1.2:2012 | RZA50CV1 / FDYAN50AV1 |  | N/A | DAIKIN | N/A | Ducted | Single Split System | - | Air | Air | Australia,Thailand | 1.35 | N/A | 5 | N/A | N/A | N/A | N/A | N/A | 1.62 | 6 | Enthalpy Test Room | 3.6249 | 3.7077 | N/A | - | N/A | N/A | N/A | N/A | N/A | N/A | N/A | N/A | N/A | N/A | N/A | N/A | N/A | N/A | N/A | N/A | N/A | Single | R32 | Australia,New Zealand | 131019 | 2025-08-14 |  | Approved | Reverse Cycle | N/A | Yes | Class 10 | Yes | N/A | N/A | N/A | N/A | N/A | N/A | N/A | Available | N/A | N/A | http://www.daikin.com.au/ | http://www.daikin.com.au | N/A |  |  | AAC5155 | Yes | Variable output compressor | Inverter | No | - | 5000 | 1.35 | - | 560 | 2500 | No | - | - | - | 1233.9 | 5385 | No | 511.84 | 2692.5 | No | - | - | 6000 | 1.62 | 610 | 3000 | No | - | - | Yes | 2150 | 5400 | No | - | - | No | - | - | - | - | - | No | - | - | No | - | - | No | - | - | - | 68 | 3.681 | 3.738 | 4.425 | 4.844 | 4.646 | 4.798 | 347 | 524 | 1443 | 723 | 895 | 1925 | 2 | 2 | 2.5 | 3.494 | 4.015 | 4.512 | 3.77 | 4.214 | 4.516 | 2277 | 852 | 150 | 734 | 388 | 101 | 1.5 | 2.5 | 3 | No | - | - | - | - | N/A | N/A | N/A | 15.345 | 3.5667 | 3.5888
[SEER Non Multi-Split <=65kW] GEMS (Air Conditioners up to 65kW) Determination 2019 | MEPS 2019 | AS/NZS 3823.1.2:2012 | RZA60C1V1 / FDYAN60AV1 |  | N/A | DAIKIN | N/A | Ducted | Single Split System | - | Air | Air | Thailand,Australia | 1.78 | N/A | 6 | N/A | N/A | N/A | N/A | N/A | 1.95 | 7 | Enthalpy Test Room | 3.2407 | 3.4674 | N/A | - | N/A | N/A | N/A | N/A | N/A | N/A | N/A | N/A | N/A | N/A | N/A | N/A | N/A | N/A | N/A | N/A | N/A | Single | R32 | Australia,New Zealand | 145765 | 2027-03-31 |  | Approved | Reverse Cycle | N/A | Yes | Class 10 | Yes | N/A | N/A | N/A | N/A | N/A | N/A | N/A | Available | N/A | N/A | http://www.daikin.com.au/ | http://www.daikin.com.au | N/A |  |  | AAC6581 | Yes | Variable output compressor | Inverter | No | - | 6000 | 1.78 | - | 660 | 3000 | No | - | - | - | 1626.92 | 6462 | No | 603.24 | 3231 | No | - | - | 7000 | 1.95 | 720 | 3500 | No | - | - | Yes | 2000 | 5100 | No | - | - | No | - | - | - | - | - | No | - | - | No | - | - | No | - | - | - | - | 3.754 | 3.75 | 4.354 | 4.914 | 4.669 | 4.733 | 414 | 634 | 1766 | 860 | 1074 | 2348 | 2 | 2 | 2.5 | 3.153 | 3.763 | 4.456 | 3.409 | 4.057 | 4.462 | 2935 | 1052 | 171 | 938 | 465 | 115 | 1.5 | 2 | 2.5 | No | - | - | - | - | N/A | N/A | N/A | 15.845 | 3.2723 | 3.4938
[SEER Non Multi-Split <=65kW] GEMS (Air Conditioners up to 65kW) Determination 2019 | MEPS 2019 | AS/NZS 3823.1.2:2012 | RZA60C2V1 / FDYAN60AV1 |  | N/A | DAIKIN | N/A | Ducted | Single Split System | - | Air | Air | Australia,Thailand | 1.78 | N/A | 6 | N/A | N/A | N/A | N/A | N/A | 1.95 | 7 | Enthalpy Test Room | 3.2407 | 3.4674 | N/A | - | N/A | N/A | N/A | N/A | N/A | N/A | N/A | N/A | N/A | N/A | N/A | N/A | N/A | N/A | N/A | N/A | N/A | Single | R32 | Australia,New Zealand | 148999 | 2027-09-05 |  | Approved | Reverse Cycle | N/A | Yes | Class 10 | Yes | N/A | N/A | N/A | N/A | N/A | N/A | N/A | Available | N/A | N/A | http://www.daikin.com.au/ | http://www.daikin.com.au | N/A |  |  | AAC6939 | Yes | Variable output compressor | Inverter | No | - | 6000 | 1.78 | - | 660 | 3000 | No | - | - | - | 1626.92 | 6462 | No | 603.24 | 3231 | No | - | - | 7000 | 1.95 | 720 | 3500 | No | - | - | Yes | 2000 | 5100 | No | - | - | No | - | - | - | - | - | No | - | - | No | - | - | No | - | - | - | - | 3.754 | 3.75 | 4.354 | 4.914 | 4.669 | 4.733 | 414 | 634 | 1766 | 860 | 1074 | 2348 | 2 | 2 | 2.5 | 3.153 | 3.763 | 4.456 | 3.409 | 4.057 | 4.462 | 2935 | 1052 | 171 | 938 | 465 | 115 | 1.5 | 2 | 2.5 | No | - | - | - | - | N/A | N/A | N/A | 15.845 | 3.2723 | 3.4938
[SEER Non Multi-Split <=65kW] GEMS (Air Conditioners up to 65kW) Determination 2019 | MEPS 2019 | AS/NZS 3823.1.2:2012 | RZA60CAV1 / FDYAN60AV1 |  | N/A | DAIKIN | N/A | Ducted | Single Split System | - | Air | Air | Australia,Thailand | 1.78 | N/A | 6 | N/A | N/A | N/A | N/A | N/A | 1.95 | 7 | Enthalpy Test Room | 3.277 | 3.5285 | N/A | - | N/A | N/A | N/A | N/A | N/A | N/A | N/A | N/A | N/A | N/A | N/A | N/A | N/A | N/A | N/A | N/A | N/A | Single | R32 | Australia,New Zealand | 163017 | 2029-07-18 |  | Approved | Reverse Cycle | N/A | Yes | Class 10 | Yes | N/A | N/A | N/A | N/A | N/A | N/A | N/A | Available | N/A | N/A | http://www.daikin.com.au/ | http://www.daikin.com.au | N/A |  |  | AAC8362 | Yes | Variable output compressor | Inverter | No | - | 6000 | 1.78 | - | 660 | 3000 | No | - | - | - | 1626.92 | 6462 | No | 603.24 | 3231 | No | - | - | 7000 | 1.95 | 720 | 3500 | No | - | - | Yes | 2000 | 5100 | No | - | - | No | - | - | - | - | - | No | - | - | No | - | - | No | - | - | - | - | 3.757 | 3.752 | 4.355 | 4.916 | 4.67 | 4.733 | 413 | 633 | 1766 | 860 | 1074 | 2348 | 2 | 2 | 2.5 | 3.153 | 3.763 | 4.456 | 3.409 | 4.057 | 4.462 | 2934 | 1052 | 171 | 938 | 465 | 114 | 1.5 | 2 | 2.5 | No | - | - | - | - | N/A | N/A | N/A | 15.77 | 3.2728 | 3.4942
[SEER Non Multi-Split <=65kW] GEMS (Air Conditioners up to 65kW) Determination 2019 | MEPS 2019 | AS/NZS 3823.1.2:2012 | RZA60CV1 / FDYAN60AV1 |  | N/A | DAIKIN | N/A | Ducted | Single Split System | - | Air | Air | Australia,Thailand | 1.78 | N/A | 6 | N/A | N/A | N/A | N/A | N/A | 1.95 | 7 | Enthalpy Test Room | 3.2407 | 3.4674 | N/A | - | N/A | N/A | N/A | N/A | N/A | N/A | N/A | N/A | N/A | N/A | N/A | N/A | N/A | N/A | N/A | N/A | N/A | Single | R32 | Australia,New Zealand | 131020 | 2025-08-14 |  | Approved | Reverse Cycle | N/A | Yes | Class 10 | Yes | N/A | N/A | N/A | N/A | N/A | N/A | N/A | Available | N/A | N/A | http://www.daikin.com.au/ | http://www.daikin.com.au | N/A |  |  | AAC5162 | Yes | Variable output compressor | Inverter | No | - | 6000 | 1.78 | - | 660 | 3000 | No | - | - | - | 1626.92 | 6462 | No | 603.24 | 3231 | No | - | - | 7000 | 1.95 | 720 | 3500 | No | - | - | Yes | 2000 | 5100 | No | - | - | No | - | - | - | - | - | No | - | - | No | - | - | No | - | - | - | 68 | 3.777 | 3.768 | 4.362 | 4.928 | 4.679 | 4.738 | 412 | 632 | 1765 | 859 | 1073 | 2347 | 2 | 2 | 2.5 | 3.153 | 3.763 | 4.456 | 3.409 | 4.057 | 4.462 | 2933 | 1051 | 170 | 937 | 464 | 114 | 1.5 | 2 | 2.5 | No | - | - | - | - | N/A | N/A | N/A | 15.345 | 3.2753 | 3.4967
[SEER Non Multi-Split <=65kW] GEMS (Air Conditioners up to 65kW) Determination 2019 | MEPS 2019 | AS/NZS 3823.1.2:2012 | RZA71C1V1 / FDYAN71AV1 |  | N/A | DAIKIN | N/A | Ducted | Single Split System | - | Air | Air | Thailand,Australia | 2.2 | N/A | 7.1 | N/A | N/A | N/A | N/A | N/A | 1.93 | 7.5 | Enthalpy Test Room | 3.2017 | 3.9624 | N/A | - | N/A | N/A | N/A | N/A | N/A | N/A | N/A | N/A | N/A | N/A | N/A | N/A | N/A | N/A | N/A | N/A | N/A | Single | R32 | Australia,New Zealand | 145766 | 2027-03-30 |  | Approved | Reverse Cycle | N/A | Yes | Class 10 | Yes | N/A | N/A | N/A | N/A | N/A | N/A | N/A | Available | N/A | N/A | http://www.daikin.com.au/ | http://www.daikin.com.au | N/A |  |  | AAC6571 | Yes | Variable output compressor | Inverter | No | - | 7100 | 2.2 | - | 750 | 3550 | No | - | - | - | 2010.8 | 7646.7 | No | 685.5 | 3823.35 | No | - | - | 7500 | 1.93 | 830 | 3750 | No | - | - | Yes | 2200 | 6300 | No | - | - | No | - | - | - | - | - | No | - | - | No | - | - | No | - | - | - | - | 3.922 | 3.863 | 4.42 | 5.109 | 4.815 | 4.813 | 473 | 734 | 2066 | 984 | 1238 | 2737 | 2 | 2 | 2.5 | 3.409 | 3.847 | 4.168 | 3.599 | 3.956 | 4.157 | 2908 | 1101 | 191 | 952 | 507 | 127 | 1.5 | 2 | 2.5 | No | - | - | - | - | N/A | N/A | N/A | 15.845 | 3.1506 | 3.7811
[SEER Non Multi-Split <=65kW] GEMS (Air Conditioners up to 65kW) Determination 2019 | MEPS 2019 | AS/NZS 3823.1.2:2012 | RZA71C2V1 / FDYAN71AV1 |  | N/A | DAIKIN | N/A | Ducted | Single Split System | - | Air | Air | Australia,Thailand | 2.2 | N/A | 7.1 | N/A | N/A | N/A | N/A | N/A | 1.93 | 7.5 | Enthalpy Test Room | 3.2017 | 3.9624 | N/A | - | N/A | N/A | N/A | N/A | N/A | N/A | N/A | N/A | N/A | N/A | N/A | N/A | N/A | N/A | N/A | N/A | N/A | Single | R32 | Australia,New Zealand | 149000 | 2027-09-04 |  | Approved | Reverse Cycle | N/A | Yes | Class 10 | Yes | N/A | N/A | N/A | N/A | N/A | N/A | N/A | Available | N/A | N/A | http://www.daikin.com.au/ | http://www.daikin.com.au | N/A |  |  | AAC6924 | Yes | Variable output compressor | Inverter | No | - | 7100 | 2.2 | - | 750 | 3550 | No | - | - | - | 2010.8 | 7646.7 | No | 685.5 | 3823.35 | No | - | - | 7500 | 1.93 | 830 | 3750 | No | - | - | Yes | 2200 | 6300 | No | - | - | No | - | - | - | - | - | No | - | - | No | - | - | No | - | - | - | - | 3.922 | 3.863 | 4.42 | 5.109 | 4.815 | 4.813 | 473 | 734 | 2066 | 984 | 1238 | 2737 | 2 | 2 | 2.5 | 3.409 | 3.847 | 4.168 | 3.599 | 3.956 | 4.157 | 2908 | 1101 | 191 | 952 | 507 | 127 | 1.5 | 2 | 2.5 | No | - | - | - | - | N/A | N/A | N/A | 15.845 | 3.1506 | 3.7811
[SEER Non Multi-Split <=65kW] GEMS (Air Conditioners up to 65kW) Determination 2019 | MEPS 2019 | AS/NZS 3823.1.2:2012 | RZA71C2V1 / FDYUAN71AV1 |  | N/A | DAIKIN | N/A | Ducted | Single Split System | - | Air | Air | Australia,Thailand | 2.2 | N/A | 7.1 | N/A | N/A | N/A | N/A | N/A | 1.93 | 7.5 | Enthalpy Test Room | 3.2017 | 3.9624 | N/A | - | N/A | N/A | N/A | N/A | N/A | N/A | N/A | N/A | N/A | N/A | N/A | N/A | N/A | N/A | N/A | N/A | N/A | Single | R32 | Australia,New Zealand | 151963 | 2028-01-19 |  | Approved | Reverse Cycle | N/A | Yes | Class 10 | Yes | N/A | N/A | N/A | N/A | N/A | N/A | N/A | Available | N/A | N/A | http://www.daikin.com.au/ | http://www.daikin.com.au | N/A |  |  | AAC7230 | Yes | Variable output compressor | Inverter | No | - | 7100 | 2.2 | - | 750 | 3550 | No | - | - | - | 2010.8 | 7646.7 | No | 685.5 | 3823.35 | No | - | - | 7500 | 1.93 | 830 | 3750 | No | - | - | Yes | 2200 | 6300 | No | - | - | No | - | - | - | - | - | No | - | - | No | - | - | No | - | - | - | - | 3.922 | 3.863 | 4.42 | 5.109 | 4.815 | 4.813 | 473 | 734 | 2066 | 984 | 1238 | 2737 | 2 | 2 | 2.5 | 3.409 | 3.847 | 4.168 | 3.599 | 3.956 | 4.157 | 2908 | 1101 | 191 | 952 | 507 | 127 | 1.5 | 2 | 2.5 | No | - | - | - | - | N/A | N/A | N/A | 15.845 | 3.1506 | 3.7811
[SEER Non Multi-Split <=65kW] GEMS (Air Conditioners up to 65kW) Determination 2019 | MEPS 2019 | AS/NZS 3823.1.2:2012 | RZA71C2Y1 / FDYAN71AV1 |  | N/A | DAIKIN | N/A | Ducted | Single Split System | - | Air | Air | Thailand,Australia | 2.2 | N/A | 7.1 | N/A | N/A | N/A | N/A | N/A | 1.93 | 7.5 | Enthalpy Test Room | 3.4983 | 3.8435 | N/A | - | N/A | N/A | N/A | N/A | N/A | N/A | N/A | N/A | N/A | N/A | N/A | N/A | N/A | N/A | N/A | N/A | N/A | Three | R32 | Australia,New Zealand | 145772 | 2027-03-30 |  | Approved | Reverse Cycle | N/A | Yes | Class 10 | Yes | N/A | N/A | N/A | N/A | N/A | N/A | N/A | Available | N/A | N/A | http://www.daikin.com.au/ | http://www.daikin.com.au | N/A |  |  | AAC6568 | Yes | Variable output compressor | Inverter | No | - | 7100 | 2.2 | - | 750 | 3550 | No | - | - | - | 2010.8 | 7646.7 | No | 685.5 | 3823.35 | No | - | - | 7500 | 1.93 | 830 | 3750 | No | - | - | Yes | 2300 | 6900 | No | - | - | No | - | - | - | - | - | No | - | - | No | - | - | No | - | - | - | - | 3.978 | 3.906 | 4.436 | 5.143 | 4.84 | 4.824 | 469 | 729 | 2061 | 980 | 1234 | 2733 | 2 | 2 | 2.5 | 3.553 | 3.898 | 4.168 | 3.699 | 3.988 | 4.157 | 2789 | 1083 | 187 | 924 | 501 | 124 | 2 | 2 | 2.5 | No | - | - | - | - | N/A | N/A | N/A | 14.555 | 3.1567 | 3.7894
[SEER Non Multi-Split <=65kW] GEMS (Air Conditioners up to 65kW) Determination 2019 | MEPS 2019 | AS/NZS 3823.1.2:2012 | RZA71C2Y1 / FDYUAN71AV1 |  | N/A | DAIKIN | N/A | Ducted | Single Split System | - | Air | Air | Australia,Thailand | 2.2 | N/A | 7.1 | N/A | N/A | N/A | N/A | N/A | 1.93 | 7.5 | Enthalpy Test Room | 3.4983 | 3.8435 | N/A | - | N/A | N/A | N/A | N/A | N/A | N/A | N/A | N/A | N/A | N/A | N/A | N/A | N/A | N/A | N/A | N/A | N/A | Three | R32 | Australia,New Zealand | 151970 | 2028-01-19 |  | Approved | Reverse Cycle | N/A | Yes | Class 10 | Yes | N/A | N/A | N/A | N/A | N/A | N/A | N/A | Available | N/A | N/A | http://www.daikin.com.au/ | http://www.daikin.com.au | N/A |  |  | AAC7231 | Yes | Variable output compressor | Inverter | No | - | 7100 | 2.2 | - | 750 | 3550 | No | - | - | - | 2010.8 | 7646.7 | No | 685.5 | 3823.35 | No | - | - | 7500 | 1.93 | 830 | 3750 | No | - | - | Yes | 2300 | 6900 | No | - | - | No | - | - | - | - | - | No | - | - | No | - | - | No | - | - | - | - | 3.978 | 3.906 | 4.436 | 5.143 | 4.84 | 4.824 | 469 | 729 | 2061 | 980 | 1234 | 2733 | 2 | 2 | 2.5 | 3.553 | 3.898 | 4.168 | 3.699 | 3.988 | 4.157 | 2789 | 1083 | 187 | 924 | 501 | 124 | 2 | 2 | 2.5 | No | - | - | - | - | N/A | N/A | N/A | 14.555 | 3.1567 | 3.7894
[SEER Non Multi-Split <=65kW] GEMS (Air Conditioners up to 65kW) Determination 2019 | MEPS 2019 | AS/NZS 3823.1.2:2012 | RZA71CAV1 / FDYAN71AV1 |  | N/A | DAIKIN | N/A | Ducted | Single Split System | - | Air | Air | Australia,Thailand | 2.2 | N/A | 7.1 | N/A | N/A | N/A | N/A | N/A | 1.93 | 7.5 | Enthalpy Test Room | 3.3793 | 4.1057 | N/A | - | N/A | N/A | N/A | N/A | N/A | N/A | N/A | N/A | N/A | N/A | N/A | N/A | N/A | N/A | N/A | N/A | N/A | Single | R32 | Australia,New Zealand | 163018 | 2029-07-18 |  | Approved | Reverse Cycle | N/A | Yes | Class 10 | Yes | N/A | N/A | N/A | N/A | N/A | N/A | N/A | Available | N/A | N/A | http://www.daikin.com.au/ | http://www.daikin.com.au | N/A |  |  | AAC8358 | Yes | Variable output compressor | Inverter | No | - | 7100 | 2.2 | - | 750 | 3550 | No | - | - | - | 2010.8 | 7646.7 | No | 685.5 | 3823.35 | No | - | - | 7500 | 1.93 | 830 | 3750 | No | - | - | Yes | 2200 | 6300 | No | - | - | No | - | - | - | - | - | No | - | - | No | - | - | No | - | - | - | - | 3.925 | 3.866 | 4.421 | 5.111 | 4.816 | 4.814 | 473 | 734 | 2066 | 984 | 1237 | 2737 | 2 | 2 | 2.5 | 3.409 | 3.847 | 4.168 | 3.599 | 3.956 | 4.157 | 2908 | 1101 | 190 | 952 | 507 | 127 | 1.5 | 2 | 2.5 | No | - | - | - | - | N/A | N/A | N/A | 15.77 | 3.1509 | 3.7816
[SEER Non Multi-Split <=65kW] GEMS (Air Conditioners up to 65kW) Determination 2019 | MEPS 2019 | AS/NZS 3823.1.2:2012 | RZA71CAV1 / FDYUAN71AV1 |  | N/A | DAIKIN | N/A | Ducted | Single Split System | - | Air | Air | Australia,Thailand | 2.2 | N/A | 7.1 | N/A | N/A | N/A | N/A | N/A | 1.93 | 7.5 | Enthalpy Test Room | 3.3793 | 4.1057 | N/A | - | N/A | N/A | N/A | N/A | N/A | N/A | N/A | N/A | N/A | N/A | N/A | N/A | N/A | N/A | N/A | N/A | N/A | Single | R32 | Australia,New Zealand | 163027 | 2029-07-08 |  | Approved | Reverse Cycle | N/A | Yes | Class 10 | Yes | N/A | N/A | N/A | N/A | N/A | N/A | N/A | Available | N/A | N/A | http://www.daikin.com.au/ | http://www.daikin.com.au | N/A |  |  | AAC8337 | Yes | Variable output compressor | Inverter | No | - | 7100 | 2.2 | - | 750 | 3550 | No | - | - | - | 2010.8 | 7646.7 | No | 685.5 | 3823.35 | No | - | - | 7500 | 1.93 | 830 | 3750 | No | - | - | Yes | 2200 | 6300 | No | - | - | No | - | - | - | - | - | No | - | - | No | - | - | No | - | - | - | - | 3.925 | 3.866 | 4.421 | 5.111 | 4.816 | 4.814 | 473 | 734 | 2066 | 984 | 1237 | 2737 | 2 | 2 | 2.5 | 3.409 | 3.847 | 4.168 | 3.599 | 3.956 | 4.157 | 2908 | 1101 | 190 | 952 | 507 | 127 | 1.5 | 2 | 2.5 | No | - | - | - | - | N/A | N/A | N/A | 15.77 | 3.1509 | 3.7816
[SEER Non Multi-Split <=65kW] GEMS (Air Conditioners up to 65kW) Determination 2019 | MEPS 2019 | AS/NZS 3823.1.2:2012 | RZA71CV1 / FDYAN71AV1 |  | N/A | DAIKIN | N/A | Ducted | Single Split System | - | Air | Air | Australia,Thailand | 2.2 | N/A | 7.1 | N/A | N/A | N/A | N/A | N/A | 1.93 | 7.5 | Enthalpy Test Room | 3.2017 | 3.9624 | N/A | - | N/A | N/A | N/A | N/A | N/A | N/A | N/A | N/A | N/A | N/A | N/A | N/A | N/A | N/A | N/A | N/A | N/A | Single | R32 | Australia,New Zealand | 131021 | 2025-08-14 |  | Approved | Reverse Cycle | N/A | Yes | Class 10 | Yes | N/A | N/A | N/A | N/A | N/A | N/A | N/A | Available | N/A | N/A | http://www.daikin.com.au/ | http://www.daikin.com.au | N/A |  |  | AAC5156 | Yes | Variable output compressor | Inverter | No | - | 7100 | 2.2 | - | 750 | 3550 | No | - | - | - | 2010.8 | 7646.7 | No | 685.5 | 3823.35 | No | - | - | 7500 | 1.93 | 830 | 3750 | No | - | - | Yes | 2200 | 6300 | No | - | - | No | - | - | - | - | - | No | - | - | No | - | - | No | - | - | - | 68 | 3.944 | 3.88 | 4.426 | 5.122 | 4.825 | 4.817 | 471 | 732 | 2064 | 982 | 1236 | 2736 | 2 | 2 | 2.5 | 3.409 | 3.847 | 4.168 | 3.599 | 3.956 | 4.157 | 2907 | 1099 | 189 | 951 | 506 | 126 | 1.5 | 2 | 2.5 | No | - | - | - | - | N/A | N/A | N/A | 15.345 | 3.1529 | 3.7843
[SEER Non Multi-Split <=65kW] GEMS (Air Conditioners up to 65kW) Determination 2019 | MEPS 2019 | AS/NZS 3823.1.2:2012 | RZA71CV1 / FDYUAN71AV1 |  | N/A | DAIKIN | N/A | Ducted | Single Split System | - | Air | Air | Australia,Thailand | 2.2 | N/A | 7.1 | N/A | N/A | N/A | N/A | N/A | 1.93 | 7.5 | Enthalpy Test Room | 3.2017 | 3.9624 | N/A | - | N/A | N/A | N/A | N/A | N/A | N/A | N/A | N/A | N/A | N/A | N/A | N/A | N/A | N/A | N/A | N/A | N/A | Single | R32 | Australia,New Zealand | 148721 | 2027-08-16 |  | Approved | Reverse Cycle | N/A | Yes | Class 10 | Yes | N/A | N/A | N/A | N/A | N/A | N/A | N/A | Available | N/A | N/A | http://www.daikin.com.au/ | http://www.daikin.com.au | N/A |  |  | AAC6875 | Yes | Variable output compressor | Inverter | No | - | 7100 | 2.2 | - | 750 | 3550 | No | - | - | - | 2010.8 | 7646.7 | No | 685.5 | 3823.35 | No | - | - | 7500 | 1.93 | 830 | 3750 | No | - | - | Yes | 2200 | 6300 | No | - | - | No | - | - | - | - | - | No | - | - | No | - | - | No | - | - | - | - | 3.944 | 3.88 | 4.426 | 5.122 | 4.825 | 4.817 | 471 | 732 | 2064 | 982 | 1236 | 2736 | 2 | 2 | 2.5 | 3.409 | 3.847 | 4.168 | 3.599 | 3.956 | 4.157 | 2907 | 1099 | 189 | 951 | 506 | 126 | 1.5 | 2 | 2.5 | No | - | - | - | - | N/A | N/A | N/A | 15.345 | 3.1529 | 3.7843
[SEER Non Multi-Split <=65kW] GEMS (Air Conditioners up to 65kW) Determination 2019 | MEPS 2019 | AS/NZS 3823.1.2:2012 | RZA71CY1 / FDYAN71AV1 |  | N/A | DAIKIN | N/A | Ducted | Single Split System | - | Air | Air | Australia,Thailand | 2.2 | N/A | 7.1 | N/A | N/A | N/A | N/A | N/A | 1.93 | 7.5 | Enthalpy Test Room | 3.4983 | 3.8435 | N/A | - | N/A | N/A | N/A | N/A | N/A | N/A | N/A | N/A | N/A | N/A | N/A | N/A | N/A | N/A | N/A | N/A | N/A | Three | R32 | Australia,New Zealand | 132009 | 2025-09-02 |  | Approved | Reverse Cycle | N/A | Yes | Class 10 | Yes | N/A | N/A | N/A | N/A | N/A | N/A | N/A | Available | N/A | N/A | http://www.daikin.com.au/ | http://www.daikin.com.au | N/A |  |  | AAC5230 | Yes | Variable output compressor | Inverter | No | - | 7100 | 2.2 | - | 750 | 3550 | No | - | - | - | 2010.8 | 7646.7 | No | 685.5 | 3823.35 | No | - | - | 7500 | 1.93 | 830 | 3750 | No | - | - | Yes | 2300 | 6900 | No | - | - | No | - | - | - | - | - | No | - | - | No | - | - | No | - | - | - | 67 | 4.001 | 3.923 | 4.443 | 5.156 | 4.85 | 4.829 | 467 | 727 | 2059 | 978 | 1232 | 2732 | 2.5 | 2 | 2.5 | 3.553 | 3.898 | 4.168 | 3.699 | 3.988 | 4.157 | 2788 | 1082 | 186 | 923 | 500 | 123 | 2 | 2 | 2.5 | No | - | - | - | - | N/A | N/A | N/A | 14.055 | 3.1591 | 3.7927
[SEER Non Multi-Split <=65kW] GEMS (Air Conditioners up to 65kW) Determination 2019 | MEPS 2019 | AS/NZS 3823.1.2:2012 | RZA71CY1 / FDYUAN71AV1 |  | N/A | DAIKIN | N/A | Ducted | Single Split System | - | Air | Air | Australia,Thailand | 2.2 | N/A | 7.1 | N/A | N/A | N/A | N/A | N/A | 1.93 | 7.5 | Enthalpy Test Room | 3.4983 | 3.8435 | N/A | - | N/A | N/A | N/A | N/A | N/A | N/A | N/A | N/A | N/A | N/A | N/A | N/A | N/A | N/A | N/A | N/A | N/A | Three | R32 | Australia,New Zealand | 148724 | 2027-08-11 |  | Approved | Reverse Cycle | N/A | Yes | Class 10 | Yes | N/A | N/A | N/A | N/A | N/A | N/A | N/A | Available | N/A | N/A | http://www.daikin.com.au/ | http://www.daikin.com.au | N/A |  |  | AAC6864 | Yes | Variable output compressor | Inverter | No | - | 7100 | 2.2 | - | 750 | 3550 | No | - | - | - | 2010.8 | 7646.7 | No | 685.5 | 3823.35 | No | - | - | 7500 | 1.93 | 830 | 3750 | No | - | - | Yes | 2300 | 6900 | No | - | - | No | - | - | - | - | - | No | - | - | No | - | - | No | - | - | - | - | 4.001 | 3.923 | 4.443 | 5.156 | 4.85 | 4.829 | 467 | 727 | 2059 | 978 | 1232 | 2732 | 2.5 | 2 | 2.5 | 3.553 | 3.898 | 4.168 | 3.699 | 3.988 | 4.157 | 2788 | 1082 | 186 | 923 | 500 | 123 | 2 | 2 | 2.5 | No | - | - | - | - | N/A | N/A | N/A | 14.055 | 3.1591 | 3.7927
[SEER Non Multi-Split <=65kW] GEMS (Air Conditioners up to 65kW) Determination 2019 | MEPS 2019 | AS/NZS 3823.1.2:2012 | RZA85C2V1 / FDYAN85AV1 |  | N/A | DAIKIN | N/A | Ducted | Single Split System | - | Air | Air | Thailand,Australia | 2.53 | N/A | 8.5 | N/A | N/A | N/A | N/A | N/A | 2.8 | 10 | Enthalpy Test Room | 3.4531 | 3.542 | N/A | - | N/A | N/A | N/A | N/A | N/A | N/A | N/A | N/A | N/A | N/A | N/A | N/A | N/A | N/A | N/A | N/A | N/A | Single | R32 | Australia,New Zealand | 145767 | 2027-03-31 |  | Approved | Reverse Cycle | N/A | Yes | Class 10 | Yes | N/A | N/A | N/A | N/A | N/A | N/A | N/A | Available | N/A | N/A | http://www.daikin.com.au/ | http://www.daikin.com.au | N/A |  |  | AAC6580 | Yes | Variable output compressor | Inverter | No | - | 8500 | 2.53 | - | 992 | 4250 | No | - | - | - | 2312.42 | 9154.5 | No | 906.688 | 4577.25 | No | - | - | 10000 | 2.8 | 1160 | 5000 | No | - | - | Yes | 3270 | 9000 | No | - | - | No | - | - | - | - | - | No | - | - | No | - | - | No | - | - | - | - | 3.885 | 3.838 | 4.284 | 4.845 | 4.588 | 4.605 | 582 | 897 | 2564 | 1253 | 1566 | 3436 | 2 | 2 | 2.5 | 3.318 | 3.668 | 3.97 | 3.483 | 3.777 | 3.964 | 3968 | 1519 | 248 | 1296 | 693 | 162 | 1.5 | 2 | 2 | No | - | - | - | - | N/A | N/A | N/A | 14.555 | 3.2956 | 3.5098
[SEER Non Multi-Split <=65kW] GEMS (Air Conditioners up to 65kW) Determination 2019 | MEPS 2019 | AS/NZS 3823.1.2:2012 | RZA85C2Y1 / FDYAN85AV1 |  | N/A | DAIKIN | N/A | Ducted | Single Split System | - | Air | Air | Thailand,Australia | 2.53 | N/A | 8.5 | N/A | N/A | N/A | N/A | N/A | 2.8 | 10 | Enthalpy Test Room | 3.4531 | 3.542 | N/A | - | N/A | N/A | N/A | N/A | N/A | N/A | N/A | N/A | N/A | N/A | N/A | N/A | N/A | N/A | N/A | N/A | N/A | Three | R32 | Australia,New Zealand | 145773 | 2027-03-31 |  | Approved | Reverse Cycle | N/A | Yes | Class 10 | Yes | N/A | N/A | N/A | N/A | N/A | N/A | N/A | Available | N/A | N/A | http://www.daikin.com.au/ | http://www.daikin.com.au | N/A |  |  | AAC6588 | Yes | Variable output compressor | Inverter | No | - | 8500 | 2.53 | - | 992 | 4250 | No | - | - | - | 2312.42 | 9154.5 | No | 906.688 | 4577.25 | No | - | - | 10000 | 2.8 | 1160 | 5000 | No | - | - | Yes | 3270 | 9000 | No | - | - | No | - | - | - | - | - | No | - | - | No | - | - | No | - | - | - | - | 3.885 | 3.838 | 4.284 | 4.845 | 4.588 | 4.605 | 582 | 897 | 2564 | 1253 | 1566 | 3436 | 2 | 2 | 2.5 | 3.318 | 3.668 | 3.97 | 3.483 | 3.777 | 3.964 | 3968 | 1519 | 248 | 1296 | 693 | 162 | 1.5 | 2 | 2 | No | - | - | - | - | N/A | N/A | N/A | 14.555 | 3.2956 | 3.5098
[SEER Non Multi-Split <=65kW] GEMS (Air Conditioners up to 65kW) Determination 2019 | MEPS 2019 | AS/NZS 3823.1.2:2012 | RZA85CV1 / FDYAN85AV1 |  | N/A | DAIKIN | N/A | Ducted | Single Split System | - | Air | Air | Australia,Thailand | 2.53 | N/A | 8.5 | N/A | N/A | N/A | N/A | N/A | 2.8 | 10 | Enthalpy Test Room | 3.4531 | 3.542 | N/A | - | N/A | N/A | N/A | N/A | N/A | N/A | N/A | N/A | N/A | N/A | N/A | N/A | N/A | N/A | N/A | N/A | N/A | Single | R32 | Australia,New Zealand | 131022 | 2025-08-14 |  | Approved | Reverse Cycle | N/A | Yes | Class 10 | Yes | N/A | N/A | N/A | N/A | N/A | N/A | N/A | Available | N/A | N/A | http://www.daikin.com.au/ | http://www.daikin.com.au | N/A |  |  | AAC5163 | Yes | Variable output compressor | Inverter | No | - | 8500 | 2.53 | - | 992 | 4250 | No | - | - | - | 2312.42 | 9154.5 | No | 906.688 | 4577.25 | No | - | - | 10000 | 2.8 | 1160 | 5000 | No | - | - | Yes | 3270 | 9000 | No | - | - | No | - | - | - | - | - | No | - | - | No | - | - | No | - | - | - | 70 | 3.903 | 3.851 | 4.289 | 4.855 | 4.595 | 4.608 | 580 | 895 | 2562 | 1252 | 1565 | 3435 | 2 | 2 | 2.5 | 3.318 | 3.668 | 3.97 | 3.483 | 3.777 | 3.964 | 3967 | 1518 | 246 | 1295 | 692 | 161 | 1.5 | 2 | 2 | No | - | - | - | - | N/A | N/A | N/A | 14.055 | 3.2978 | 3.5118
[SEER Non Multi-Split <=65kW] GEMS (Air Conditioners up to 65kW) Determination 2019 | MEPS 2019 | AS/NZS 3823.1.2:2012 | RZA85CY1 / FDYAN85AV1 |  | N/A | DAIKIN | N/A | Ducted | Single Split System | - | Air | Air | Australia,Thailand | 2.53 | N/A | 8.5 | N/A | N/A | N/A | N/A | N/A | 2.8 | 10 | Enthalpy Test Room | 3.4531 | 3.542 | N/A | - | N/A | N/A | N/A | N/A | N/A | N/A | N/A | N/A | N/A | N/A | N/A | N/A | N/A | N/A | N/A | N/A | N/A | Three | R32 | Australia,New Zealand | 132010 | 2025-09-02 |  | Approved | Reverse Cycle | N/A | Yes | Class 10 | Yes | N/A | N/A | N/A | N/A | N/A | N/A | N/A | Available | N/A | N/A | http://www.daikin.com.au/ | http://www.daikin.com.au | N/A |  |  | AAC5235 | Yes | Variable output compressor | Inverter | No | - | 8500 | 2.53 | - | 992 | 4250 | No | - | - | - | 2312.42 | 9154.5 | No | 906.688 | 4577.25 | No | - | - | 10000 | 2.8 | 1160 | 5000 | No | - | - | Yes | 3270 | 9000 | No | - | - | No | - | - | - | - | - | No | - | - | No | - | - | No | - | - | - | 70 | 3.903 | 3.851 | 4.289 | 4.855 | 4.595 | 4.608 | 580 | 895 | 2562 | 1252 | 1565 | 3435 | 2 | 2 | 2.5 | 3.318 | 3.668 | 3.97 | 3.483 | 3.777 | 3.964 | 3967 | 1518 | 246 | 1295 | 692 | 161 | 1.5 | 2 | 2 | No | - | - | - | - | N/A | N/A | N/A | 14.055 | 3.2978 | 3.5118
[SEER Non Multi-Split <=65kW] GEMS (Air Conditioners up to 65kW) Determination 2019 | MEPS 2019 | AS/NZS 3823.1.1:2012 | RZAC100C2V1 / FCA100CVMA |  | N/A | DAIKIN | N/A | Non Ducted | Single Split System | Cassette | Air | Air | Thailand | 2.67 | N/A | 10 | N/A | N/A | N/A | N/A | N/A | 2.74 | 11.2 | Enthalpy Test Room | 3.4582 | 4.1449 | N/A | - | N/A | N/A | N/A | N/A | N/A | N/A | N/A | N/A | N/A | N/A | N/A | N/A | N/A | N/A | N/A | N/A | N/A | Single | R32 | Australia,New Zealand | 144521 | 2027-02-24 |  | Approved | Reverse Cycle | N/A | Yes | Class 11 | Yes | N/A | N/A | N/A | N/A | N/A | N/A | N/A | Available | N/A | N/A | http://www.daikin.com.au/ | http://www.daikin.com.au | N/A |  |  | AAC6478 | Yes | Variable output compressor | Inverter | No | - | 10000 | 2.67 | - | 1020 | 5000 | No | - | - | - | 2440.38 | 10770 | No | 932.28 | 5385 | No | - | - | 11200 | 2.74 | 1130 | 5600 | No | - | - | Yes | 2800 | 9700 | No | - | - | No | - | - | - | - | - | No | - | - | No | - | - | No | - | - | 61 | 71 | 4.432 | 4.363 | 4.858 | 5.53 | 5.226 | 5.226 | 601 | 929 | 2661 | 1293 | 1619 | 3563 | 2.5 | 2.5 | 3 | 3.982 | 4.343 | 4.568 | 3.982 | 4.343 | 4.557 | 3893 | 1481 | 242 | 1270 | 676 | 159 | 2 | 2.5 | 3 | No | - | - | - | - | N/A | N/A | N/A | 14.555 | 3.6776 | 4.0155
[SEER Non Multi-Split <=65kW] GEMS (Air Conditioners up to 65kW) Determination 2019 | MEPS 2019 | AS/NZS 3823.1.1:2012 | RZAC100C2Y1 / FCA100CVMA |  | N/A | DAIKIN | N/A | Non Ducted | Single Split System | Cassette | Air | Air | Thailand | 2.67 | N/A | 10 | N/A | N/A | N/A | N/A | N/A | 2.74 | 11.2 | Enthalpy Test Room | 3.4681 | 4.1962 | N/A | - | N/A | N/A | N/A | N/A | N/A | N/A | N/A | N/A | N/A | N/A | N/A | N/A | N/A | N/A | N/A | N/A | N/A | Three | R32 | Australia,New Zealand | 144525 | 2027-02-24 |  | Approved | Reverse Cycle | N/A | Yes | Class 11 | Yes | N/A | N/A | N/A | N/A | N/A | N/A | N/A | Available | N/A | N/A | http://www.daikin.com.au/ | http://www.daikin.com.au | N/A |  |  | AAC6480 | Yes | Variable output compressor | Inverter | No | - | 10000 | 2.67 | - | 1020 | 5000 | No | - | - | - | 2440.38 | 10770 | No | 932.28 | 5385 | No | - | - | 11200 | 2.74 | 1130 | 5600 | No | - | - | Yes | 2800 | 9700 | No | - | - | No | - | - | - | - | - | No | - | - | No | - | - | No | - | - | 61 | 71 | 4.434 | 4.363 | 4.791 | 5.53 | 5.226 | 5.226 | 576 | 11 | 2409 | 94 | 46 | 83 | 2.5 | 2.5 | 3 | 3.788 | 4.217 | 4.563 | 3.982 | 4.343 | 4.568 | 497 | 1481 | 879 | 1270 | 821 | 1928 | 2 | 2.5 | 3 | No | - | - | - | - | N/A | N/A | N/A | 14.555 | 3.6776 | 4.0155
[SEER Non Multi-Split <=65kW] GEMS (Air Conditioners up to 65kW) Determination 2019 | MEPS 2019 | AS/NZS 3823.1.1:2012 | RZAC100CV1 / FCA100CVMA |  | N/A | DAIKIN | 2.186 | Non Ducted | Single Split System | Cassette | Air | Air | Thailand | 2.67 | 7.814 | 10 | N/A | N/A | N/A | N/A | N/A | 2.74 | 11.2 | Enthalpy Test Room | 3.4582 | 4.1449 | Yes | - | N/A | 12 | 12.1 | N/A | N/A | N/A | N/A | N/A | 3.4079 | 4.0824 | N/A | N/A | N/A | N/A | N/A | N/A | Enthalpy Test Room | Single | R32 | Australia,New Zealand | 132773 | 2026-01-19 |  | Approved | Reverse Cycle | N/A | No | Class 11 | Yes | N/A | Yes | N/A | N/A | N/A | KRP59M51, EKMKSA2 | 3.4582 | Available | N/A | N/A | http://www.daikin.com.au/ | http://www.daikin.com.au | Yes |  |  | AAC5641 | Yes | Variable output compressor | Inverter | No | - | 10000 | 2.67 | - | 1020 | 5000 | No | - | - | - | 2440.38 | 10770 | No | 932.28 | 5385 | No | - | - | 11200 | 2.74 | 1130 | 5600 | No | - | - | Yes | 2800 | 9700 | No | - | - | No | - | - | - | - | - | No | - | - | No | - | - | No | - | - | - | - | 4.451 | 4.378 | 4.863 | 5.541 | 5.234 | 5.23 | 600 | 927 | 2660 | 1291 | 1617 | 3561 | 2.5 | 2.5 | 3 | 3.788 | 4.217 | 4.563 | 3.982 | 4.343 | 4.557 | 3892 | 1480 | 241 | 1269 | 675 | 158 | 2 | 2.5 | 3 | No | - | - | - | - | N/A | N/A | N/A | 14.055 | 3.6798 | 4.0179
[SEER Non Multi-Split <=65kW] GEMS (Air Conditioners up to 65kW) Determination 2019 | MEPS 2019 | AS/NZS 3823.1.1:2012 | RZAC100CY1 / FCA100CVMA |  | N/A | DAIKIN | 2.186 | Non Ducted | Single Split System | Cassette | Air | Air | Thailand | 2.67 | 7.814 | 10 | N/A | N/A | N/A | N/A | N/A | 2.74 | 11.2 | Enthalpy Test Room | 3.4681 | 4.1962 | Yes | - | N/A | 12 | 12.1 | N/A | N/A | N/A | N/A | N/A | 3.4079 | 4.0824 | N/A | N/A | N/A | N/A | N/A | N/A | Enthalpy Test Room | Three | R32 | Australia,New Zealand | 132816 | 2026-03-10 |  | Approved | Reverse Cycle | N/A | No | Class 11 | Yes | N/A | Yes | N/A | N/A | N/A | KRP58M51, EKMKSA2 | 3.4582 | Available | N/A | N/A | http://www.daikin.com.au/ | http://www.daikin.com.au | Yes |  |  | AAC5823 | Yes | Variable output compressor | Inverter | No | - | 10000 | 2.67 | - | 1020 | 5000 | No | - | - | - | 2440.38 | 10770 | No | 932.28 | 5385 | No | - | - | 11200 | 2.74 | 1130 | 5600 | No | - | - | Yes | 2800 | 9700 | No | - | - | No | - | - | - | - | - | No | - | - | No | - | - | No | - | - | - | - | 4.451 | 4.378 | 4.863 | 5.541 | 5.234 | 5.23 | 600 | 927 | 2660 | 1291 | 1617 | 3561 | 2.5 | 2.5 | 3 | 3.788 | 4.217 | 4.563 | 3.982 | 4.343 | 4.557 | 3892 | 1480 | 241 | 1269 | 675 | 158 | 2 | 2.5 | 3 | No | - | - | - | - | N/A | N/A | N/A | 14.055 | 3.6798 | 4.0179
[SEER Non Multi-Split <=65kW] GEMS (Air Conditioners up to 65kW) Determination 2019 | MEPS 2019 | AS/NZS 3823.1.1:2012 | RZAC125C2V1 / FCA125CVMA |  | N/A | DAIKIN | N/A | Non Ducted | Single Split System | Cassette | Air | Air | Thailand | 3.53 | N/A | 12.5 | N/A | N/A | N/A | N/A | N/A | 3.63 | 14 | Enthalpy Test Room | 3.7329 | 4.171 | N/A | - | N/A | N/A | N/A | N/A | N/A | N/A | N/A | N/A | N/A | N/A | N/A | N/A | N/A | N/A | N/A | N/A | N/A | Single | R32 | Australia,New Zealand | 144522 | 2027-02-22 |  | Approved | Reverse Cycle | N/A | Yes | Class 11 | Yes | N/A | N/A | N/A | N/A | N/A | N/A | N/A | Available | N/A | N/A | http://www.daikin.com.au/ | http://www.daikin.com.au | N/A |  |  | AAC6463 | Yes | Variable output compressor | Inverter | No | - | 12500 | 3.53 | - | 1220 | 6250 | No | - | - | - | 3226.42 | 13462.5 | No | 1115.08 | 6731.25 | No | - | - | 14000 | 3.63 | 1380 | 7000 | No | - | - | Yes | 3700 | 12500 | No | - | - | No | - | - | - | - | - | No | - | - | No | - | - | No | - | - | 63 | 72 | 4.604 | 4.463 | 4.908 | 5.741 | 5.378 | 5.299 | 730 | 1144 | 3301 | 1562 | 1972 | 4399 | 3 | 2.5 | 3 | 3.798 | 4.219 | 4.655 | 4.028 | 4.395 | 4.658 | 4846 | 1841 | 289 | 1563 | 828 | 188 | 2 | 2.5 | 3 | No | - | - | - | - | N/A | N/A | N/A | 14.68 | 3.492 | 3.8047
[SEER Non Multi-Split <=65kW] GEMS (Air Conditioners up to 65kW) Determination 2019 | MEPS 2019 | AS/NZS 3823.1.1:2012 | RZAC125C2Y1 / FCA125CVMA |  | N/A | DAIKIN | N/A | Non Ducted | Single Split System | Cassette | Air | Air | Thailand | 3.53 | N/A | 12.5 | N/A | N/A | N/A | N/A | N/A | 3.63 | 14 | Enthalpy Test Room | 3.7693 | 4.2047 | N/A | - | N/A | N/A | N/A | N/A | N/A | N/A | N/A | N/A | N/A | N/A | N/A | N/A | N/A | N/A | N/A | N/A | N/A | Three | R32 | Australia,New Zealand | 144526 | 2027-02-22 |  | Approved | Reverse Cycle | N/A | Yes | Class 11 | Yes | N/A | N/A | N/A | N/A | N/A | N/A | N/A | Available | N/A | N/A | http://www.daikin.com.au/ | http://www.daikin.com.au | N/A |  |  | AAC6462 | Yes | Variable output compressor | Inverter | No | - | 12500 | 3.53 | - | 1220 | 6250 | No | - | - | - | 3226.42 | 13462.5 | No | 1115.08 | 6731.25 | No | - | - | 14000 | 3.63 | 1380 | 7000 | No | - | - | Yes | 3700 | 12500 | No | - | - | No | - | - | - | - | - | No | - | - | No | - | - | No | - | - | 63 | 72 | 4.644 | 4.463 | 4.908 | 5.741 | 5.378 | 5.299 | 730 | 124 | 59 | 96 | 1972 | 508 | 3 | 2.5 | 3 | 3.809 | 4.219 | 3.907 | 4.35 | 3.521 | 2.759 | 4846 | 1841 | 289 | 2215 | 1137 | 469 | 2 | 2.5 | 2 | No | - | - | - | - | N/A | N/A | N/A | 14.68 | 3.492 | 3.8047
[SEER Non Multi-Split <=65kW] GEMS (Air Conditioners up to 65kW) Determination 2019 | MEPS 2019 | AS/NZS 3823.1.1:2012 | RZAC125CV1 / FCA125CVMA |  | N/A | DAIKIN | 3.07 | Non Ducted | Single Split System | Cassette | Air | Air | Thailand | 3.53 | 9.43 | 12.5 | N/A | N/A | N/A | N/A | N/A | 3.63 | 14 | Enthalpy Test Room | 3.7329 | 4.171 | Yes | - | N/A | 13.7 | 13.1 | N/A | N/A | N/A | N/A | N/A | 3.6819 | 4.1167 | N/A | N/A | N/A | N/A | N/A | N/A | Enthalpy Test Room | Single | R32 | Australia,New Zealand | 132774 | 2026-01-25 |  | Approved | Reverse Cycle | N/A | No | Class 11 | Yes | N/A | Yes | N/A | N/A | N/A | KRP59M51, EKMKSA2 | 3.7329 | Available | N/A | N/A | http://www.daikin.com.au/ | http://www.daikin.com.au | Yes |  |  | AAC5711 | Yes | Variable output compressor | Inverter | No | - | 12500 | 3.53 | - | 1220 | 6250 | No | - | - | - | 3226.42 | 13462.5 | No | 1115.08 | 6731.25 | No | - | - | 14000 | 3.63 | 1380 | 7000 | No | - | - | Yes | 3700 | 12500 | No | - | - | No | - | - | - | - | - | No | - | - | No | - | - | No | - | - | - | - | 4.62 | 4.475 | 4.913 | 5.751 | 5.385 | 5.302 | 728 | 1142 | 3299 | 1561 | 1971 | 4397 | 3 | 2.5 | 3 | 3.798 | 4.219 | 4.655 | 4.028 | 4.395 | 4.658 | 4845 | 1840 | 288 | 1562 | 827 | 187 | 2 | 2.5 | 3 | No | - | - | - | - | N/A | N/A | N/A | 14.18 | 3.4936 | 3.8065
[SEER Non Multi-Split <=65kW] GEMS (Air Conditioners up to 65kW) Determination 2019 | MEPS 2019 | AS/NZS 3823.1.1:2012 | RZAC125CY1 / FCA125CVMA |  | N/A | DAIKIN | 3.07 | Non Ducted | Single Split System | Cassette | Air | Air | Thailand | 3.53 | 9.43 | 12.5 | N/A | N/A | N/A | N/A | N/A | 3.63 | 14 | Enthalpy Test Room | 3.7693 | 4.2047 | Yes | - | N/A | 13.7 | 13.1 | N/A | N/A | N/A | N/A | N/A | 3.6819 | 4.1167 | N/A | N/A | N/A | N/A | N/A | N/A | Enthalpy Test Room | Three | R32 | Australia,New Zealand | 132817 | 2026-03-12 |  | Approved | Reverse Cycle | N/A | No | Class 11 | Yes | N/A | Yes | N/A | N/A | N/A | KRP58M51, EKMKSA2 | 3.7329 | Available | N/A | N/A | http://www.daikin.com.au/ | http://www.daikin.com.au | Yes |  |  | AAC5830 | Yes | Variable output compressor | Inverter | No | - | 12500 | 3.53 | - | 1220 | 6250 | No | - | - | - | 3226.42 | 13462.5 | No | 1115.08 | 6731.25 | No | - | - | 14000 | 3.63 | 1380 | 7000 | No | - | - | Yes | 3700 | 12500 | No | - | - | No | - | - | - | - | - | No | - | - | No | - | - | No | - | - | - | - | 4.62 | 4.475 | 4.913 | 5.751 | 5.385 | 5.302 | 728 | 1142 | 3299 | 1561 | 1971 | 4397 | 3 | 2.5 | 3 | 3.798 | 4.219 | 4.655 | 4.028 | 4.395 | 4.658 | 4845 | 1840 | 288 | 1562 | 827 | 187 | 2 | 2.5 | 3 | No | - | - | - | - | N/A | N/A | N/A | 14.18 | 3.4936 | 3.8065
[SEER Non Multi-Split <=65kW] GEMS (Air Conditioners up to 65kW) Determination 2019 | MEPS 2019 | AS/NZS 3823.1.1:2012 | RZAC140CV1 / FCA140CVMA |  | N/A | DAIKIN | 3.601 | Non Ducted | Single Split System | Cassette | Air | Air | Thailand | 4.18 | 10.399 | 14 | N/A | N/A | N/A | N/A | N/A | 4.32 | 16 | Enthalpy Test Room | 3.5257 | 3.8754 | Yes | - | N/A | 13.7 | 13.1 | N/A | N/A | N/A | N/A | N/A | 3.4848 | 3.834 | N/A | N/A | N/A | N/A | N/A | N/A | Enthalpy Test Room | Single | R32 | Australia,New Zealand | 132775 | 2026-01-19 |  | Approved | Reverse Cycle | N/A | No | Class 11 | Yes | N/A | Yes | N/A | N/A | N/A | KRP59M51, EKMKSA2 | 3.5257 | Available | N/A | N/A | http://www.daikin.com.au/ | http://www.daikin.com.au | Yes |  |  | AAC5642 | Yes | Variable output compressor | Inverter | No | - | 14000 | 4.18 | - | 1410 | 7000 | No | - | - | - | 3820.52 | 15078 | No | 1288.74 | 7539 | No | - | - | 16000 | 4.32 | 1650 | 8000 | No | - | - | Yes | 4550 | 14000 | No | - | - | No | - | - | - | - | - | No | - | - | No | - | - | No | - | - | - | - | 4.512 | 4.344 | 4.732 | 5.586 | 5.215 | 5.108 | 840 | 1324 | 3841 | 1804 | 2284 | 5117 | 3 | 2.5 | 3 | 3.59 | 4.021 | 4.451 | 3.822 | 4.193 | 4.453 | 5852 | 2198 | 337 | 1875 | 984 | 217 | 2 | 2.5 | 2.5 | No | - | - | - | - | N/A | N/A | N/A | 14.18 | 3.3113 | 3.6631
[SEER Non Multi-Split <=65kW] GEMS (Air Conditioners up to 65kW) Determination 2019 | MEPS 2019 | AS/NZS 3823.1.1:2012 | RZAC140CY1 / FCA140CVMA |  | N/A | DAIKIN | 3.601 | Non Ducted | Single Split System | Cassette | Air | Air | Thailand | 4.18 | 10.399 | 14 | N/A | N/A | N/A | N/A | N/A | 4.32 | 16 | Enthalpy Test Room | 3.8146 | 3.8121 | Yes | - | N/A | 13.7 | 13.1 | N/A | N/A | N/A | N/A | N/A | 3.4848 | 3.834 | N/A | N/A | N/A | N/A | N/A | N/A | Enthalpy Test Room | Three | R32 | Australia,New Zealand | 132818 | 2026-03-10 |  | Approved | Reverse Cycle | N/A | No | Class 11 | Yes | N/A | Yes | N/A | N/A | N/A | KRP58M51, EKMKSA2 | 3.5257 | Available | N/A | N/A | http://www.daikin.com.au/ | http://www.daikin.com.au | Yes |  |  | AAC5824 | Yes | Variable output compressor | Inverter | No | - | 14000 | 4.18 | - | 1410 | 7000 | No | - | - | - | 3820.52 | 15078 | No | 1288.74 | 7539 | No | - | - | 16000 | 4.32 | 1650 | 8000 | No | - | - | Yes | 4550 | 14000 | No | - | - | No | - | - | - | - | - | No | - | - | No | - | - | No | - | - | - | - | 4.512 | 4.344 | 4.732 | 5.586 | 5.215 | 5.108 | 840 | 1324 | 3841 | 1804 | 2284 | 5117 | 3 | 2.5 | 3 | 3.59 | 4.021 | 4.451 | 3.822 | 4.193 | 4.453 | 5852 | 2198 | 337 | 1875 | 984 | 217 | 2 | 2.5 | 2.5 | No | - | - | - | - | N/A | N/A | N/A | 14.18 | 3.3113 | 3.6631
[SEER Non Multi-Split <=65kW] GEMS (Air Conditioners up to 65kW) Determination 2019 | MEPS 2019 | AS/NZS 3823.1.1:2012 | RZAC140F2V1 / FCA140CVMA |  | N/A | DAIKIN | N/A | Non Ducted | Single Split System | Cassette | Air | Air | Thailand | 4.179 | N/A | 14 | N/A | N/A | N/A | N/A | N/A | 4.199 | 16 | Calorimeter Room | 3.4704 | 4.0262 | N/A | - | N/A | N/A | N/A | N/A | N/A | N/A | N/A | N/A | N/A | N/A | N/A | N/A | N/A | N/A | N/A | N/A | N/A | Single | R32 | Australia,New Zealand | 144523 | 2027-02-24 |  | Approved | Reverse Cycle | N/A | Yes | Class 11 | Yes | N/A | N/A | N/A | N/A | N/A | N/A | N/A | Available | N/A | N/A | http://www.daikin.com.au/ | http://www.daikin.com.au | N/A |  |  | AAC6479 | Yes | Variable output compressor | Inverter | No | - | 14000 | 4.179 | - | 1387 | 7100 | Yes | 540 | 3100 | - | 3819.606 | 15078 | Yes | 1200 | 7100 | - | 486 | 3400 | 16000 | 4.199 | 1537 | 8000 | Yes | 614 | 3500 | Yes | 4796 | 14900 | No | - | - | No | - | - | - | - | - | No | - | - | No | - | - | No | - | - | 63 | 70 | 4.677 | 4.527 | 4.864 | 6.218 | 5.751 | 5.277 | 808 | 1267 | 3735 | 1617 | 2067 | 4951 | 3 | 3 | 3 | 3.946 | 4.477 | 4.428 | 4.428 | 4.988 | 5.487 | 5328 | 1980 | 288 | 1623 | 833 | 183 | 2 | 2.5 | 2.5 | No | - | - | - | - | N/A | N/A | N/A | 14.68 | 3.3108 | 3.7659
[SEER Non Multi-Split <=65kW] GEMS (Air Conditioners up to 65kW) Determination 2019 | MEPS 2019 | AS/NZS 3823.1.1:2012 | RZAC140F2Y1 / FCA140CVMA |  | N/A | DAIKIN | N/A | Non Ducted | Single Split System | Cassette | Air | Air | Thailand | 4.179 | N/A | 14 | N/A | N/A | N/A | N/A | N/A | 4.199 | 16 | Calorimeter Room | 3.5045 | 4.0653 | N/A | - | N/A | N/A | N/A | N/A | N/A | N/A | N/A | N/A | N/A | N/A | N/A | N/A | N/A | N/A | N/A | N/A | N/A | Three | R32 | Australia,New Zealand | 144527 | 2027-02-24 |  | Approved | Reverse Cycle | N/A | Yes | Class 11 | Yes | N/A | N/A | N/A | N/A | N/A | N/A | N/A | Available | N/A | N/A | http://www.daikin.com.au/ | http://www.daikin.com.au | N/A |  |  | AAC6497 | Yes | Variable output compressor | Inverter | No | - | 14000 | 4.179 | - | 1387 | 7100 | Yes | 540 | 3100 | - | 3819.606 | 15078 | Yes | 1200 | 7100 | - | 486 | 3400 | 16000 | 4.199 | 1537 | 8000 | Yes | 614 | 3500 | Yes | 4796 | 14900 | No | - | - | No | - | - | - | - | - | No | - | - | No | - | - | No | - | - | 63 | 70 | 4.677 | 4.527 | 4.864 | 6.091 | 2.171 | 2.641 | 808 | 1267 | 3735 | 1617 | 2067 | 4951 | 3 | 3 | 3 | 3.946 | 4.477 | 5.351 | 4.428 | 5.413 | 5.344 | 5328 | 1980 | 288 | 1623 | 833 | 183 | 2 | 2.5 | 3.5 | No | - | - | - | - | N/A | N/A | N/A | 14.68 | 3.3108 | 3.7659
[SEER Non Multi-Split <=65kW] GEMS (Air Conditioners up to 65kW) Determination 2019 | MEPS 2019 | AS/NZS 3823.1.1:2012 | RZAC140FV1 / FCA140CVMA |  | N/A | DAIKIN | N/A | Non Ducted | Single Split System | Cassette | Air | Air | Thailand | 4.179 | N/A | 14 | N/A | N/A | N/A | N/A | N/A | 4.199 | 16 | Calorimeter Room | 3.4704 | 4.0262 | N/A | - | N/A | N/A | N/A | N/A | N/A | N/A | N/A | N/A | N/A | N/A | N/A | N/A | N/A | N/A | N/A | N/A | N/A | Single | R32 | Australia,New Zealand | 139546 | 2026-06-29 |  | Approved | Reverse Cycle | N/A | Yes | Class 11 | Yes | N/A | N/A | N/A | N/A | N/A | N/A | N/A | Available | N/A | N/A | http://www.daikin.com.au/ | http://www.daikin.com.au | N/A |  |  | AAC6123 | Yes | Variable output compressor | Inverter | No | - | 14000 | 4.179 | - | 1387 | 7100 | Yes | 540 | 3100 | - | 3819.606 | 15078 | Yes | 1200 | 7100 | - | 486 | 3400 | 16000 | 4.199 | 1537 | 8000 | Yes | 614 | 3500 | Yes | 4796 | 14900 | No | - | - | No | - | - | - | - | - | No | - | - | No | - | - | No | - | - | 63 | 70 | 4.692 | 4.539 | 4.868 | 6.228 | 5.758 | 5.28 | 806 | 1265 | 3733 | 1615 | 2066 | 4949 | 3 | 3 | 3 | 3.946 | 4.477 | 5.351 | 4.428 | 4.988 | 5.487 | 5327 | 1978 | 286 | 1622 | 832 | 182 | 2 | 2.5 | 3.5 | No | - | - | - | - | N/A | N/A | N/A | 14.18 | 3.3121 | 3.7674
[SEER Non Multi-Split <=65kW] GEMS (Air Conditioners up to 65kW) Determination 2019 | MEPS 2019 | AS/NZS 3823.1.1:2012 | RZAC140FY1 / FCA140CVMA |  | N/A | DAIKIN | N/A | Non Ducted | Single Split System | Cassette | Air | Air | Thailand | 4.179 | N/A | 14 | N/A | N/A | N/A | N/A | N/A | 4.199 | 16 | Calorimeter Room | 3.5045 | 4.0653 | N/A | - | N/A | N/A | N/A | N/A | N/A | N/A | N/A | N/A | N/A | N/A | N/A | N/A | N/A | N/A | N/A | N/A | N/A | Three | R32 | Australia,New Zealand | 139547 | 2026-07-01 |  | Approved | Reverse Cycle | N/A | Yes | Class 11 | Yes | N/A | N/A | N/A | N/A | N/A | N/A | N/A | Available | N/A | N/A | http://www.daikin.com.au/ | http://www.daikin.com.au | N/A |  |  | AAC6129 | Yes | Variable output compressor | Inverter | No | - | 14000 | 4.179 | - | 1387 | 7100 | Yes | 540 | 3100 | - | 3819.606 | 15078 | Yes | 1200 | 7100 | - | 486 | 3400 | 16000 | 4.199 | 1537 | 8000 | Yes | 614 | 3500 | Yes | 4796 | 14900 | No | - | - | No | - | - | - | - | - | No | - | - | No | - | - | No | - | - | 63 | 70 | 4.692 | 4.539 | 4.868 | 6.228 | 5.758 | 5.28 | 806 | 1265 | 3733 | 1615 | 2066 | 4949 | 3 | 3 | 3 | 3.946 | 4.477 | 5.351 | 4.428 | 4.988 | 5.487 | 5327 | 1978 | 286 | 1622 | 832 | 182 | 2 | 2.5 | 3.5 | No | - | - | - | - | N/A | N/A | N/A | 14.18 | 3.3121 | 3.7674
[SEER Non Multi-Split <=65kW] GEMS (Air Conditioners up to 65kW) Determination 2019 | MEPS 2019 | AS/NZS 3823.1.1:2012 | RZAC25E2VM / FFA25BVM |  | N/A | DAIKIN | 0.51 | Non Ducted | Single Split System | Cassette | Air | Air | Thailand | 0.54 | 1.99 | 2.5 | N/A | N/A | N/A | N/A | N/A | 0.75 | 3.2 | Enthalpy Test Room | 4.6112 | 4.0614 | Yes | - | N/A | 6.9 | 6.89 | N/A | N/A | N/A | N/A | N/A | 5.1211 | 3.9469 | N/A | N/A | 5.7423 | 3.3939 | 5.5 | 3 | Calorimeter Room | Single | R32 | Australia,New Zealand | 149076 | 2027-09-04 |  | Approved | Reverse Cycle | N/A | Yes | Class 8 | Yes | N/A | Yes | N/A | N/A | N/A | KRP58M51 | 5.36 | Available | N/A | N/A | http://www.daikin.com.au/ | http://www.daikin.com.au | Yes |  | https://reg.energyrating.gov.au/static/common/images/star_ratings_2014/aircon_rating_5.5_3.png | AAC6929 | Yes | Variable output compressor | Inverter | No | - | 2500 | 0.54 | - | 220 | 1250 | No | - | - | - | 493.56 | 2692.5 | No | 201.08 | 1346.25 | No | - | - | 3200 | 0.75 | 310 | 1600 | No | - | - | Yes | 880 | 2900 | No | - | - | No | - | - | - | - | - | No | - | - | No | - | - | No | - | - | - | - | 4.585 | 4.665 | 5.566 | 6.099 | 5.852 | 6.052 | 139 | 209 | 572 | 286 | 355 | 762 | 3 | 3 | 4 | 3.931 | 4.386 | 4.753 | 4.136 | 4.519 | 4.746 | 1078 | 413 | 73 | 355 | 191 | 49 | 2 | 2.5 | 3 | No | - | - | - | - | N/A | N/A | N/A | 6.5 | 4.4486 | 4.1452
[SEER Non Multi-Split <=65kW] GEMS (Air Conditioners up to 65kW) Determination 2019 | MEPS 2019 | AS/NZS 3823.1.1:2012 | RZAC25EVM / FFA25AVM |  | N/A | DAIKIN | 0.51 | Non Ducted | Single Split System | Cassette | Air | Air | Thailand | 0.54 | 1.99 | 2.5 | N/A | N/A | N/A | N/A | N/A | 0.75 | 3.2 | Enthalpy Test Room | 4.658 | 4.2603 | Yes | - | N/A | 6.9 | 6.89 | N/A | N/A | N/A | N/A | N/A | 5.1211 | 3.9469 | N/A | N/A | 5.7423 | 3.3939 | 5.5 | 3 | Calorimeter Room | Single | R32 | Australia,New Zealand | 128605 | 2025-07-30 |  | Approved | Reverse Cycle | N/A | No | Class 8 | Yes | N/A | Yes | N/A | N/A | N/A | KRP58M51 | 5.36 | Available | N/A | N/A | http://www.daikin.com.au/ | http://www.daikin.com.au | Yes |  | https://reg.energyrating.gov.au/static/common/images/star_ratings_2014/aircon_rating_5.5_3.png | AAC5072 | Yes | Variable output compressor | Inverter | No | - | 2500 | 0.54 | - | 220 | 1250 | No | - | - | - | 493.56 | 2692.5 | No | 201.08 | 1346.25 | No | - | - | 3200 | 0.75 | 310 | 1600 | No | - | - | Yes | 880 | 2900 | No | - | - | No | - | - | - | - | - | No | - | - | No | - | - | No | - | - | 48 | 59 | 4.722 | 4.777 | 5.614 | 6.184 | 5.919 | 6.084 | 136 | 206 | 569 | 284 | 352 | 760 | 3 | 3 | 4 | 3.931 | 4.386 | 4.753 | 4.136 | 4.519 | 4.746 | 1076 | 411 | 71 | 353 | 189 | 47 | 2 | 2.5 | 3 | No | - | - | - | - | N/A | N/A | N/A | 5.7 | 4.4701 | 4.1598
[SEER Non Multi-Split <=65kW] GEMS (Air Conditioners up to 65kW) Determination 2019 | MEPS 2019 | AS/NZS 3823.1.2:2012 | RZAC25G2V1 / FDYBA25AV1 |  | N/A | DAIKIN | N/A | Ducted | Single Split System | - | Air | Air | Australia,Thailand | 0.6 | N/A | 2.5 | N/A | N/A | N/A | N/A | N/A | 0.97 | 3.5 | Enthalpy Test Room | 4.1493 | 3.554 | N/A | - | N/A | N/A | N/A | N/A | N/A | N/A | N/A | N/A | N/A | N/A | N/A | N/A | N/A | N/A | N/A | N/A | N/A | Single | R32 | Australia,New Zealand | 149008 | 2027-09-05 |  | Approved | Reverse Cycle | N/A | Yes | Class 10 | Yes | N/A | N/A | N/A | N/A | N/A | N/A | N/A | Available | N/A | N/A | http://www.daikin.com.au/ | http://www.daikin.com.au | N/A |  |  | AAC6944 | Yes | Variable output compressor | Inverter | No | - | 2500 | 0.6 | - | 265 | 1250 | No | - | - | - | 548.4 | 2692.5 | No | 242.21 | 1346.25 | No | - | - | 3500 | 0.97 | 375 | 1750 | No | - | - | Yes | 1000 | 2490 | No | - | - | No | - | - | - | - | - | No | - | - | No | - | - | No | - | - | - | - | 4.041 | 4.109 | 4.818 | 5.224 | 5.018 | 5.196 | 159 | 240 | 664 | 337 | 416 | 890 | 2.5 | 2.5 | 3 | 3.054 | 3.642 | 4.286 | 3.299 | 3.756 | 4.287 | 1511 | 539 | 85 | 481 | 247 | 56 | 1.5 | 2 | 2.5 | No | - | - | - | - | N/A | N/A | N/A | 6.5 | 4.0195 | 3.5283
[SEER Non Multi-Split <=65kW] GEMS (Air Conditioners up to 65kW) Determination 2019 | MEPS 2019 | AS/NZS 3823.1.2:2012 | RZAC25GV1 / FDYBA25AV1 |  | N/A | DAIKIN | N/A | Ducted | Single Split System | - | Air | Air | Australia,Thailand | 0.6 | N/A | 2.5 | N/A | N/A | N/A | N/A | N/A | 0.97 | 3.5 | Enthalpy Test Room | 4.1625 | 3.6137 | N/A | - | N/A | N/A | N/A | N/A | N/A | N/A | N/A | N/A | N/A | N/A | N/A | N/A | N/A | N/A | N/A | N/A | N/A | Single | R32 | Australia,New Zealand | 143078 | 2026-12-07 |  | Approved | Reverse Cycle | N/A | Yes | Class 10 | Yes | N/A | N/A | N/A | N/A | N/A | N/A | N/A | Available | N/A | N/A | http://www.daikin.com.au/ | http://www.daikin.com.au | N/A |  |  | AAC6388 | Yes | Variable output compressor | Inverter | No | - | 2500 | 0.6 | - | 265 | 1250 | No | - | - | - | 548.4 | 2692.5 | No | 242.21 | 1346.25 | No | - | - | 3500 | 0.97 | 375 | 1750 | No | - | - | Yes | 1000 | 2490 | No | - | - | No | - | - | - | - | - | No | - | - | No | - | - | No | - | - | - | 60 | 4.147 | 4.195 | 4.854 | 5.287 | 5.067 | 5.219 | 157 | 237 | 661 | 334 | 413 | 888 | 2.5 | 2.5 | 3 | 3.054 | 3.642 | 4.286 | 3.299 | 3.756 | 4.287 | 1509 | 537 | 83 | 480 | 245 | 54 | 1.5 | 2 | 2.5 | No | - | - | - | - | N/A | N/A | N/A | 5.7 | 4.037 | 3.538
[SEER Non Multi-Split <=65kW] GEMS (Air Conditioners up to 65kW) Determination 2019 | MEPS 2019 | AS/NZS 3823.1.1:2012 | RZAC35E2VM / FFA35BVM |  | N/A | DAIKIN | 0.51 | Non Ducted | Single Split System | Cassette | Air | Air | Thailand | 0.88 | 1.99 | 3.5 | N/A | N/A | N/A | N/A | N/A | 1.09 | 4.2 | Enthalpy Test Room | 3.9113 | 3.7475 | Yes | - | N/A | 6.9 | 6.89 | N/A | N/A | N/A | N/A | N/A | 5.1211 | 3.9469 | N/A | N/A | 5.7423 | 3.3939 | 5.5 | 3 | Calorimeter Room | Single | R32 | Australia,New Zealand | 149079 | 2027-09-06 |  | Approved | Reverse Cycle | N/A | Yes | Class 8 | Yes | N/A | Yes | N/A | N/A | N/A | KRP58M51 | 5.36 | Available | N/A | N/A | http://www.daikin.com.au/ | http://www.daikin.com.au | Yes |  | https://reg.energyrating.gov.au/static/common/images/star_ratings_2014/aircon_rating_5.5_3.png | AAC6949 | Yes | Variable output compressor | Inverter | No | - | 3500 | 0.88 | - | 320 | 1750 | No | - | - | - | 804.32 | 3769.5 | No | 292.48 | 1884.75 | No | - | - | 4200 | 1.09 | 415 | 2100 | No | - | - | Yes | 1040 | 3320 | No | - | - | No | - | - | - | - | - | No | - | - | No | - | - | No | - | - | - | - | 4.635 | 4.59 | 5.244 | 5.98 | 5.658 | 5.687 | 198 | 305 | 859 | 415 | 520 | 1142 | 3 | 3 | 3.5 | 3.579 | 4.129 | 4.644 | 3.868 | 4.332 | 4.647 | 1547 | 570 | 92 | 492 | 256 | 61 | 2 | 2.5 | 3 | No | - | - | - | - | N/A | N/A | N/A | 6.5 | 3.8804 | 3.7771
[SEER Non Multi-Split <=65kW] GEMS (Air Conditioners up to 65kW) Determination 2019 | MEPS 2019 | AS/NZS 3823.1.1:2012 | RZAC35EVM / FFA35AVM |  | N/A | DAIKIN | 0.51 | Non Ducted | Single Split System | Cassette | Air | Air | Thailand | 0.88 | 1.99 | 3.5 | N/A | N/A | N/A | N/A | N/A | 1.09 | 4.2 | Enthalpy Test Room | 3.9626 | 3.7667 | Yes | - | N/A | 6.9 | 6.89 | N/A | N/A | N/A | N/A | N/A | 5.1211 | 3.9469 | N/A | N/A | 5.7423 | 3.3939 | 5.5 | 3 | Calorimeter Room | Single | R32 | Australia,New Zealand | 128608 | 2025-07-29 |  | Approved | Reverse Cycle | N/A | No | Class 8 | Yes | N/A | Yes | N/A | N/A | N/A | KRP58M51 | 5.36 | Available | N/A | N/A | http://www.daikin.com.au/ | http://www.daikin.com.au | Yes |  | https://reg.energyrating.gov.au/static/common/images/star_ratings_2014/aircon_rating_5.5_3.png | AAC5064 | Yes | Variable output compressor | Inverter | No | - | 3500 | 0.88 | - | 320 | 1750 | No | - | - | - | 804.32 | 3769.5 | No | 292.48 | 1884.75 | No | - | - | 4200 | 1.09 | 415 | 2100 | No | - | - | Yes | 1040 | 3320 | No | - | - | No | - | - | - | - | - | No | - | - | No | - | - | No | - | - | 51 | 61 | 4.734 | 4.667 | 5.274 | 6.038 | 5.702 | 5.707 | 195 | 302 | 856 | 412 | 517 | 1140 | 3 | 3 | 3.5 | 3.579 | 4.129 | 4.644 | 3.868 | 4.332 | 4.647 | 1545 | 568 | 90 | 491 | 255 | 59 | 2 | 2.5 | 3 | No | - | - | - | - | N/A | N/A | N/A | 5.7 | 3.8921 | 3.7863
[SEER Non Multi-Split <=65kW] GEMS (Air Conditioners up to 65kW) Determination 2019 | MEPS 2019 | AS/NZS 3823.1.2:2012 | RZAC35G2V1 / FDYBA35AV1 |  | N/A | DAIKIN | N/A | Ducted | Single Split System | - | Air | Air | Australia,Thailand | 1.015 | N/A | 3.5 | N/A | N/A | N/A | N/A | N/A | 1.11 | 4 | Enthalpy Test Room | 3.3239 | 3.6118 | N/A | - | N/A | N/A | N/A | N/A | N/A | N/A | N/A | N/A | N/A | N/A | N/A | N/A | N/A | N/A | N/A | N/A | N/A | Single | R32 | Australia,New Zealand | 149009 | 2027-10-10 |  | Approved | Reverse Cycle | N/A | Yes | Class 10 | Yes | N/A | N/A | N/A | N/A | N/A | N/A | N/A | Available | N/A | N/A | http://www.daikin.com.au/ | http://www.daikin.com.au | N/A |  |  | AAC7083 | Yes | Variable output compressor | Inverter | No | - | 3500 | 1.015 | - | 400 | 1750 | No | - | - | - | 927.71 | 3769.5 | No | 365.6 | 1884.75 | No | - | - | 4000 | 1.11 | 405 | 2000 | No | - | - | Yes | 1300 | 3900 | No | - | - | No | - | - | - | - | - | - | - | - | No | - | - | No | - | - | - | - | 3.917 | 3.883 | 4.367 | 4.921 | 4.666 | 4.699 | 236 | 363 | 1034 | 507 | 633 | 1385 | 2 | 2 | 2.5 | 3.69 | 4.059 | 4.525 | 3.924 | 4.253 | 4.532 | 1430 | 552 | 90 | 463 | 249 | 60 | 2 | 2.5 | 3 | No | - | - | - | - | N/A | N/A | N/A | 6.5 | 3.3752 | 3.5337
[SEER Non Multi-Split <=65kW] GEMS (Air Conditioners up to 65kW) Determination 2019 | MEPS 2019 | AS/NZS 3823.1.2:2012 | RZAC35GV1 / FDYBA35AV1 |  | N/A | DAIKIN | N/A | Ducted | Single Split System | - | Air | Air | Australia,Thailand | 1.015 | N/A | 3.5 | N/A | N/A | N/A | N/A | N/A | 1.11 | 4 | Enthalpy Test Room | 3.3415 | 3.5993 | N/A | - | N/A | N/A | N/A | N/A | N/A | N/A | N/A | N/A | N/A | N/A | N/A | N/A | N/A | N/A | N/A | N/A | N/A | Single | R32 | Australia,New Zealand | 143079 | 2026-12-08 |  | Approved | Reverse Cycle | N/A | Yes | Class 10 | Yes | N/A | N/A | N/A | N/A | N/A | N/A | N/A | Available | N/A | N/A | http://www.daikin.com.au/ | http://www.daikin.com.au | N/A |  |  | AAC6390 | Yes | Variable output compressor | Inverter | No | - | 3500 | 1.015 | - | 400 | 1750 | No | - | - | - | 927.71 | 3769.5 | No | 365.6 | 1884.75 | No | - | - | 4000 | 1.11 | 405 | 2000 | No | - | - | Yes | 1300 | 3900 | No | - | - | No | - | - | - | - | - | - | - | - | No | - | - | No | - | - | - | 60 | 3.988 | 3.938 | 4.388 | 4.96 | 4.696 | 4.713 | 234 | 360 | 1031 | 504 | 630 | 1383 | 2 | 2 | 2.5 | 3.69 | 4.059 | 4.525 | 3.924 | 4.253 | 4.532 | 1428 | 550 | 88 | 461 | 247 | 58 | 2 | 2.5 | 3 | No | - | - | - | - | N/A | N/A | N/A | 5.7 | 3.384 | 3.5421
[SEER Non Multi-Split <=65kW] GEMS (Air Conditioners up to 65kW) Determination 2019 | MEPS 2019 | AS/NZS 3823.1.1:2012 | RZAC50E2VM / FFA50BVM |  | N/A | DAIKIN | 0.51 | Non Ducted | Single Split System | Cassette | Air | Air | Thailand | 1.11 | 1.99 | 5 | N/A | N/A | N/A | N/A | N/A | 1.55 | 6 | Enthalpy Test Room | 4.3124 | 3.823 | Yes | - | N/A | 6.9 | 6.89 | N/A | N/A | N/A | N/A | N/A | 5.1211 | 3.9469 | N/A | N/A | 5.7423 | 3.3939 | 5.5 | 3 | Calorimeter Room | Single | R32 | Australia,New Zealand | 149081 | 2027-10-10 |  | Approved | Reverse Cycle | N/A | Yes | Class 9 | Yes | N/A | Yes | N/A | N/A | N/A | KRP58M51 | 5.36 | Available | N/A | N/A | http://www.daikin.com.au/ | http://www.daikin.com.au | Yes |  | https://reg.energyrating.gov.au/static/common/images/star_ratings_2014/aircon_rating_5.5_3.png | AAC7081 | Yes | Variable output compressor | Inverter | No | - | 5000 | 1.11 | - | 435 | 2500 | No | - | - | - | 1014.54 | 5385 | No | 397.59 | 2692.5 | No | - | - | 6000 | 1.55 | 565 | 3000 | No | - | - | Yes | 1730 | 5420 | No | - | - | No | - | - | - | - | - | No | - | - | No | - | - | No | - | - | - | - | 5.198 | 5.137 | 5.742 | 6.492 | 6.148 | 6.174 | 256 | 394 | 1125 | 550 | 687 | 1507 | 3.5 | 3.5 | 4 | 3.843 | 4.336 | 4.865 | 4.124 | 4.555 | 4.873 | 2053 | 769 | 120 | 655 | 343 | 78 | 2 | 2.5 | 3 | No | - | - | - | - | N/A | N/A | N/A | 6.5 | 4.4171 | 3.8169
[SEER Non Multi-Split <=65kW] GEMS (Air Conditioners up to 65kW) Determination 2019 | MEPS 2019 | AS/NZS 3823.1.1:2012 | RZAC50EVM / FFA50AVM |  | N/A | DAIKIN | 0.51 | Non Ducted | Single Split System | Cassette | Air | Air | Thailand | 1.11 | 1.99 | 5 | N/A | N/A | N/A | N/A | N/A | 1.55 | 6 | Enthalpy Test Room | 4.4851 | 3.889 | Yes | - | N/A | 6.9 | 6.89 | N/A | N/A | N/A | N/A | N/A | 5.1211 | 3.9469 | N/A | N/A | 5.7423 | 3.3939 | 5.5 | 3 | Calorimeter Room | Single | R32 | Australia,New Zealand | 128609 | 2025-07-30 |  | Approved | Reverse Cycle | N/A | No | Class 9 | Yes | N/A | Yes | N/A | N/A | N/A | KRP58M51 | 5.36 | Available | N/A | N/A | http://www.daikin.com.au/ | http://www.daikin.com.au | Yes |  | https://reg.energyrating.gov.au/static/common/images/star_ratings_2014/aircon_rating_5.5_3.png | AAC5073 | Yes | Variable output compressor | Inverter | No | - | 5000 | 1.11 | - | 435 | 2500 | No | - | - | - | 1014.54 | 5385 | No | 397.59 | 2692.5 | No | - | - | 6000 | 1.55 | 565 | 3000 | No | - | - | Yes | 1730 | 5420 | No | - | - | No | - | - | - | - | - | No | - | - | No | - | - | No | - | - | 56 | 62 | 5.285 | 5.205 | 5.768 | 6.54 | 6.185 | 6.19 | 253 | 391 | 1122 | 547 | 685 | 1505 | 3.5 | 3.5 | 4 | 3.843 | 4.336 | 4.865 | 4.124 | 4.555 | 4.873 | 2051 | 767 | 118 | 653 | 342 | 76 | 2 | 2.5 | 3 | No | - | - | - | - | N/A | N/A | N/A | 5.7 | 4.4277 | 3.8234
[SEER Non Multi-Split <=65kW] GEMS (Air Conditioners up to 65kW) Determination 2019 | MEPS 2019 | AS/NZS 3823.1.2:2012 | RZAC50G2V1 / FDYBA50AV1 |  | N/A | DAIKIN | N/A | Ducted | Single Split System | - | Air | Air | Australia,Thailand | 1.37 | N/A | 5 | N/A | N/A | N/A | N/A | N/A | 1.73 | 6 | Enthalpy Test Room | 3.676 | 3.3869 | N/A | - | N/A | N/A | N/A | N/A | N/A | N/A | N/A | N/A | N/A | N/A | N/A | N/A | N/A | N/A | N/A | N/A | N/A | Single | R32 | Australia,New Zealand | 149010 | 2027-09-05 |  | Approved | Reverse Cycle | N/A | Yes | Class 10 | Yes | N/A | N/A | N/A | N/A | N/A | N/A | N/A | Available | N/A | N/A | http://www.daikin.com.au/ | http://www.daikin.com.au | N/A |  |  | AAC6943 | Yes | Variable output compressor | Inverter | No | - | 5000 | 1.37 | - | 430 | 2500 | No | - | - | - | 1252.18 | 5385 | No | 393.02 | 2692.5 | No | - | - | 6000 | 1.73 | 575 | 3000 | No | - | - | Yes | 1920 | 5300 | No | - | - | No | - | - | - | - | - | - | - | - | No | - | - | No | - | - | - | - | 4.192 | 4.196 | 5.086 | 5.851 | 5.541 | 5.633 | 300 | 461 | 1249 | 592 | 745 | 1634 | 2.5 | 2.5 | 3.5 | 3.584 | 4.117 | 4.763 | 3.92 | 4.394 | 4.781 | 2221 | 833 | 145 | 708 | 375 | 98 | 2 | 2.5 | 3 | No | - | - | - | - | N/A | N/A | N/A | 15.845 | 3.5123 | 3.3641
[SEER Non Multi-Split <=65kW] GEMS (Air Conditioners up to 65kW) Determination 2019 | MEPS 2019 | AS/NZS 3823.1.2:2012 | RZAC50GAV1 / FDYBA50AV1 |  | N/A | DAIKIN | N/A | Ducted | Single Split System | - | Air | Air | Australia,Thailand | 1.37 | N/A | 5 | N/A | N/A | N/A | N/A | N/A | 1.73 | 6 | Enthalpy Test Room | 3.5802 | 3.4362 | N/A | - | N/A | N/A | N/A | N/A | N/A | N/A | N/A | N/A | N/A | N/A | N/A | N/A | N/A | N/A | N/A | N/A | N/A | Single | R32 | Australia,New Zealand | 163023 | 2029-07-08 |  | Approved | Reverse Cycle | N/A | Yes | Class 10 | Yes | N/A | N/A | N/A | N/A | N/A | N/A | N/A | Available | N/A | N/A | http://www.daikin.com.au/ | http://www.daikin.com.au | N/A |  |  | AAC8335 | Yes | Variable output compressor | Inverter | No | - | 5000 | 1.37 | - | 430 | 2500 | No | - | - | - | 1252.18 | 5385 | No | 393.02 | 2692.5 | No | - | - | 6000 | 1.73 | 575 | 3000 | No | - | - | Yes | 1920 | 5300 | No | - | - | No | - | - | - | - | - | - | - | - | No | - | - | No | - | - | - | - | 4.197 | 4.2 | 5.088 | 5.854 | 5.544 | 5.634 | 299 | 461 | 1249 | 592 | 744 | 1634 | 2.5 | 2.5 | 3.5 | 3.584 | 4.117 | 4.763 | 3.92 | 4.394 | 4.781 | 2221 | 833 | 145 | 708 | 375 | 98 | 2 | 2.5 | 3 | No | - | - | - | - | N/A | N/A | N/A | 15.77 | 3.513 | 3.3645
[SEER Non Multi-Split <=65kW] GEMS (Air Conditioners up to 65kW) Determination 2019 | MEPS 2019 | AS/NZS 3823.1.2:2012 | RZAC50GV1 / FDYBA50AV1 |  | N/A | DAIKIN | N/A | Ducted | Single Split System | - | Air | Air | Australia,Thailand | 1.37 | N/A | 5 | N/A | N/A | N/A | N/A | N/A | 1.73 | 6 | Enthalpy Test Room | 3.6526 | 3.4592 | N/A | - | N/A | N/A | N/A | N/A | N/A | N/A | N/A | N/A | N/A | N/A | N/A | N/A | N/A | N/A | N/A | N/A | N/A | Single | R32 | Australia,New Zealand | 143080 | 2026-12-07 |  | Approved | Reverse Cycle | N/A | Yes | Class 10 | Yes | N/A | N/A | N/A | N/A | N/A | N/A | N/A | Available | N/A | N/A | http://www.daikin.com.au/ | http://www.daikin.com.au | N/A |  |  | AAC6387 | Yes | Variable output compressor | Inverter | No | - | 5000 | 1.37 | - | 430 | 2500 | No | - | - | - | 1252.18 | 5385 | No | 393.02 | 2692.5 | No | - | - | 6000 | 1.73 | 575 | 3000 | No | - | - | Yes | 1920 | 5300 | No | - | - | No | - | - | - | - | - | - | - | - | No | - | - | No | - | - | - | 62 | 4.227 | 4.224 | 5.098 | 5.875 | 5.56 | 5.642 | 298 | 459 | 1247 | 591 | 743 | 1633 | 2.5 | 2.5 | 3.5 | 3.584 | 4.117 | 4.763 | 3.92 | 4.394 | 4.781 | 2220 | 832 | 144 | 707 | 374 | 97 | 2 | 2.5 | 3 | No | - | - | - | - | N/A | N/A | N/A | 15.345 | 3.5165 | 3.3673
[SEER Non Multi-Split <=65kW] GEMS (Air Conditioners up to 65kW) Determination 2019 | MEPS 2019 | AS/NZS 3823.1.1:2012 | RZAC60E2VM / FFA60BVM |  | N/A | DAIKIN | 0.51 | Non Ducted | Single Split System | Cassette | Air | Air | Thailand | 1.5 | 1.99 | 6 | N/A | N/A | N/A | N/A | N/A | 1.9 | 7.1 | Enthalpy Test Room | 3.9663 | 3.7659 | Yes | - | N/A | 6.9 | 6.89 | N/A | N/A | N/A | N/A | N/A | 5.1211 | 3.9469 | N/A | N/A | 5.7423 | 3.3939 | 5.5 | 3 | Calorimeter Room | Single | R32 | Australia,New Zealand | 149085 | 2027-10-11 |  | Approved | Reverse Cycle | N/A | Yes | Class 9 | Yes | N/A | Yes | N/A | N/A | N/A | KRP58M51 | 5.36 | Available | N/A | N/A | http://www.daikin.com.au/ | http://www.daikin.com.au | Yes |  | https://reg.energyrating.gov.au/static/common/images/star_ratings_2014/aircon_rating_5.5_3.png | AAC7086 | Yes | Variable output compressor | Inverter | No | - | 6000 | 1.5 | - | 530 | 3000 | No | - | - | - | 1371 | 6462 | No | 484.42 | 3231 | No | - | - | 7100 | 1.9 | 690 | 3550 | No | - | - | Yes | 1960 | 6130 | No | - | - | No | - | - | - | - | - | No | - | - | No | - | - | No | - | - | - | - | 5.106 | 4.964 | 5.467 | 6.36 | 5.968 | 5.897 | 315 | 493 | 1422 | 677 | 853 | 1897 | 3.5 | 3 | 3.5 | 3.695 | 4.191 | 4.713 | 3.975 | 4.408 | 4.721 | 2523 | 937 | 143 | 801 | 417 | 92 | 2 | 2.5 | 3 | No | - | - | - | - | N/A | N/A | N/A | 6.5 | 3.9423 | 3.6941
[SEER Non Multi-Split <=65kW] GEMS (Air Conditioners up to 65kW) Determination 2019 | MEPS 2019 | AS/NZS 3823.1.1:2012 | RZAC60EVM / FFA60AVM |  | N/A | DAIKIN | 0.51 | Non Ducted | Single Split System | Cassette | Air | Air | Thailand | 1.5 | 1.99 | 6 | N/A | N/A | N/A | N/A | N/A | 1.9 | 7.1 | Enthalpy Test Room | 4.0864 | 3.8174 | Yes | - | N/A | 6.9 | 6.89 | N/A | N/A | N/A | N/A | N/A | 5.1211 | 3.9469 | N/A | N/A | 5.7423 | 3.3939 | 5.5 | 3 | Calorimeter Room | Single | R32 | Australia,New Zealand | 128610 | 2025-07-29 |  | Approved | Reverse Cycle | N/A | No | Class 9 | Yes | N/A | Yes | N/A | N/A | N/A | KRP58M51 | 5.36 | Available | N/A | N/A | http://www.daikin.com.au/ | http://www.daikin.com.au | Yes |  | https://reg.energyrating.gov.au/static/common/images/star_ratings_2014/aircon_rating_5.5_3.png | AAC5065 | Yes | Variable output compressor | Inverter | No | - | 6000 | 1.5 | - | 530 | 3000 | No | - | - | - | 1371 | 6462 | No | 484.42 | 3231 | No | - | - | 7100 | 1.9 | 690 | 3550 | No | - | - | Yes | 1960 | 6130 | No | - | - | No | - | - | - | - | - | No | - | - | No | - | - | No | - | - | 60 | 64 | 5.175 | 5.016 | 5.486 | 6.398 | 5.996 | 5.909 | 313 | 490 | 1419 | 674 | 850 | 1895 | 3.5 | 3.5 | 3.5 | 3.695 | 4.191 | 4.713 | 3.975 | 4.408 | 4.721 | 2522 | 935 | 141 | 799 | 415 | 91 | 2 | 2.5 | 3 | No | - | - | - | - | N/A | N/A | N/A | 5.7 | 3.9493 | 3.6993
[SEER Non Multi-Split <=65kW] GEMS (Air Conditioners up to 65kW) Determination 2019 | MEPS 2019 | AS/NZS 3823.1.2:2012 | RZAC60G2V1 / FDYBA60AV1 |  | N/A | DAIKIN | N/A | Ducted | Single Split System | - | Air | Air | Australia,Thailand | 1.7 | N/A | 6 | N/A | N/A | N/A | N/A | N/A | 1.8 | 7 | Enthalpy Test Room | 3.52 | 3.8795 | N/A | - | N/A | N/A | N/A | N/A | N/A | N/A | N/A | N/A | N/A | N/A | N/A | N/A | N/A | N/A | N/A | N/A | N/A | Single | R32 | Australia,New Zealand | 149011 | 2027-10-10 |  | Approved | Reverse Cycle | N/A | Yes | Class 10 | Yes | N/A | N/A | N/A | N/A | N/A | N/A | N/A | Available | N/A | N/A | http://www.daikin.com.au/ | http://www.daikin.com.au | N/A |  |  | AAC7082 | Yes | Variable output compressor | Inverter | No | - | 6000 | 1.7 | - | 495 | 3000 | No | - | - | - | 1553.8 | 6462 | No | 452.43 | 3231 | No | - | - | 7000 | 1.8 | 605 | 3500 | No | - | - | Yes | 2150 | 6400 | No | - | - | No | - | - | - | - | - | - | - | - | No | - | - | No | - | - | - | - | 4.451 | 4.382 | 5.205 | 6.139 | 5.759 | 5.765 | 343 | 536 | 1471 | 682 | 865 | 1922 | 2.5 | 2.5 | 3.5 | 3.977 | 4.581 | 5.283 | 4.344 | 4.881 | 5.302 | 2333 | 872 | 151 | 743 | 392 | 102 | 2 | 3 | 3.5 | No | - | - | - | - | N/A | N/A | N/A | 15.845 | 3.4216 | 3.7765
[SEER Non Multi-Split <=65kW] GEMS (Air Conditioners up to 65kW) Determination 2019 | MEPS 2019 | AS/NZS 3823.1.2:2012 | RZAC60GAV1 / FDYBA60AV1 |  | N/A | DAIKIN | N/A | Ducted | Single Split System | - | Air | Air | Australia,Thailand | 1.7 | N/A | 6 | N/A | N/A | N/A | N/A | N/A | 1.8 | 7 | Enthalpy Test Room | 3.484 | 3.8278 | N/A | - | N/A | N/A | N/A | N/A | N/A | N/A | N/A | N/A | N/A | N/A | N/A | N/A | N/A | N/A | N/A | N/A | N/A | Single | R32 | Australia,New Zealand | 163024 | 2029-07-07 |  | Approved | Reverse Cycle | N/A | Yes | Class 10 | Yes | N/A | N/A | N/A | N/A | N/A | N/A | N/A | Available | N/A | N/A | http://www.daikin.com.au/ | http://www.daikin.com.au | N/A |  |  | AAC8332 | Yes | Variable output compressor | Inverter | No | - | 6000 | 1.7 | - | 495 | 3000 | No | - | - | - | 1553.8 | 6462 | No | 452.43 | 3231 | No | - | - | 7000 | 1.8 | 605 | 3500 | No | - | - | Yes | 2150 | 6400 | No | - | - | No | - | - | - | - | - | No | - | - | No | - | - | No | - | - | - | - | 4.455 | 4.386 | 5.206 | 6.143 | 5.762 | 5.767 | 343 | 536 | 1471 | 682 | 864 | 1921 | 2.5 | 2.5 | 3.5 | 3.977 | 4.581 | 5.283 | 4.344 | 4.881 | 5.302 | 2333 | 872 | 151 | 743 | 392 | 101 | 2 | 3 | 3.5 | No | - | - | - | - | N/A | N/A | N/A | 15.77 | 3.4221 | 3.777
[SEER Non Multi-Split <=65kW] GEMS (Air Conditioners up to 65kW) Determination 2019 | MEPS 2019 | AS/NZS 3823.1.2:2012 | RZAC60GV1 / FDYBA60AV1 |  | N/A | DAIKIN | N/A | Ducted | Single Split System | - | Air | Air | Australia,Thailand | 1.7 | N/A | 6 | N/A | N/A | N/A | N/A | N/A | 1.8 | 7 | Enthalpy Test Room | 3.5271 | 3.8723 | N/A | - | N/A | N/A | N/A | N/A | N/A | N/A | N/A | N/A | N/A | N/A | N/A | N/A | N/A | N/A | N/A | N/A | N/A | Single | R32 | Australia,New Zealand | 143081 | 2026-12-07 |  | Approved | Reverse Cycle | N/A | Yes | Class 10 | Yes | N/A | N/A | N/A | N/A | N/A | N/A | N/A | Available | N/A | N/A | http://www.daikin.com.au/ | http://www.daikin.com.au | N/A |  |  | AAC6389 | Yes | Variable output compressor | Inverter | No | - | 6000 | 1.7 | - | 495 | 3000 | No | - | - | - | 1553.8 | 6462 | No | 452.43 | 3231 | No | - | - | 7000 | 1.8 | 605 | 3500 | No | - | - | Yes | 2150 | 6400 | No | - | - | No | - | - | - | - | - | - | - | - | No | - | - | No | - | - | - | 63 | 4.483 | 4.408 | 5.215 | 6.162 | 5.776 | 5.773 | 342 | 534 | 1469 | 681 | 863 | 1920 | 2.5 | 2.5 | 3.5 | 3.977 | 4.581 | 5.283 | 4.344 | 4.881 | 5.302 | 2332 | 871 | 149 | 742 | 391 | 100 | 2 | 3 | 3.5 | No | - | - | - | - | N/A | N/A | N/A | 15.345 | 3.4249 | 3.78
[SEER Non Multi-Split <=65kW] GEMS (Air Conditioners up to 65kW) Determination 2019 | MEPS 2019 | AS/NZS 3823.1.2:2012 | RZAC71C1V1 / FBA71BVMA |  | N/A | DAIKIN | N/A | Ducted | Single Split System | - | Air | Air | Thailand | 2.15 | N/A | 7.1 | N/A | N/A | N/A | N/A | N/A | 2.3 | 8 | Enthalpy Test Room | 3.4187 | 4.1268 | N/A | - | N/A | N/A | N/A | N/A | N/A | N/A | N/A | N/A | N/A | N/A | N/A | N/A | N/A | N/A | N/A | N/A | N/A | Single | R32 | Australia,New Zealand | 144593 | 2027-02-24 |  | Approved | Reverse Cycle | N/A | Yes | Class 10 | Yes | N/A | N/A | N/A | N/A | N/A | N/A | N/A | Available | N/A | N/A | http://www.daikin.com.au/ | http://www.daikin.com.au | N/A |  |  | AAC6490 | Yes | Variable output compressor | Inverter | No | - | 7100 | 2.15 | - | 840 | 3550 | No | - | - | - | 1965.1 | 7646.7 | No | 767.76 | 3823.35 | No | - | - | 8000 | 2.3 | 930 | 4000 | No | - | - | Yes | 2050 | 7100 | No | - | - | No | - | - | - | - | - | No | - | - | No | - | - | No | - | - | - | 68 | 3.69 | 3.673 | 4.179 | 4.698 | 4.462 | 4.509 | 505 | 774 | 2187 | 1073 | 1338 | 2924 | 2 | 2 | 2.5 | 3.422 | 3.682 | 3.957 | 3.555 | 3.786 | 3.954 | 3088 | 1222 | 209 | 1025 | 562 | 138 | 1.5 | 2 | 2 | No | - | - | - | - | N/A | N/A | N/A | 15.845 | 3.2221 | 3.3991
[SEER Non Multi-Split <=65kW] GEMS (Air Conditioners up to 65kW) Determination 2019 | MEPS 2019 | AS/NZS 3823.1.1:2012 | RZAC71C1V1 / FCA71CAVMA |  | N/A | DAIKIN | N/A | Non Ducted | Single Split System | Cassette | Air | Air | Thailand | 1.83 | N/A | 7.1 | N/A | N/A | N/A | N/A | N/A | 1.95 | 8 | Enthalpy Test Room | 3.8394 | 4.1276 | N/A | - | N/A | N/A | N/A | N/A | N/A | N/A | N/A | N/A | N/A | N/A | N/A | N/A | N/A | N/A | N/A | N/A | N/A | Single | R32 | Australia,New Zealand | 144519 | 2027-02-24 |  | Approved | Reverse Cycle | N/A | Yes | Class 9 | Yes | N/A | N/A | N/A | N/A | N/A | N/A | N/A | Available | N/A | N/A | http://www.daikin.com.au/ | http://www.daikin.com.au | N/A |  |  | AAC6477 | Yes | Variable output compressor | Inverter | No | - | 7100 | 1.83 | - | 670 | 3550 | No | - | - | - | 1672.62 | 7646.7 | No | 612.38 | 3823.35 | No | - | - | 8000 | 1.95 | 720 | 4000 | No | - | - | Yes | 2000 | 7000 | No | - | - | No | - | - | - | - | - | No | - | - | No | - | - | No | - | - | 54 | 68 | 4.375 | 4.362 | 5.055 | 5.725 | 5.433 | 5.496 | 420 | 645 | 1801 | 874 | 1093 | 2393 | 2.5 | 2.5 | 3.5 | 4.025 | 4.557 | 5.093 | 4.314 | 4.777 | 5.099 | 2631 | 995 | 171 | 850 | 452 | 115 | 2.5 | 3 | 3.5 | No | - | - | - | - | N/A | N/A | N/A | 15.845 | 3.7695 | 3.9929
[SEER Non Multi-Split <=65kW] GEMS (Air Conditioners up to 65kW) Determination 2019 | MEPS 2019 | AS/NZS 3823.1.2:2012 | RZAC71C2V1 / FBA71BVMA |  | N/A | DAIKIN | N/A | Ducted | Single Split System | - | Air | Air | Thailand | 2.15 | N/A | 7.1 | N/A | N/A | N/A | N/A | N/A | 2.3 | 8 | Enthalpy Test Room | 3.4187 | 4.1268 | N/A | - | N/A | N/A | N/A | N/A | N/A | N/A | N/A | N/A | N/A | N/A | N/A | N/A | N/A | N/A | N/A | N/A | N/A | Single | R32 | Australia,New Zealand | 149020 | 2027-09-04 |  | Approved | Reverse Cycle | N/A | Yes | Class 10 | Yes | N/A | N/A | N/A | N/A | N/A | N/A | N/A | Available | N/A | N/A | http://www.daikin.com.au/ | http://www.daikin.com.au | N/A |  |  | AAC6928 | Yes | Variable output compressor | Inverter | No | - | 7100 | 2.15 | - | 840 | 3550 | No | - | - | - | 1965.1 | 7646.7 | No | 767.76 | 3823.35 | No | - | - | 8000 | 2.3 | 930 | 4000 | No | - | - | Yes | 2050 | 7100 | No | - | - | No | - | - | - | - | - | No | - | - | No | - | - | No | - | - | - | - | 3.69 | 3.673 | 4.179 | 4.698 | 4.462 | 4.509 | 505 | 774 | 2187 | 1073 | 1338 | 2924 | 2 | 2 | 2.5 | 3.422 | 3.682 | 3.957 | 3.555 | 3.786 | 3.954 | 3088 | 1222 | 209 | 1025 | 562 | 138 | 1.5 | 2 | 2 | No | - | - | - | - | N/A | N/A | N/A | 15.845 | 3.2221 | 3.3991
[SEER Non Multi-Split <=65kW] GEMS (Air Conditioners up to 65kW) Determination 2019 | MEPS 2019 | AS/NZS 3823.1.1:2012 | RZAC71C2V1 / FCA71CAVMA |  | N/A | DAIKIN | N/A | Non Ducted | Single Split System | Cassette | Air | Air | Thailand | 1.83 | N/A | 7.1 | N/A | N/A | N/A | N/A | N/A | 1.95 | 8 | Enthalpy Test Room | 3.8394 | 4.1276 | N/A | - | N/A | N/A | N/A | N/A | N/A | N/A | N/A | N/A | N/A | N/A | N/A | N/A | N/A | N/A | N/A | N/A | N/A | Single | R32 | Australia,New Zealand | 149007 | 2027-09-05 |  | Approved | Reverse Cycle | N/A | Yes | Class 9 | Yes | N/A | N/A | N/A | N/A | N/A | N/A | N/A | Available | N/A | N/A | http://www.daikin.com.au/ | http://www.daikin.com.au | N/A |  |  | AAC6936 | Yes | Variable output compressor | Inverter | No | - | 7100 | 1.83 | - | 670 | 3550 | No | - | - | - | 1672.62 | 7646.7 | No | 612.38 | 3823.35 | No | - | - | 8000 | 1.95 | 720 | 4000 | No | - | - | Yes | 2000 | 7000 | No | - | - | No | - | - | - | - | - | No | - | - | No | - | - | No | - | - | - | - | 4.375 | 4.362 | 5.055 | 5.725 | 5.433 | 5.496 | 420 | 645 | 1801 | 874 | 1093 | 2393 | 2.5 | 2.5 | 3.5 | 4.025 | 4.557 | 5.093 | 4.314 | 4.777 | 5.099 | 2631 | 995 | 171 | 850 | 452 | 115 | 2.5 | 3 | 3.5 | No | - | - | - | - | N/A | N/A | N/A | 15.845 | 3.7695 | 3.9929
[SEER Non Multi-Split <=65kW] GEMS (Air Conditioners up to 65kW) Determination 2019 | MEPS 2019 | AS/NZS 3823.1.2:2012 | RZAC71CAV1 / FBA71BAVMA |  | N/A | DAIKIN | N/A | Ducted | Single Split System | - | Air | Air | Thailand | 2.15 | N/A | 7.1 | N/A | N/A | N/A | N/A | N/A | 2.3 | 8 | Enthalpy Test Room | 3.3921 | 4.0354 | N/A | - | N/A | N/A | N/A | N/A | N/A | N/A | N/A | N/A | N/A | N/A | N/A | N/A | N/A | N/A | N/A | N/A | N/A | Single | R32 | Australia,New Zealand | 162948 | 2029-07-18 |  | Approved | Reverse Cycle | N/A | Yes | Class 10 | Yes | N/A | N/A | N/A | N/A | N/A | N/A | N/A | Available | N/A | N/A | http://www.daikin.com.au/ | http://www.daikin.com.au | N/A |  |  | AAC8355 | Yes | Variable output compressor | Inverter | No | - | 7100 | 2.15 | - | 840 | 3550 | No | - | - | - | 1965.1 | 7646.7 | No | 767.76 | 3823.35 | No | - | - | 8000 | 2.3 | 930 | 4000 | No | - | - | Yes | 2050 | 7100 | No | - | - | No | - | - | - | - | - | No | - | - | No | - | - | No | - | - | - | - | 3.693 | 3.675 | 4.18 | 4.7 | 4.463 | 4.51 | 505 | 774 | 2187 | 1072 | 1338 | 2924 | 2 | 2 | 2.5 | 3.422 | 3.682 | 3.957 | 3.555 | 3.786 | 3.954 | 3088 | 1222 | 209 | 1025 | 562 | 138 | 1.5 | 2 | 2 | No | - | - | - | - | N/A | N/A | N/A | 15.77 | 3.2224 | 3.3995
[SEER Non Multi-Split <=65kW] GEMS (Air Conditioners up to 65kW) Determination 2019 | MEPS 2019 | AS/NZS 3823.1.2:2012 | RZAC71CV1 / FBA71BVMA |  | N/A | DAIKIN | 1.619 | Ducted | Single Split System | - | Air | Air | Thailand | 2.15 | 5.481 | 7.1 | N/A | N/A | N/A | N/A | N/A | 2.3 | 8 | Enthalpy Test Room | 3.4187 | 4.1268 | Yes | - | N/A | 15.4 | 13.9 | N/A | N/A | N/A | N/A | N/A | 3.334 | 4.0296 | N/A | N/A | N/A | N/A | N/A | N/A | Enthalpy Test Room | Single | R32 | Australia,New Zealand | 132969 | 2026-01-20 |  | Approved | Reverse Cycle | N/A | No | Class 10 | Yes | N/A | Yes | N/A | N/A | N/A | KRP58M51, EKMKSA2 | 3.4187 | Available | N/A | N/A | http://www.daikin.com.au/ | http://www.daikin.com.au | Yes |  |  | AAC5648 | Yes | Variable output compressor | Inverter | No | - | 7100 | 2.15 | - | 840 | 3550 | No | - | - | - | 1965.1 | 7646.7 | No | 767.76 | 3823.35 | No | - | - | 8000 | 2.3 | 930 | 4000 | No | - | - | Yes | 2050 | 7100 | No | - | - | No | - | - | - | - | - | No | - | - | No | - | - | No | - | - | - | - | 3.709 | 3.688 | 4.185 | 4.709 | 4.47 | 4.513 | 503 | 772 | 2185 | 1071 | 1337 | 2922 | 2 | 2 | 2.5 | 3.422 | 3.682 | 3.957 | 3.555 | 3.786 | 3.954 | 3087 | 1221 | 208 | 1024 | 561 | 137 | 1.5 | 2 | 2 | No | - | - | - | - | N/A | N/A | N/A | 15.345 | 3.2245 | 3.4016
[SEER Non Multi-Split <=65kW] GEMS (Air Conditioners up to 65kW) Determination 2019 | MEPS 2019 | AS/NZS 3823.1.1:2012 | RZAC71CV1 / FCA71CAVMA |  | N/A | DAIKIN | 1.48 | Non Ducted | Single Split System | Cassette | Air | Air | Thailand | 1.83 | 5.62 | 7.1 | N/A | N/A | N/A | N/A | N/A | 1.95 | 8 | Enthalpy Test Room | 3.8394 | 4.1276 | Yes | - | N/A | 15.4 | 13.9 | N/A | N/A | N/A | N/A | N/A | 3.7339 | 4.0302 | N/A | N/A | N/A | N/A | N/A | N/A | Enthalpy Test Room | Single | R32 | Australia,New Zealand | 132656 | 2026-01-25 |  | Approved | Reverse Cycle | N/A | No | Class 9 | Yes | N/A | Yes | N/A | N/A | N/A | KRP58M51, EKMKSA2 | 3.8394 | Available | N/A | N/A | http://www.daikin.com.au/ | http://www.daikin.com.au | Yes |  |  | AAC5710 | Yes | Variable output compressor | Inverter | No | - | 7100 | 1.83 | - | 670 | 3550 | No | - | - | - | 1672.62 | 7646.7 | No | 612.38 | 3823.35 | No | - | - | 8000 | 1.95 | 720 | 4000 | No | - | - | Yes | 2000 | 7000 | No | - | - | No | - | - | - | - | - | No | - | - | No | - | - | No | - | - | - | - | 4.402 | 4.383 | 5.064 | 5.742 | 5.446 | 5.502 | 419 | 643 | 1799 | 873 | 1092 | 2391 | 2.5 | 2.5 | 3.5 | 4.025 | 4.557 | 5.093 | 4.314 | 4.777 | 5.099 | 2629 | 994 | 170 | 849 | 451 | 114 | 2.5 | 3 | 3.5 | No | - | - | - | - | N/A | N/A | N/A | 15.345 | 3.7729 | 3.9963
[SEER Non Multi-Split <=65kW] GEMS (Air Conditioners up to 65kW) Determination 2019 | MEPS 2019 | AS/NZS 3823.1.1:2012 | RZAC71E2VM / FFA71BVM |  | N/A | DAIKIN | 0.51 | Non Ducted | Single Split System | Cassette | Air | Air | Thailand | 2 | 1.99 | 7.1 | N/A | N/A | N/A | N/A | N/A | 2.25 | 8 | Enthalpy Test Room | 3.495 | 3.5848 | Yes | - | N/A | 6.9 | 6.89 | N/A | N/A | N/A | N/A | N/A | 5.1211 | 3.9469 | N/A | N/A | 5.7423 | 3.3939 | 5.5 | 3 | Calorimeter Room | Single | R32 | Australia,New Zealand | 149069 | 2027-09-07 |  | Approved | Reverse Cycle | N/A | Yes | Class 9 | Yes | N/A | Yes | N/A | N/A | N/A | KRP58M51 | 5.36 | Available | N/A | N/A | http://www.daikin.com.au/ | http://www.daikin.com.au | Yes |  | https://reg.energyrating.gov.au/static/common/images/star_ratings_2014/aircon_rating_5.5_3.png | AAC6963 | Yes | Variable output compressor | Inverter | No | - | 7100 | 2 | - | 690 | 3550 | No | - | - | - | 1828 | 7646.7 | No | 630.66 | 3823.35 | No | - | - | 8000 | 2.25 | 810 | 4000 | No | - | - | Yes | 2290 | 7000 | No | - | - | No | - | - | - | - | - | No | - | - | No | - | - | No | - | - | - | - | 4.731 | 4.56 | 4.955 | 5.825 | 5.444 | 5.338 | 407 | 640 | 1861 | 878 | 1110 | 2484 | 3 | 3 | 3 | 3.581 | 4.024 | 4.522 | 3.843 | 4.233 | 4.531 | 2932 | 1097 | 165 | 931 | 487 | 106 | 2 | 2.5 | 3 | No | - | - | - | - | N/A | N/A | N/A | 6.5 | 3.5114 | 3.5212
[SEER Non Multi-Split <=65kW] GEMS (Air Conditioners up to 65kW) Determination 2019 | MEPS 2019 | AS/NZS 3823.1.1:2012 | RZAC71EVM / FFA71AVM |  | N/A | DAIKIN | 0.51 | Non Ducted | Single Split System | Cassette | Air | Air | Thailand | 2 | 1.99 | 7.1 | N/A | N/A | N/A | N/A | N/A | 2.25 | 8 | Enthalpy Test Room | 3.6034 | 3.6237 | Yes | - | N/A | 6.9 | 6.89 | N/A | N/A | N/A | N/A | N/A | 5.1211 | 3.9469 | N/A | N/A | 5.7423 | 3.3939 | 5.5 | 3 | Calorimeter Room | Single | R32 | Australia,New Zealand | 128611 | 2025-07-30 |  | Approved | Reverse Cycle | N/A | No | Class 9 | Yes | N/A | Yes | N/A | N/A | N/A | KRP58M51 | 5.36 | Available | N/A | N/A | http://www.daikin.com.au/ | http://www.daikin.com.au | Yes |  | https://reg.energyrating.gov.au/static/common/images/star_ratings_2014/aircon_rating_5.5_3.png | AAC5074 | Yes | Variable output compressor | Inverter | No | - | 7100 | 2 | - | 690 | 3550 | No | - | - | - | 1828 | 7646.7 | No | 630.66 | 3823.35 | No | - | - | 8000 | 2.25 | 810 | 4000 | No | - | - | Yes | 2290 | 7000 | No | - | - | No | - | - | - | - | - | No | - | - | No | - | - | No | - | - | 60 | 67 | 4.781 | 4.597 | 4.969 | 5.852 | 5.464 | 5.347 | 404 | 637 | 1858 | 876 | 1108 | 2481 | 3 | 3 | 3 | 3.581 | 4.024 | 4.522 | 3.843 | 4.233 | 4.531 | 2930 | 1095 | 163 | 930 | 485 | 104 | 2 | 2.5 | 3 | No | - | - | - | - | N/A | N/A | N/A | 5.7 | 3.5161 | 3.5254
[SEER Non Multi-Split <=65kW] GEMS (Air Conditioners up to 65kW) Determination 2019 | MEPS 2019 | AS/NZS 3823.1.2:2012 | RZAC71G2V1 / FDYBA71AV1 |  | N/A | DAIKIN | N/A | Ducted | Single Split System | - | Air | Air | Australia,Thailand | 2.12 | N/A | 7.1 | N/A | N/A | N/A | N/A | N/A | 2.22 | 8 | Enthalpy Test Room | 3.3349 | 3.6385 | N/A | - | N/A | N/A | N/A | N/A | N/A | N/A | N/A | N/A | N/A | N/A | N/A | N/A | N/A | N/A | N/A | N/A | N/A | Single | R32 | Australia,New Zealand | 149012 | 2027-09-06 |  | Approved | Reverse Cycle | N/A | Yes | Class 10 | Yes | N/A | N/A | N/A | N/A | N/A | N/A | N/A | Available | N/A | N/A | http://www.daikin.com.au/ | http://www.daikin.com.au | N/A |  |  | AAC6956 | Yes | Variable output compressor | Inverter | No | - | 7100 | 2.12 | - | 750 | 3550 | No | - | - | - | 1937.68 | 7646.7 | No | 685.5 | 3823.35 | No | - | - | 8000 | 2.22 | 595 | 4000 | No | - | - | Yes | 1800 | 5300 | No | - | - | No | - | - | - | - | - | No | - | - | No | - | - | No | - | - | - | - | 4.412 | 4.258 | 4.612 | 5.396 | 5.049 | 4.958 | 437 | 687 | 2001 | 949 | 1198 | 2675 | 2.5 | 2.5 | 3 | 3.28 | 4.126 | 6.087 | 3.825 | 4.955 | 6.142 | 3199 | 1070 | 126 | 936 | 418 | 82 | 1.5 | 2.5 | 4.5 | No | - | - | - | - | N/A | N/A | N/A | 6.5 | 3.3147 | 3.5683
[SEER Non Multi-Split <=65kW] GEMS (Air Conditioners up to 65kW) Determination 2019 | MEPS 2019 | AS/NZS 3823.1.2:2012 | RZAC71GV1 / FDYBA71AV1 |  | N/A | DAIKIN | N/A | Ducted | Single Split System | - | Air | Air | Australia,Thailand | 2.12 | N/A | 7.1 | N/A | N/A | N/A | N/A | N/A | 2.22 | 8 | Enthalpy Test Room | 3.3415 | 3.6261 | N/A | - | N/A | N/A | N/A | N/A | N/A | N/A | N/A | N/A | N/A | N/A | N/A | N/A | N/A | N/A | N/A | N/A | N/A | Single | R32 | Australia,New Zealand | 143082 | 2026-12-07 |  | Approved | Reverse Cycle | N/A | Yes | Class 10 | Yes | N/A | N/A | N/A | N/A | N/A | N/A | N/A | Available | N/A | N/A | http://www.daikin.com.au/ | http://www.daikin.com.au | N/A |  |  | AAC6386 | Yes | Variable output compressor | Inverter | No | - | 7100 | 2.12 | - | 750 | 3550 | No | - | - | - | 1937.68 | 7646.7 | No | 685.5 | 3823.35 | No | - | - | 8000 | 2.22 | 595 | 4000 | No | - | - | Yes | 1800 | 5300 | No | - | - | No | - | - | - | - | - | No | - | - | No | - | - | No | - | - | - | 67 | 4.456 | 4.291 | 4.624 | 5.42 | 5.067 | 4.966 | 435 | 684 | 1998 | 947 | 1196 | 2673 | 2.5 | 2.5 | 3 | 3.28 | 4.126 | 6.087 | 3.825 | 4.955 | 6.142 | 3198 | 1068 | 124 | 934 | 416 | 80 | 1.5 | 2.5 | 4.5 | No | - | - | - | - | N/A | N/A | N/A | 5.7 | 3.3189 | 3.5726
[SEER Non Multi-Split <=65kW] GEMS (Air Conditioners up to 65kW) Determination 2019 | MEPS 2019 | AS/NZS 3823.1.2:2012 | RZAC85C2V1 / FBA85BVMA |  | N/A | DAIKIN | N/A | Ducted | Single Split System | - | Air | Air | Thailand | 2.64 | N/A | 8.5 | N/A | N/A | N/A | N/A | N/A | 2.95 | 10 | Enthalpy Test Room | 3.3359 | 3.9896 | N/A | - | N/A | N/A | N/A | N/A | N/A | N/A | N/A | N/A | N/A | N/A | N/A | N/A | N/A | N/A | N/A | N/A | N/A | Single | R32 | Australia,New Zealand | 144594 | 2027-02-22 |  | Approved | Reverse Cycle | N/A | Yes | Class 10 | Yes | N/A | N/A | N/A | N/A | N/A | N/A | N/A | Available | N/A | N/A | http://www.daikin.com.au/ | http://www.daikin.com.au | N/A |  |  | AAC6455 | Yes | Variable output compressor | Inverter | No | - | 8500 | 2.64 | - | 950 | 4250 | No | - | - | - | 2412.96 | 9154.5 | No | 868.3 | 4577.25 | No | - | - | 10000 | 2.95 | 1080 | 5000 | No | - | - | Yes | 2600 | 8700 | No | - | - | No | - | - | - | - | - | No | - | - | No | - | - | No | - | - | - | 70 | 3.946 | 3.868 | 4.321 | 4.98 | 4.69 | 4.669 | 572 | 889 | 2541 | 1218 | 1531 | 3388 | 2 | 2 | 2.5 | 3.486 | 3.831 | 4.242 | 3.696 | 4.004 | 4.249 | 3778 | 1456 | 234 | 1223 | 655 | 153 | 1.5 | 2 | 2.5 | No | - | - | - | - | N/A | N/A | N/A | 14.555 | 3.1608 | 3.3342
[SEER Non Multi-Split <=65kW] GEMS (Air Conditioners up to 65kW) Determination 2019 | MEPS 2019 | AS/NZS 3823.1.1:2012 | RZAC85C2V1 / FCA85CVMA |  | N/A | DAIKIN | N/A | Non Ducted | Single Split System | Cassette | Air | Air | Thailand | 2.25 | N/A | 8.5 | N/A | N/A | N/A | N/A | N/A | 2.42 | 10 | Enthalpy Test Room | 3.6061 | 4.3857 | N/A | - | N/A | N/A | N/A | N/A | N/A | N/A | N/A | N/A | N/A | N/A | N/A | N/A | N/A | N/A | N/A | N/A | N/A | Single | R32 | Australia,New Zealand | 144520 | 2027-02-22 |  | Approved | Reverse Cycle | N/A | Yes | Class 9 | Yes | N/A | N/A | N/A | N/A | N/A | N/A | N/A | Available | N/A | N/A | http://www.daikin.com.au/ | http://www.daikin.com.au | N/A |  |  | AAC6464 | Yes | Variable output compressor | Inverter | No | - | 8500 | 2.25 | - | 820 | 4250 | No | - | - | - | 2056.5 | 9154.5 | No | 749.48 | 4577.25 | No | - | - | 10000 | 2.42 | 1010 | 5000 | No | - | - | Yes | 2400 | 8700 | No | - | - | No | - | - | - | - | - | No | - | - | No | - | - | No | - | - | 61 | 70 | 4.491 | 4.429 | 5.003 | 5.726 | 5.408 | 5.413 | 499 | 772 | 2190 | 1056 | 1324 | 2918 | 2.5 | 2.5 | 3.5 | 3.835 | 4.24 | 4.561 | 4.011 | 4.354 | 4.553 | 3437 | 1319 | 220 | 1129 | 605 | 145 | 2 | 2.5 | 3 | No | - | - | - | - | N/A | N/A | N/A | 14.555 | 3.6969 | 4.0499
[SEER Non Multi-Split <=65kW] GEMS (Air Conditioners up to 65kW) Determination 2019 | MEPS 2019 | AS/NZS 3823.1.2:2012 | RZAC85C2Y1 / FBA85BVMA |  | N/A | DAIKIN | N/A | Ducted | Single Split System | - | Air | Air | Thailand | 2.64 | N/A | 8.5 | N/A | N/A | N/A | N/A | N/A | 2.95 | 10 | Enthalpy Test Room | 3.3455 | 4.0199 | N/A | - | N/A | N/A | N/A | N/A | N/A | N/A | N/A | N/A | N/A | N/A | N/A | N/A | N/A | N/A | N/A | N/A | N/A | Three | R32 | Australia,New Zealand | 144595 | 2027-02-24 |  | Approved | Reverse Cycle | N/A | Yes | Class 10 | Yes | N/A | N/A | N/A | N/A | N/A | N/A | N/A | Available | N/A | N/A | http://www.daikin.com.au/ | http://www.daikin.com.au | N/A |  |  | AAC6489 | Yes | Variable output compressor | Inverter | No | - | 8500 | 2.64 | - | 950 | 4250 | No | - | - | - | 2412.96 | 9154.5 | No | 868.3 | 4577.25 | No | - | - | 10000 | 2.95 | 1080 | 5000 | No | - | - | Yes | 2600 | 8700 | No | - | - | No | - | - | - | - | - | No | - | - | No | - | - | No | - | - | - | 70 | 3.946 | 3.868 | 4.321 | 4.98 | 4.69 | 4.669 | 572 | 889 | 2541 | 1218 | 1531 | 3388 | 2 | 2 | 2.5 | 3.486 | 3.831 | 4.242 | 3.696 | 4.004 | 4.249 | 3778 | 1456 | 234 | 1223 | 655 | 153 | 1.5 | 2 | 2.5 | No | - | - | - | - | N/A | N/A | N/A | 14.555 | 3.1608 | 3.3342
[SEER Non Multi-Split <=65kW] GEMS (Air Conditioners up to 65kW) Determination 2019 | MEPS 2019 | AS/NZS 3823.1.1:2012 | RZAC85C2Y1 / FCA85CVMA |  | N/A | DAIKIN | N/A | Non Ducted | Single Split System | Cassette | Air | Air | Thailand | 2.25 | N/A | 8.5 | N/A | N/A | N/A | N/A | N/A | 2.42 | 10 | Enthalpy Test Room | 3.6022 | 4.417 | N/A | - | N/A | N/A | N/A | N/A | N/A | N/A | N/A | N/A | N/A | N/A | N/A | N/A | N/A | N/A | N/A | N/A | N/A | Three | R32 | Australia,New Zealand | 144524 | 2027-02-21 |  | Approved | Reverse Cycle | N/A | Yes | Class 9 | Yes | N/A | N/A | N/A | N/A | N/A | N/A | N/A | Available | N/A | N/A | http://www.daikin.com.au/ | http://www.daikin.com.au | N/A |  |  | AAC6449 | Yes | Variable output compressor | Inverter | No | - | 8500 | 2.25 | - | 820 | 4250 | No | - | - | - | 2056.5 | 9154.5 | No | 749.48 | 4577.25 | No | - | - | 10000 | 2.42 | 1010 | 5000 | No | - | - | Yes | 2400 | 8700 | No | - | - | No | - | - | - | - | - | No | - | - | No | - | - | No | - | - | 61 | 70 | 4.491 | 4.429 | 5.003 | 5.726 | 5.408 | 5.413 | 499 | 772 | 2190 | 1056 | 1324 | 2918 | 2.5 | 2.5 | 3.5 | 3.835 | 4.24 | 4.561 | 4.011 | 4.354 | 4.553 | 3437 | 1319 | 220 | 1129 | 605 | 145 | 2 | 2.5 | 3 | No | - | - | - | - | N/A | N/A | N/A | 14.555 | 3.6969 | 4.0499
[SEER Non Multi-Split <=65kW] GEMS (Air Conditioners up to 65kW) Determination 2019 | MEPS 2019 | AS/NZS 3823.1.2:2012 | RZAC85CV1 / FBA85BVMA |  | N/A | DAIKIN | 1.539 | Ducted | Single Split System | - | Air | Air | Thailand | 2.64 | 6.961 | 8.5 | N/A | N/A | N/A | N/A | N/A | 2.95 | 10 | Enthalpy Test Room | 3.3359 | 3.9896 | Yes | - | N/A | 15.4 | 13.9 | N/A | N/A | N/A | N/A | N/A | 3.2695 | 3.9141 | N/A | N/A | N/A | N/A | N/A | N/A | Enthalpy Test Room | Single | R32 | Australia,New Zealand | 132971 | 2026-01-20 |  | Approved | Reverse Cycle | N/A | No | Class 10 | Yes | N/A | Yes | N/A | N/A | N/A | KRP58M5, EKMKSA2 | 3.3359 | Available | N/A | N/A | http://www.daikin.com.au/ | http://www.daikin.com.au | Yes |  |  | AAC5649 | Yes | Variable output compressor | Inverter | No | - | 8500 | 2.64 | - | 950 | 4250 | No | - | - | - | 2412.96 | 9154.5 | No | 868.3 | 4577.25 | No | - | - | 10000 | 2.95 | 1080 | 5000 | No | - | - | Yes | 2600 | 8700 | No | - | - | No | - | - | - | - | - | No | - | - | No | - | - | No | - | - | - | - | 3.965 | 3.882 | 4.327 | 4.99 | 4.698 | 4.672 | 571 | 887 | 2540 | 1217 | 1530 | 3387 | 2 | 2 | 2.5 | 3.486 | 3.831 | 4.242 | 3.696 | 4.004 | 4.249 | 3777 | 1455 | 233 | 1222 | 654 | 152 | 1.5 | 2 | 2.5 | No | - | - | - | - | N/A | N/A | N/A | 14.055 | 3.1628 | 3.3361
[SEER Non Multi-Split <=65kW] GEMS (Air Conditioners up to 65kW) Determination 2019 | MEPS 2019 | AS/NZS 3823.1.1:2012 | RZAC85CV1 / FCA85CVMA |  | N/A | DAIKIN | 1.655 | Non Ducted | Single Split System | Cassette | Air | Air | Thailand | 2.25 | 6.845 | 8.5 | N/A | N/A | N/A | N/A | N/A | 2.42 | 10 | Enthalpy Test Room | 3.6061 | 4.3857 | Yes | - | N/A | 12 | 12.1 | N/A | N/A | N/A | N/A | N/A | 3.5438 | 4.3086 | N/A | N/A | N/A | N/A | N/A | N/A | Enthalpy Test Room | Single | R32 | Australia,New Zealand | 132657 | 2026-01-19 |  | Approved | Reverse Cycle | N/A | No | Class 9 | Yes | N/A | Yes | N/A | N/A | N/A | KRP59M51, EKMKSA2 | 3.6061 | Available | N/A | N/A | http://www.daikin.com.au/ | http://www.daikin.com.au | Yes |  |  | AAC5640 | Yes | Variable output compressor | Inverter | No | - | 8500 | 2.25 | - | 820 | 4250 | No | - | - | - | 2056.5 | 9154.5 | No | 749.48 | 4577.25 | No | - | - | 10000 | 2.42 | 1010 | 5000 | No | - | - | Yes | 2400 | 8700 | No | - | - | No | - | - | - | - | - | No | - | - | No | - | - | No | - | - | - | - | 4.515 | 4.447 | 5.01 | 5.74 | 5.418 | 5.418 | 497 | 770 | 2188 | 1054 | 1323 | 2917 | 3 | 2.5 | 3.5 | 3.835 | 4.24 | 4.561 | 4.011 | 4.354 | 4.553 | 3436 | 1318 | 219 | 1128 | 604 | 144 | 2 | 2.5 | 3 | No | - | - | - | - | N/A | N/A | N/A | 14.055 | 3.6997 | 4.0527
[SEER Non Multi-Split <=65kW] GEMS (Air Conditioners up to 65kW) Determination 2019 | MEPS 2019 | AS/NZS 3823.1.2:2012 | RZAC85CY1 / FBA85BVMA |  | N/A | DAIKIN | 1.539 | Ducted | Single Split System | - | Air | Air | Thailand | 2.64 | 6.961 | 8.5 | N/A | N/A | N/A | N/A | N/A | 2.95 | 10 | Enthalpy Test Room | 3.3455 | 4.0199 | Yes | - | N/A | 15.4 | 13.9 | N/A | N/A | N/A | N/A | N/A | 3.2695 | 3.9141 | N/A | N/A | N/A | N/A | N/A | N/A | Enthalpy Test Room | Three | R32 | Australia,New Zealand | 132973 | 2026-02-24 |  | Approved | Reverse Cycle | N/A | No | Class 10 | Yes | N/A | Yes | N/A | N/A | N/A | KRP58M51, EKMKSA2 | 3.3359 | Available | N/A | N/A | http://www.daikin.com.au/ | http://www.daikin.com.au | Yes |  |  | AAC5799 | Yes | Variable output compressor | Inverter | No | - | 8500 | 2.64 | - | 950 | 4250 | No | - | - | - | 2412.96 | 9154.5 | No | 868.3 | 4577.25 | No | - | - | 10000 | 2.95 | 1080 | 5000 | No | - | - | Yes | 2600 | 8700 | No | - | - | No | - | - | - | - | - | No | - | - | No | - | - | No | - | - | - | - | 3.965 | 3.882 | 4.327 | 4.99 | 4.698 | 4.672 | 571 | 887 | 2540 | 1217 | 1530 | 3387 | 2 | 2 | 2.5 | 3.486 | 3.831 | 4.242 | 3.696 | 4.004 | 4.249 | 3777 | 1455 | 233 | 1222 | 654 | 152 | 1.5 | 2 | 2.5 | No | - | - | - | - | N/A | N/A | N/A | 14.055 | 3.1628 | 3.3361
[SEER Non Multi-Split <=65kW] GEMS (Air Conditioners up to 65kW) Determination 2019 | MEPS 2019 | AS/NZS 3823.1.1:2012 | RZAC85CY1 / FCA85CVMA |  | N/A | DAIKIN | 1.655 | Non Ducted | Single Split System | Cassette | Air | Air | Thailand | 2.25 | 6.845 | 8.5 | N/A | N/A | N/A | N/A | N/A | 2.42 | 10 | Enthalpy Test Room | 3.6022 | 4.417 | Yes | - | N/A | 10 | 12.1 | N/A | N/A | N/A | N/A | N/A | 3.4726 | 4.3086 | N/A | N/A | N/A | N/A | N/A | N/A | Enthalpy Test Room | Three | R32 | Australia,New Zealand | 132815 | 2026-03-16 |  | Approved | Reverse Cycle | N/A | No | Class 9 | Yes | N/A | Yes | N/A | N/A | N/A | KRP58M5, EKMKSA2 | 3.5222 | Available | N/A | N/A | http://www.daikin.com.au/ | http://www.daikin.com.au | Yes |  |  | AAC5838 | Yes | Variable output compressor | Inverter | No | - | 8500 | 2.25 | - | 820 | 4250 | No | - | - | - | 2056.5 | 9154.5 | No | 749.48 | 4577.25 | No | - | - | 10000 | 2.42 | 1010 | 5000 | No | - | - | Yes | 2400 | 8700 | No | - | - | No | - | - | - | - | - | No | - | - | No | - | - | No | - | - | - | - | 4.515 | 4.447 | 5.01 | 5.74 | 5.418 | 5.418 | 497 | 770 | 2188 | 1054 | 1323 | 2917 | 3 | 2.5 | 3.5 | 3.835 | 4.24 | 4.561 | 4.011 | 4.354 | 4.553 | 3436 | 1318 | 219 | 1128 | 604 | 144 | 2 | 2.5 | 3 | No | - | - | - | - | N/A | N/A | N/A | 14.055 | 3.6997 | 4.0527
[SEER Non Multi-Split <=65kW] GEMS (Air Conditioners up to 65kW) Determination 2019 | MEPS 2019 | AS/NZS 3823.1.2:2012 | RZAS100C2V1 / FDYA100AV1 |  | N/A | DAIKIN | N/A | Ducted | Single Split System | - | Air | Air | Thailand,Australia | 2.61 | N/A | 10 | N/A | N/A | N/A | N/A | N/A | 3.13 | 12.5 | Enthalpy Test Room | 3.754 | 3.8441 | N/A | - | N/A | N/A | N/A | N/A | N/A | N/A | N/A | N/A | N/A | N/A | N/A | N/A | N/A | N/A | N/A | N/A | N/A | Single | R32 | Australia,New Zealand | 145760 | 2027-03-31 |  | Approved | Reverse Cycle | N/A | Yes | Class 11 | Yes | N/A | N/A | N/A | N/A | N/A | N/A | N/A | Available | N/A | N/A | http://www.daikin.com.au/ | http://www.daikin.com.au | N/A |  |  | AAC6583 | Yes | Variable output compressor | Inverter | No | - | 10000 | 2.61 | - | 1100 | 5000 | No | - | - | - | 2385.54 | 10770 | No | 1005.4 | 5385 | No | - | - | 12500 | 3.13 | 1300 | 6250 | No | - | - | Yes | 4200 | 11500 | No | - | - | No | - | - | - | - | - | No | - | - | No | - | - | No | - | - | - | - | 4.25 | 4.217 | 4.688 | 5.227 | 4.966 | 5.014 | 628 | 962 | 2759 | 1369 | 1705 | 3715 | 2.5 | 2.5 | 3 | 3.618 | 4.071 | 4.428 | 3.823 | 4.2 | 4.421 | 4544 | 1706 | 273 | 1472 | 775 | 178 | 2 | 2.5 | 2.5 | No | - | - | - | - | N/A | N/A | N/A | 14.68 | 3.7599 | 3.9313
[SEER Non Multi-Split <=65kW] GEMS (Air Conditioners up to 65kW) Determination 2019 | MEPS 2019 | AS/NZS 3823.1.2:2012 | RZAS100C2V1 / FDYA100AV19 |  | N/A | DAIKIN | N/A | Ducted | Single Split System | - | Air | Air | Australia,Thailand | 2.61 | N/A | 10 | N/A | N/A | N/A | N/A | N/A | 3.13 | 12.5 | Enthalpy Test Room | 3.754 | 3.8441 | N/A | - | N/A | N/A | N/A | N/A | N/A | N/A | N/A | N/A | N/A | N/A | N/A | N/A | N/A | N/A | N/A | N/A | N/A | Single | R32 | Australia,New Zealand | 155666 | 2028-10-01 |  | Approved | Reverse Cycle | N/A | Yes | Class 11 | Yes | N/A | N/A | N/A | N/A | N/A | N/A | N/A | Available | N/A | N/A | http://www.daikin.com.au/ | http://www.daikin.com.au | N/A |  |  | AAC7795 | Yes | Variable output compressor | Inverter | No | - | 10000 | 2.61 | - | 1100 | 5000 | No | - | - | - | 2385.54 | 10770 | No | 1005.4 | 5385 | No | - | - | 12500 | 3.13 | 1300 | 6250 | No | - | - | Yes | 4200 | 11500 | No | - | - | No | - | - | - | - | - | No | - | - | No | - | - | No | - | - | - | - | 4.25 | 4.217 | 4.688 | 5.227 | 4.966 | 5.014 | 628 | 962 | 2759 | 1369 | 1705 | 3715 | 2.5 | 2.5 | 3 | 3.618 | 4.071 | 4.428 | 3.823 | 4.2 | 4.421 | 4544 | 1706 | 273 | 1472 | 775 | 178 | 2 | 2.5 | 2.5 | No | - | - | - | - | N/A | N/A | N/A | 14.68 | 3.7599 | 3.9313
[SEER Non Multi-Split <=65kW] GEMS (Air Conditioners up to 65kW) Determination 2019 | MEPS 2019 | AS/NZS 3823.1.2:2012 | RZAS100CV1 / FDYA100AV1 | RZAS100CV1 / FDYA100AV1 | N/A | DAIKIN | N/A | Ducted | Single Split System | - | Air | Air | Australia,Thailand | 2.61 | N/A | 10 | N/A | N/A | N/A | N/A | N/A | 3.13 | 12.5 | Enthalpy Test Room | 3.754 | 3.8441 | N/A | - | N/A | N/A | N/A | N/A | N/A | N/A | N/A | N/A | N/A | N/A | N/A | N/A | N/A | N/A | N/A | N/A | N/A | Single | R32 | Australia,New Zealand | 131638 | 2025-08-27 |  | Approved | Reverse Cycle | N/A | Yes | Class 11 | Yes | N/A | N/A | N/A | N/A | N/A | N/A | N/A | Available | N/A | N/A | http://www.daikin.com.au/ | http://www.daikin.com.au | N/A |  |  | AAC5200 | Yes | Variable output compressor | Inverter | No | - | 10000 | 2.61 | - | 1100 | 5000 | No | - | - | - | 2385.54 | 10770 | No | 1005.4 | 5385 | No | - | - | 12500 | 3.13 | 1300 | 6250 | No | - | - | Yes | 4200 | 11500 | No | - | - | No | - | - | - | - | - | No | - | - | No | - | - | No | - | - | - | - | 4.268 | 4.231 | 4.694 | 5.236 | 4.973 | 5.017 | 626 | 961 | 2757 | 1368 | 1703 | 3713 | 2.5 | 2.5 | 3 | 3.618 | 4.071 | 4.428 | 3.823 | 4.2 | 4.421 | 4543 | 1705 | 272 | 1471 | 774 | 177 | 2 | 2.5 | 2.5 | No | - | - | - | - | N/A | N/A | N/A | 14.18 | 3.7623 | 3.9334
[SEER Non Multi-Split <=65kW] GEMS (Air Conditioners up to 65kW) Determination 2019 | MEPS 2019 | AS/NZS 3823.1.2:2012 | RZAS100CV1 / FDYA100AV19 | RZAS100CV1 / FDYA100AV1 | N/A | DAIKIN | N/A | Ducted | Single Split System | - | Air | Air | Australia,Thailand | 2.61 | N/A | 10 | N/A | N/A | N/A | N/A | N/A | 3.13 | 12.5 | Enthalpy Test Room | 3.754 | 3.8441 | N/A | - | N/A | N/A | N/A | N/A | N/A | N/A | N/A | N/A | N/A | N/A | N/A | N/A | N/A | N/A | N/A | N/A | N/A | Single | R32 | Australia,New Zealand | 131638 | 2025-08-27 |  | Approved | Reverse Cycle | N/A | Yes | Class 11 | Yes | N/A | N/A | N/A | N/A | N/A | N/A | N/A | Available | N/A | N/A | http://www.daikin.com.au/ | http://www.daikin.com.au | N/A |  |  | AAC5200 | Yes | Variable output compressor | Inverter | No | - | 10000 | 2.61 | - | 1100 | 5000 | No | - | - | - | 2385.54 | 10770 | No | 1005.4 | 5385 | No | - | - | 12500 | 3.13 | 1300 | 6250 | No | - | - | Yes | 4200 | 11500 | No | - | - | No | - | - | - | - | - | No | - | - | No | - | - | No | - | - | - | - | 4.268 | 4.231 | 4.694 | 5.236 | 4.973 | 5.017 | 626 | 961 | 2757 | 1368 | 1703 | 3713 | 2.5 | 2.5 | 3 | 3.618 | 4.071 | 4.428 | 3.823 | 4.2 | 4.421 | 4543 | 1705 | 272 | 1471 | 774 | 177 | 2 | 2.5 | 2.5 | No | - | - | - | - | N/A | N/A | N/A | 14.18 | 3.7623 | 3.9334
[SEER Non Multi-Split <=65kW] GEMS (Air Conditioners up to 65kW) Determination 2019 | MEPS 2019 | AS/NZS 3823.1.2:2012 | RZAS125C2V1 / FDYA125AV1 |  | N/A | DAIKIN | N/A | Ducted | Single Split System | - | Air | Air | Thailand,Australia | 3.45 | N/A | 12.5 | N/A | N/A | N/A | N/A | N/A | 3.8 | 15 | Enthalpy Test Room | 3.4699 | 3.6389 | N/A | - | N/A | N/A | N/A | N/A | N/A | N/A | N/A | N/A | N/A | N/A | N/A | N/A | N/A | N/A | N/A | N/A | N/A | Single | R32 | Australia,New Zealand | 145761 | 2027-03-31 |  | Approved | Reverse Cycle | N/A | Yes | Class 11 | Yes | N/A | N/A | N/A | N/A | N/A | N/A | N/A | Available | N/A | N/A | http://www.daikin.com.au/ | http://www.daikin.com.au | N/A |  |  | AAC6586 | Yes | Variable output compressor | Inverter | No | - | 12500 | 3.45 | - | 1400 | 6250 | No | - | - | - | 3153.3 | 13462.5 | Yes | 1250 | 7300 | No | - | - | 15000 | 3.8 | 1560 | 7500 | No | - | - | Yes | 4000 | 11500 | No | - | - | No | - | - | - | - | - | No | - | - | No | - | - | No | - | - | - | - | 4.592 | 4.471 | 4.956 | 5.998 | 5.514 | 5.438 | 732 | 1142 | 3269 | 1494 | 1923 | 4285 | 3 | 2.5 | 3 | 3.357 | 3.916 | 4.426 | 3.539 | 4.119 | 4.42 | 5868 | 2119 | 321 | 1899 | 942 | 208 | 1.5 | 2 | 2.5 | No | - | - | - | - | N/A | N/A | N/A | 14.68 | 3.5718 | 3.8965
[SEER Non Multi-Split <=65kW] GEMS (Air Conditioners up to 65kW) Determination 2019 | MEPS 2019 | AS/NZS 3823.1.2:2012 | RZAS125C2V1 / FDYA125AV19 |  | N/A | DAIKIN | N/A | Ducted | Single Split System | - | Air | Air | Australia,Thailand | 3.45 | N/A | 12.5 | N/A | N/A | N/A | N/A | N/A | 3.8 | 15 | Enthalpy Test Room | 3.4699 | 3.6389 | N/A | - | N/A | N/A | N/A | N/A | N/A | N/A | N/A | N/A | N/A | N/A | N/A | N/A | N/A | N/A | N/A | N/A | N/A | Single | R32 | Australia,New Zealand | 157023 | 2028-10-03 |  | Approved | Reverse Cycle | N/A | Yes | Class 11 | Yes | N/A | N/A | N/A | N/A | N/A | N/A | N/A | Available | N/A | N/A | http://www.daikin.com.au/ | http://www.daikin.com.au | N/A |  |  | AAC7807 | Yes | Variable output compressor | Inverter | No | - | 12500 | 3.45 | - | 1400 | 6250 | No | - | - | - | 3153.3 | 13462.5 | Yes | 1250 | 7300 | No | - | - | 15000 | 3.8 | 1470 | 7500 | Yes | 890 | 4140 | Yes | 4000 | 11500 | No | - | - | No | - | - | - | - | - | No | - | - | No | - | - | No | - | - | - | - | 4.592 | 4.471 | 4.956 | 5.998 | 5.514 | 5.438 | 732 | 1142 | 3269 | 1494 | 1923 | 4285 | 3 | 2.5 | 3 | 3.453 | 4.078 | 4.717 | 3.672 | 4.291 | 4.661 | 5706 | 2036 | 303 | 1831 | 906 | 199 | 1.5 | 2.5 | 3 | No | - | - | - | - | N/A | N/A | N/A | 14.68 | 3.5718 | 3.8965
[SEER Non Multi-Split <=65kW] GEMS (Air Conditioners up to 65kW) Determination 2019 | MEPS 2019 | AS/NZS 3823.1.2:2012 | RZAS125C2V1 / FDYUA125AV1 |  | N/A | DAIKIN | N/A | Ducted | Single Split System | - | Air | Air | Australia,Thailand | 3.45 | N/A | 12.5 | N/A | N/A | N/A | N/A | N/A | 3.8 | 15 | Enthalpy Test Room | 3.4699 | 3.6389 | N/A | - | N/A | N/A | N/A | N/A | N/A | N/A | N/A | N/A | N/A | N/A | N/A | N/A | N/A | N/A | N/A | N/A | N/A | Single | R32 | Australia,New Zealand | 151980 | 2028-01-19 |  | Approved | Reverse Cycle | N/A | Yes | Class 11 | Yes | N/A | N/A | N/A | N/A | N/A | N/A | N/A | Available | N/A | N/A | http://www.daikin.com.au/ | http://www.daikin.com.au | N/A |  |  | AAC7235 | Yes | Variable output compressor | Inverter | No | - | 12500 | 3.45 | - | 1400 | 6250 | No | - | - | - | 3153.3 | 13462.5 | Yes | 1250 | 7300 | No | - | - | 15000 | 3.8 | 1560 | 7500 | No | - | - | Yes | 4000 | 11500 | No | - | - | No | - | - | - | - | - | No | - | - | No | - | - | No | - | - | - | - | 4.592 | 4.471 | 4.956 | 5.998 | 5.514 | 5.438 | 732 | 1142 | 3269 | 1494 | 1923 | 4285 | 3 | 2.5 | 3 | 3.357 | 3.916 | 4.426 | 3.539 | 4.119 | 4.42 | 5868 | 2119 | 321 | 1899 | 942 | 208 | 1.5 | 2 | 2.5 | No | - | - | - | - | N/A | N/A | N/A | 14.68 | 3.5718 | 3.8965
[SEER Non Multi-Split <=65kW] GEMS (Air Conditioners up to 65kW) Determination 2019 | MEPS 2019 | AS/NZS 3823.1.2:2012 | RZAS125C2V1 / FDYUA125AV19 |  | N/A | DAIKIN | N/A | Ducted | Single Split System | - | Air | Air | Australia,Thailand | 3.45 | N/A | 12.5 | N/A | N/A | N/A | N/A | N/A | 3.8 | 15 | Enthalpy Test Room | 3.4699 | 3.6389 | N/A | - | N/A | N/A | N/A | N/A | N/A | N/A | N/A | N/A | N/A | N/A | N/A | N/A | N/A | N/A | N/A | N/A | N/A | Single | R32 | Australia,New Zealand | 155476 | 2028-10-01 |  | Approved | Reverse Cycle | N/A | Yes | Class 11 | Yes | N/A | N/A | N/A | N/A | N/A | N/A | N/A | Available | N/A | N/A | http://www.daikin.com.au/ | http://www.daikin.com.au | N/A |  |  | AAC7793 | Yes | Variable output compressor | Inverter | No | - | 12500 | 3.45 | - | 1400 | 6250 | No | - | - | - | 3153.3 | 13462.5 | Yes | 1250 | 7300 | No | - | - | 15000 | 3.8 | 1470 | 7500 | Yes | 890 | 4140 | Yes | 4000 | 11500 | No | - | - | No | - | - | - | - | - | No | - | - | No | - | - | No | - | - | - | - | 4.592 | 4.471 | 4.956 | 5.998 | 5.514 | 5.438 | 732 | 1142 | 3269 | 1494 | 1923 | 4285 | 3 | 2.5 | 3 | 3.453 | 4.078 | 4.717 | 3.672 | 4.291 | 4.661 | 5706 | 2036 | 303 | 1831 | 906 | 199 | 1.5 | 2.5 | 3 | No | - | - | - | - | N/A | N/A | N/A | 14.68 | 3.5718 | 3.8965
[SEER Non Multi-Split <=65kW] GEMS (Air Conditioners up to 65kW) Determination 2019 | MEPS 2019 | AS/NZS 3823.1.2:2012 | RZAS125CV1 / FDYA125AV1 |  | N/A | DAIKIN | N/A | Ducted | Single Split System | - | Air | Air | Australia,Thailand | 3.45 | N/A | 12.5 | N/A | N/A | N/A | N/A | N/A | 3.8 | 15 | Enthalpy Test Room | 3.4699 | 3.6389 | N/A | - | N/A | N/A | N/A | N/A | N/A | N/A | N/A | N/A | N/A | N/A | N/A | N/A | N/A | N/A | N/A | N/A | N/A | Single | R32 | Australia,New Zealand | 131639 | 2025-08-27 |  | Approved | Reverse Cycle | N/A | Yes | Class 11 | Yes | N/A | N/A | N/A | N/A | N/A | N/A | N/A | Available | N/A | N/A | http://www.daikin.com.au/ | http://www.daikin.com.au | N/A |  |  | AAC5197 | Yes | Variable output compressor | Inverter | No | - | 12500 | 3.45 | - | 1400 | 6250 | No | - | - | - | 3153.3 | 13462.5 | No | 1279.6 | 6731.25 | No | - | - | 15000 | 3.8 | 1560 | 7500 | No | - | - | Yes | 4000 | 11500 | No | - | - | No | - | - | - | - | - | No | - | - | No | - | - | No | - | - | - | 71 | 4.259 | 4.183 | 4.574 | 5.17 | 4.889 | 4.886 | 792 | 1224 | 3546 | 1739 | 2174 | 4775 | 2.5 | 2.5 | 3 | 3.357 | 3.916 | 4.426 | 3.539 | 4.119 | 4.42 | 5867 | 2118 | 320 | 1898 | 941 | 207 | 1.5 | 2 | 2.5 | No | - | - | - | - | N/A | N/A | N/A | 14.18 | 3.5735 | 3.8982
[SEER Non Multi-Split <=65kW] GEMS (Air Conditioners up to 65kW) Determination 2019 | MEPS 2019 | AS/NZS 3823.1.2:2012 | RZAS125CV1 / FDYA125AV1 | RZAS125CV1 / FDYA125AV1 | N/A | DAIKIN | N/A | Ducted | Single Split System | - | Air | Air | Australia,Thailand | 3.45 | N/A | 12.5 | N/A | N/A | N/A | N/A | N/A | 3.8 | 15 | Enthalpy Test Room | 3.4699 | 3.6389 | N/A | - | N/A | N/A | N/A | N/A | N/A | N/A | N/A | N/A | N/A | N/A | N/A | N/A | N/A | N/A | N/A | N/A | N/A | Single | R32 | Australia,New Zealand | 157218 | 2028-10-31 |  | Approved | Reverse Cycle | N/A | Yes | Class 11 | Yes | N/A | N/A | N/A | N/A | N/A | N/A | N/A | Available | N/A | N/A | http://www.daikin.com.au/ | http://www.daikin.com.au | N/A |  |  | AAC7854 | Yes | Variable output compressor | Inverter | No | - | 12500 | 3.45 | - | 1400 | 6250 | No | - | - | - | 3153.3 | 13462.5 | Yes | 1250 | 7300 | No | - | - | 15000 | 3.8 | 1560 | 7500 | No | - | - | Yes | 4000 | 11500 | No | - | - | No | - | - | - | - | - | No | - | - | No | - | - | No | - | - | - | - | 4.609 | 4.484 | 4.961 | 6.008 | 5.521 | 5.442 | 730 | 1140 | 3267 | 1493 | 1921 | 4284 | 3 | 2.5 | 3 | 3.357 | 3.916 | 4.426 | 3.539 | 4.119 | 4.42 | 5867 | 2118 | 320 | 1898 | 941 | 207 | 1.5 | 2 | 2.5 | No | - | - | - | - | N/A | N/A | N/A | 14.18 | 3.5735 | 3.8982
[SEER Non Multi-Split <=65kW] GEMS (Air Conditioners up to 65kW) Determination 2019 | MEPS 2019 | AS/NZS 3823.1.2:2012 | RZAS125CV1 / FDYA125AV19 | RZAS125CV1 / FDYA125AV1 | N/A | DAIKIN | N/A | Ducted | Single Split System | - | Air | Air | Australia,Thailand | 3.45 | N/A | 12.5 | N/A | N/A | N/A | N/A | N/A | 3.8 | 15 | Enthalpy Test Room | 3.4699 | 3.6389 | N/A | - | N/A | N/A | N/A | N/A | N/A | N/A | N/A | N/A | N/A | N/A | N/A | N/A | N/A | N/A | N/A | N/A | N/A | Single | R32 | Australia,New Zealand | 157218 | 2028-10-31 |  | Approved | Reverse Cycle | N/A | Yes | Class 11 | Yes | N/A | N/A | N/A | N/A | N/A | N/A | N/A | Available | N/A | N/A | http://www.daikin.com.au/ | http://www.daikin.com.au | N/A |  |  | AAC7854 | Yes | Variable output compressor | Inverter | No | - | 12500 | 3.45 | - | 1400 | 6250 | No | - | - | - | 3153.3 | 13462.5 | Yes | 1250 | 7300 | No | - | - | 15000 | 3.8 | 1560 | 7500 | No | - | - | Yes | 4000 | 11500 | No | - | - | No | - | - | - | - | - | No | - | - | No | - | - | No | - | - | - | - | 4.609 | 4.484 | 4.961 | 6.008 | 5.521 | 5.442 | 730 | 1140 | 3267 | 1493 | 1921 | 4284 | 3 | 2.5 | 3 | 3.357 | 3.916 | 4.426 | 3.539 | 4.119 | 4.42 | 5867 | 2118 | 320 | 1898 | 941 | 207 | 1.5 | 2 | 2.5 | No | - | - | - | - | N/A | N/A | N/A | 14.18 | 3.5735 | 3.8982
[SEER Non Multi-Split <=65kW] GEMS (Air Conditioners up to 65kW) Determination 2019 | MEPS 2019 | AS/NZS 3823.1.2:2012 | RZAS125CV1 / FDYUA125AV1 | RZAS125CV1 / FDYUA125AV1 | N/A | DAIKIN | N/A | Ducted | Single Split System | - | Air | Air | Australia,Thailand | 3.45 | N/A | 12.5 | N/A | N/A | N/A | N/A | N/A | 3.8 | 15 | Enthalpy Test Room | 3.4699 | 3.6389 | N/A | - | N/A | N/A | N/A | N/A | N/A | N/A | N/A | N/A | N/A | N/A | N/A | N/A | N/A | N/A | N/A | N/A | N/A | Single | R32 | Australia,New Zealand | 158119 | 2029-07-14 |  | Approved | Reverse Cycle | N/A | No | Class 11 | No | N/A | N/A | N/A | N/A | N/A | N/A | N/A | Available | N/A | N/A | http://www.daikin.com.au/ | http://www.daikin.com.au | N/A |  |  | AAC8349 | Yes | Variable output compressor | Inverter | No | - | 12500 | 3.45 | - | 1400 | 6250 | No | - | - | - | 3153.3 | 13462.5 | Yes | 1250 | 7300 | No | - | - | 15000 | 3.8 | 1560 | 7500 | No | - | - | Yes | 4000 | 11500 | No | - | - | No | - | - | - | - | - | No | - | - | No | - | - | No | - | - | - | - | 4.609 | 4.484 | 4.961 | 6.008 | 5.521 | 5.442 | 730 | 1140 | 3267 | 1493 | 1921 | 4284 | 3 | 2.5 | 3 | 3.357 | 3.916 | 4.426 | 3.539 | 4.119 | 4.42 | 5867 | 2118 | 320 | 1898 | 941 | 207 | 1.5 | 2 | 2.5 | No | - | - | - | - | N/A | N/A | N/A | 14.18 | 3.5735 | 3.8982
[SEER Non Multi-Split <=65kW] GEMS (Air Conditioners up to 65kW) Determination 2019 | MEPS 2019 | AS/NZS 3823.1.2:2012 | RZAS125CV1 / FDYUA125AV19 | RZAS125CV1 / FDYUA125AV1 | N/A | DAIKIN | N/A | Ducted | Single Split System | - | Air | Air | Australia,Thailand | 3.45 | N/A | 12.5 | N/A | N/A | N/A | N/A | N/A | 3.8 | 15 | Enthalpy Test Room | 3.4699 | 3.6389 | N/A | - | N/A | N/A | N/A | N/A | N/A | N/A | N/A | N/A | N/A | N/A | N/A | N/A | N/A | N/A | N/A | N/A | N/A | Single | R32 | Australia,New Zealand | 158119 | 2029-07-14 |  | Approved | Reverse Cycle | N/A | No | Class 11 | No | N/A | N/A | N/A | N/A | N/A | N/A | N/A | Available | N/A | N/A | http://www.daikin.com.au/ | http://www.daikin.com.au | N/A |  |  | AAC8349 | Yes | Variable output compressor | Inverter | No | - | 12500 | 3.45 | - | 1400 | 6250 | No | - | - | - | 3153.3 | 13462.5 | Yes | 1250 | 7300 | No | - | - | 15000 | 3.8 | 1560 | 7500 | No | - | - | Yes | 4000 | 11500 | No | - | - | No | - | - | - | - | - | No | - | - | No | - | - | No | - | - | - | - | 4.609 | 4.484 | 4.961 | 6.008 | 5.521 | 5.442 | 730 | 1140 | 3267 | 1493 | 1921 | 4284 | 3 | 2.5 | 3 | 3.357 | 3.916 | 4.426 | 3.539 | 4.119 | 4.42 | 5867 | 2118 | 320 | 1898 | 941 | 207 | 1.5 | 2 | 2.5 | No | - | - | - | - | N/A | N/A | N/A | 14.18 | 3.5735 | 3.8982
[SEER Non Multi-Split <=65kW] GEMS (Air Conditioners up to 65kW) Determination 2019 | MEPS 2019 | AS/NZS 3823.1.2:2012 | RZAS140C2V1 / FDYA140AV1 |  | N/A | DAIKIN | N/A | Ducted | Single Split System | - | Air | Air | Thailand,Australia | 3.93 | N/A | 14 | N/A | N/A | N/A | N/A | N/A | 4.28 | 16.5 | Enthalpy Test Room | 3.4537 | 3.6372 | N/A | - | N/A | N/A | N/A | N/A | N/A | N/A | N/A | N/A | N/A | N/A | N/A | N/A | N/A | N/A | N/A | N/A | N/A | Single | R32 | Australia,New Zealand | 145762 | 2027-03-31 |  | Approved | Reverse Cycle | N/A | Yes | Class 11 | Yes | N/A | N/A | N/A | N/A | N/A | N/A | N/A | Available | N/A | N/A | http://www.daikin.com.au/ | http://www.daikin.com.au | N/A |  |  | AAC6582 | Yes | Variable output compressor | Inverter | No | - | 14000 | 3.93 | - | 1600 | 7000 | No | - | - | - | 3592.02 | 15078 | Yes | 1300 | 7600 | No | - | - | 16500 | 4.28 | 1850 | 8250 | No | - | - | Yes | 4200 | 12000 | No | - | - | No | - | - | - | - | - | No | - | - | No | - | - | No | - | - | - | - | 4.671 | 4.536 | 4.998 | 6.502 | 5.801 | 5.592 | 809 | 1265 | 3634 | 1545 | 2049 | 4671 | 3 | 3 | 3 | 3.157 | 3.668 | 4.114 | 3.32 | 3.842 | 4.104 | 6858 | 2482 | 373 | 2222 | 1106 | 241 | 1.5 | 2 | 2.5 | No | - | - | - | - | N/A | N/A | N/A | 14.68 | 3.5179 | 3.811
[SEER Non Multi-Split <=65kW] GEMS (Air Conditioners up to 65kW) Determination 2019 | MEPS 2019 | AS/NZS 3823.1.2:2012 | RZAS140C2V1 / FDYA140AV19 |  | N/A | DAIKIN | N/A | Ducted | Single Split System | - | Air | Air | Australia,Thailand | 3.93 | N/A | 14 | N/A | N/A | N/A | N/A | N/A | 4.28 | 16.5 | Enthalpy Test Room | 3.4537 | 3.6372 | N/A | - | N/A | N/A | N/A | N/A | N/A | N/A | N/A | N/A | N/A | N/A | N/A | N/A | N/A | N/A | N/A | N/A | N/A | Single | R32 | Australia,New Zealand | 155656 | 2028-10-02 |  | Approved | Reverse Cycle | N/A | Yes | Class 11 | Yes | N/A | N/A | N/A | N/A | N/A | N/A | N/A | Available | N/A | N/A | http://www.daikin.com.au/ | http://www.daikin.com.au | N/A |  |  | AAC7804 | Yes | Variable output compressor | Inverter | No | - | 14000 | 3.93 | - | 1600 | 7000 | No | - | - | - | 3592.02 | 15078 | Yes | 1300 | 7600 | No | - | - | 16500 | 4.28 | 1600 | 8250 | Yes | 1240 | 6660 | Yes | 4200 | 12000 | No | - | - | No | - | - | - | - | - | No | - | - | No | - | - | No | - | - | - | - | 4.671 | 4.536 | 4.998 | 6.502 | 5.801 | 5.592 | 809 | 1265 | 3634 | 1545 | 2049 | 4671 | 3 | 3 | 3 | 3.414 | 4.115 | 5.008 | 3.747 | 4.508 | 5.03 | 6344 | 2216 | 313 | 1972 | 947 | 202 | 1.5 | 2.5 | 3.5 | No | - | - | - | - | N/A | N/A | N/A | 14.68 | 3.5179 | 3.811
[SEER Non Multi-Split <=65kW] GEMS (Air Conditioners up to 65kW) Determination 2019 | MEPS 2019 | AS/NZS 3823.1.2:2012 | RZAS140CV1 / FDYA140AV1 | RZAS140CV1 / FDYA140AV1 | N/A | DAIKIN | N/A | Ducted | Single Split System | - | Air | Air | Australia,Thailand | 3.93 | N/A | 14 | N/A | N/A | N/A | N/A | N/A | 4.28 | 16.5 | Enthalpy Test Room | 3.4537 | 3.6372 | N/A | - | N/A | N/A | N/A | N/A | N/A | N/A | N/A | N/A | N/A | N/A | N/A | N/A | N/A | N/A | N/A | N/A | N/A | Single | R32 | Australia,New Zealand | 131640 | 2025-08-27 |  | Approved | Reverse Cycle | N/A | Yes | Class 11 | Yes | N/A | N/A | N/A | N/A | N/A | N/A | N/A | Available | N/A | N/A | http://www.daikin.com.au/ | http://www.daikin.com.au | N/A |  |  | AAC5201 | Yes | Variable output compressor | Inverter | No | - | 14000 | 3.93 | - | 1600 | 7000 | No | - | - | - | 3592.02 | 15078 | Yes | 1300 | 7600 | No | - | - | 16500 | 4.28 | 1850 | 8250 | No | - | - | Yes | 4200 | 12000 | No | - | - | No | - | - | - | - | - | No | - | - | No | - | - | No | - | - | - | - | 4.687 | 4.547 | 5.002 | 6.513 | 5.808 | 5.595 | 807 | 1263 | 3632 | 1543 | 2047 | 4669 | 3 | 3 | 3.5 | 3.157 | 3.668 | 4.114 | 3.32 | 3.842 | 4.104 | 6857 | 2481 | 372 | 2221 | 1104 | 240 | 1.5 | 2 | 2.5 | No | - | - | - | - | N/A | N/A | N/A | 14.18 | 3.5194 | 3.8124
[SEER Non Multi-Split <=65kW] GEMS (Air Conditioners up to 65kW) Determination 2019 | MEPS 2019 | AS/NZS 3823.1.2:2012 | RZAS140CV1 / FDYA140AV19 | RZAS140CV1 / FDYA140AV1 | N/A | DAIKIN | N/A | Ducted | Single Split System | - | Air | Air | Australia,Thailand | 3.93 | N/A | 14 | N/A | N/A | N/A | N/A | N/A | 4.28 | 16.5 | Enthalpy Test Room | 3.4537 | 3.6372 | N/A | - | N/A | N/A | N/A | N/A | N/A | N/A | N/A | N/A | N/A | N/A | N/A | N/A | N/A | N/A | N/A | N/A | N/A | Single | R32 | Australia,New Zealand | 131640 | 2025-08-27 |  | Approved | Reverse Cycle | N/A | Yes | Class 11 | Yes | N/A | N/A | N/A | N/A | N/A | N/A | N/A | Available | N/A | N/A | http://www.daikin.com.au/ | http://www.daikin.com.au | N/A |  |  | AAC5201 | Yes | Variable output compressor | Inverter | No | - | 14000 | 3.93 | - | 1600 | 7000 | No | - | - | - | 3592.02 | 15078 | Yes | 1300 | 7600 | No | - | - | 16500 | 4.28 | 1850 | 8250 | No | - | - | Yes | 4200 | 12000 | No | - | - | No | - | - | - | - | - | No | - | - | No | - | - | No | - | - | - | - | 4.687 | 4.547 | 5.002 | 6.513 | 5.808 | 5.595 | 807 | 1263 | 3632 | 1543 | 2047 | 4669 | 3 | 3 | 3.5 | 3.157 | 3.668 | 4.114 | 3.32 | 3.842 | 4.104 | 6857 | 2481 | 372 | 2221 | 1104 | 240 | 1.5 | 2 | 2.5 | No | - | - | - | - | N/A | N/A | N/A | 14.18 | 3.5194 | 3.8124
[SEER Non Multi-Split <=65kW] GEMS (Air Conditioners up to 65kW) Determination 2019 | MEPS 2019 | AS/NZS 3823.1.2:2012 | RZAS160C2V1 / FDYA160AV1 |  | N/A | DAIKIN | N/A | Ducted | Single Split System | - | Air | Air | Thailand,Australia | 4.85 | N/A | 16 | N/A | N/A | N/A | N/A | N/A | 4.65 | 18 | Enthalpy Test Room | 3.1444 | 3.6067 | N/A | - | N/A | N/A | N/A | N/A | N/A | N/A | N/A | N/A | N/A | N/A | N/A | N/A | N/A | N/A | N/A | N/A | N/A | Single | R32 | Australia,New Zealand | 145763 | 2027-03-31 |  | Approved | Reverse Cycle | N/A | Yes | Class 11 | Yes | N/A | N/A | N/A | N/A | N/A | N/A | N/A | Available | N/A | N/A | http://www.daikin.com.au/ | http://www.daikin.com.au | N/A |  |  | AAC6587 | Yes | Variable output compressor | Inverter | No | - | 16000 | 4.85 | - | 1800 | 8000 | No | - | - | - | 4432.9 | 17232 | Yes | 1500 | 8600 | No | - | - | 18000 | 4.65 | 2100 | 9000 | No | - | - | Yes | 4800 | 14000 | No | - | - | No | - | - | - | - | - | No | - | - | No | - | - | No | - | - | - | - | 4.546 | 4.371 | 4.766 | 6.119 | 5.501 | 5.287 | 956 | 1507 | 4363 | 1882 | 2476 | 5652 | 3 | 2.5 | 3 | 3.212 | 3.646 | 3.962 | 3.422 | 3.754 | 3.947 | 7350 | 2720 | 418 | 2350 | 1231 | 269 | 1.5 | 2 | 2 | No | - | - | - | - | N/A | N/A | N/A | 14.68 | 3.2656 | 3.8301
[SEER Non Multi-Split <=65kW] GEMS (Air Conditioners up to 65kW) Determination 2019 | MEPS 2019 | AS/NZS 3823.1.2:2012 | RZAS160C2V1 / FDYA160AV19 |  | N/A | DAIKIN | N/A | Ducted | Single Split System | - | Air | Air | Australia,Thailand | 4.85 | N/A | 16 | N/A | N/A | N/A | N/A | N/A | 4.65 | 18 | Enthalpy Test Room | 3.1444 | 3.6067 | N/A | - | N/A | N/A | N/A | N/A | N/A | N/A | N/A | N/A | N/A | N/A | N/A | N/A | N/A | N/A | N/A | N/A | N/A | Single | R32 | Australia,New Zealand | 157024 | 2028-10-01 |  | Approved | Reverse Cycle | N/A | Yes | Class 11 | Yes | N/A | N/A | N/A | N/A | N/A | N/A | N/A | Available | N/A | N/A | http://www.daikin.com.au/ | http://www.daikin.com.au | N/A |  |  | AAC7796 | Yes | Variable output compressor | Inverter | No | - | 16000 | 4.85 | - | 1800 | 8000 | No | - | - | - | 4432.9 | 17232 | Yes | 1500 | 8600 | No | - | - | 18000 | 4.65 | 1890 | 9000 | Yes | 1450 | 6955 | Yes | 4800 | 14000 | No | - | - | No | - | - | - | - | - | No | - | - | No | - | - | No | - | - | - | - | 4.546 | 4.371 | 4.766 | 6.119 | 5.501 | 5.287 | 956 | 1507 | 4363 | 1882 | 2476 | 5652 | 3 | 2.5 | 3 | 3.409 | 3.968 | 4.551 | 3.749 | 4.2 | 4.542 | 6928 | 2503 | 368 | 2147 | 1103 | 238 | 1.5 | 2 | 3 | No | - | - | - | - | N/A | N/A | N/A | 14.68 | 3.2656 | 3.8301
[SEER Non Multi-Split <=65kW] GEMS (Air Conditioners up to 65kW) Determination 2019 | MEPS 2019 | AS/NZS 3823.1.2:2012 | RZAS160C2V1 / FDYUA160AV1 |  | N/A | DAIKIN | N/A | Ducted | Single Split System | - | Air | Air | Australia,Thailand | 4.85 | N/A | 16 | N/A | N/A | N/A | N/A | N/A | 4.65 | 18 | Enthalpy Test Room | 3.1444 | 3.6067 | N/A | - | N/A | N/A | N/A | N/A | N/A | N/A | N/A | N/A | N/A | N/A | N/A | N/A | N/A | N/A | N/A | N/A | N/A | Single | R32 | Australia,New Zealand | 151981 | 2028-01-19 |  | Approved | Reverse Cycle | N/A | Yes | Class 11 | Yes | N/A | N/A | N/A | N/A | N/A | N/A | N/A | Available | N/A | N/A | http://www.daikin.com.au/ | http://www.daikin.com.au | N/A |  |  | AAC7236 | Yes | Variable output compressor | Inverter | No | - | 16000 | 4.85 | - | 1800 | 8000 | No | - | - | - | 4432.9 | 17232 | Yes | 1500 | 8600 | No | - | - | 18000 | 4.65 | 2100 | 9000 | No | - | - | Yes | 4800 | 14000 | No | - | - | No | - | - | - | - | - | No | - | - | No | - | - | No | - | - | - | - | 4.546 | 4.371 | 4.766 | 6.119 | 5.501 | 5.287 | 956 | 1507 | 4363 | 1882 | 2476 | 5652 | 3 | 2.5 | 3 | 3.212 | 3.646 | 3.962 | 3.422 | 3.754 | 3.947 | 7350 | 2720 | 418 | 2350 | 1231 | 269 | 1.5 | 2 | 2 | No | - | - | - | - | N/A | N/A | N/A | 14.68 | 3.2656 | 3.8301
[SEER Non Multi-Split <=65kW] GEMS (Air Conditioners up to 65kW) Determination 2019 | MEPS 2019 | AS/NZS 3823.1.2:2012 | RZAS160C2V1 / FDYUA160AV19 |  | N/A | DAIKIN | N/A | Ducted | Single Split System | - | Air | Air | Australia,Thailand | 4.85 | N/A | 16 | N/A | N/A | N/A | N/A | N/A | 4.65 | 18 | Enthalpy Test Room | 3.1444 | 3.6067 | N/A | - | N/A | N/A | N/A | N/A | N/A | N/A | N/A | N/A | N/A | N/A | N/A | N/A | N/A | N/A | N/A | N/A | N/A | Single | R32 | Australia,New Zealand | 155478 | 2028-10-01 |  | Approved | Reverse Cycle | N/A | Yes | Class 11 | Yes | N/A | N/A | N/A | N/A | N/A | N/A | N/A | Available | N/A | N/A | http://www.daikin.com.au/ | http://www.daikin.com.au | N/A |  |  | AAC7794 | Yes | Variable output compressor | Inverter | No | - | 16000 | 4.85 | - | 1800 | 8000 | No | - | - | - | 4432.9 | 17232 | Yes | 1500 | 8600 | No | - | - | 18000 | 4.65 | 1890 | 9000 | Yes | 1450 | 6955 | Yes | 4800 | 14000 | No | - | - | No | - | - | - | - | - | No | - | - | No | - | - | No | - | - | - | - | 4.546 | 4.371 | 4.766 | 6.119 | 5.501 | 5.287 | 956 | 1507 | 4363 | 1882 | 2476 | 5652 | 3 | 2.5 | 3 | 3.409 | 3.968 | 4.551 | 3.749 | 4.2 | 4.542 | 6928 | 2503 | 368 | 2147 | 1103 | 238 | 1.5 | 2 | 3 | No | - | - | - | - | N/A | N/A | N/A | 14.68 | 3.2656 | 3.8301
[SEER Non Multi-Split <=65kW] GEMS (Air Conditioners up to 65kW) Determination 2019 | MEPS 2019 | AS/NZS 3823.1.2:2012 | RZAS160CV1 / FDYA160AV1 | RZAS160CV1 / FDYA160AV1 | N/A | DAIKIN | N/A | Ducted | Single Split System | - | Air | Air | Australia,Thailand | 4.85 | N/A | 16 | N/A | N/A | N/A | N/A | N/A | 4.65 | 18 | Enthalpy Test Room | 3.1444 | 3.6067 | N/A | - | N/A | N/A | N/A | N/A | N/A | N/A | N/A | N/A | N/A | N/A | N/A | N/A | N/A | N/A | N/A | N/A | N/A | Single | R32 | Australia,New Zealand | 131641 | 2025-08-27 |  | Approved | Reverse Cycle | N/A | Yes | Class 11 | Yes | N/A | N/A | N/A | N/A | N/A | N/A | N/A | Available | N/A | N/A | http://www.daikin.com.au/ | http://www.daikin.com.au | N/A |  |  | AAC5198 | Yes | Variable output compressor | Inverter | No | - | 16000 | 4.85 | - | 1800 | 8000 | No | - | - | - | 4432.9 | 17232 | Yes | 1500 | 8600 | No | - | - | 18000 | 4.65 | 2100 | 9000 | No | - | - | Yes | 4800 | 14000 | No | - | - | No | - | - | - | - | - | No | - | - | No | - | - | No | - | - | - | - | 4.559 | 4.38 | 4.77 | 6.127 | 5.507 | 5.289 | 954 | 1505 | 4361 | 1881 | 2474 | 5650 | 3 | 2.5 | 3 | 3.212 | 3.646 | 3.962 | 3.422 | 3.754 | 3.947 | 7349 | 2719 | 417 | 2349 | 1230 | 268 | 1.5 | 2 | 2 | No | - | - | - | - | N/A | N/A | N/A | 14.18 | 3.2667 | 3.8315
[SEER Non Multi-Split <=65kW] GEMS (Air Conditioners up to 65kW) Determination 2019 | MEPS 2019 | AS/NZS 3823.1.2:2012 | RZAS160CV1 / FDYA160AV19 | RZAS160CV1 / FDYA160AV1 | N/A | DAIKIN | N/A | Ducted | Single Split System | - | Air | Air | Australia,Thailand | 4.85 | N/A | 16 | N/A | N/A | N/A | N/A | N/A | 4.65 | 18 | Enthalpy Test Room | 3.1444 | 3.6067 | N/A | - | N/A | N/A | N/A | N/A | N/A | N/A | N/A | N/A | N/A | N/A | N/A | N/A | N/A | N/A | N/A | N/A | N/A | Single | R32 | Australia,New Zealand | 131641 | 2025-08-27 |  | Approved | Reverse Cycle | N/A | Yes | Class 11 | Yes | N/A | N/A | N/A | N/A | N/A | N/A | N/A | Available | N/A | N/A | http://www.daikin.com.au/ | http://www.daikin.com.au | N/A |  |  | AAC5198 | Yes | Variable output compressor | Inverter | No | - | 16000 | 4.85 | - | 1800 | 8000 | No | - | - | - | 4432.9 | 17232 | Yes | 1500 | 8600 | No | - | - | 18000 | 4.65 | 2100 | 9000 | No | - | - | Yes | 4800 | 14000 | No | - | - | No | - | - | - | - | - | No | - | - | No | - | - | No | - | - | - | - | 4.559 | 4.38 | 4.77 | 6.127 | 5.507 | 5.289 | 954 | 1505 | 4361 | 1881 | 2474 | 5650 | 3 | 2.5 | 3 | 3.212 | 3.646 | 3.962 | 3.422 | 3.754 | 3.947 | 7349 | 2719 | 417 | 2349 | 1230 | 268 | 1.5 | 2 | 2 | No | - | - | - | - | N/A | N/A | N/A | 14.18 | 3.2667 | 3.8315
[SEER Non Multi-Split <=65kW] GEMS (Air Conditioners up to 65kW) Determination 2019 | MEPS 2019 | AS/NZS 3823.1.2:2012 | RZAS160CV1 / FDYUA160AV1 | RZAS160CV1 / FDYUA160AV1 | N/A | DAIKIN | N/A | Ducted | Single Split System | - | Air | Air | Australia,Thailand | 4.85 | N/A | 16 | N/A | N/A | N/A | N/A | N/A | 4.65 | 18 | Enthalpy Test Room | 3.1444 | 3.6067 | N/A | - | N/A | N/A | N/A | N/A | N/A | N/A | N/A | N/A | N/A | N/A | N/A | N/A | N/A | N/A | N/A | N/A | N/A | Single | R32 | Australia,New Zealand | 148720 | 2027-08-11 |  | Approved | Reverse Cycle | N/A | Yes | Class 11 | Yes | N/A | N/A | N/A | N/A | N/A | N/A | N/A | Available | N/A | N/A | http://www.daikin.com.au/ | http://www.daikin.com.au | N/A |  |  | AAC6866 | Yes | Variable output compressor | Inverter | No | - | 16000 | 4.85 | - | 1800 | 8000 | No | - | - | - | 4432.9 | 17232 | Yes | 1500 | 8600 | No | - | - | 18000 | 4.65 | 2100 | 9000 | No | - | - | Yes | 4800 | 14000 | No | - | - | No | - | - | - | - | - | No | - | - | No | - | - | No | - | - | - | - | 4.559 | 4.38 | 4.77 | 6.127 | 5.507 | 5.289 | 954 | 1505 | 4361 | 1881 | 2474 | 5650 | 3 | 2.5 | 3 | 3.212 | 3.646 | 3.962 | 3.422 | 3.754 | 3.947 | 7349 | 2719 | 417 | 2349 | 1230 | 268 | 1.5 | 2 | 2 | No | - | - | - | - | N/A | N/A | N/A | 14.18 | 3.2667 | 3.8315
[SEER Non Multi-Split <=65kW] GEMS (Air Conditioners up to 65kW) Determination 2019 | MEPS 2019 | AS/NZS 3823.1.2:2012 | RZAS160CV1 / FDYUA160AV19 | RZAS160CV1 / FDYUA160AV1 | N/A | DAIKIN | N/A | Ducted | Single Split System | - | Air | Air | Australia,Thailand | 4.85 | N/A | 16 | N/A | N/A | N/A | N/A | N/A | 4.65 | 18 | Enthalpy Test Room | 3.1444 | 3.6067 | N/A | - | N/A | N/A | N/A | N/A | N/A | N/A | N/A | N/A | N/A | N/A | N/A | N/A | N/A | N/A | N/A | N/A | N/A | Single | R32 | Australia,New Zealand | 148720 | 2027-08-11 |  | Approved | Reverse Cycle | N/A | Yes | Class 11 | Yes | N/A | N/A | N/A | N/A | N/A | N/A | N/A | Available | N/A | N/A | http://www.daikin.com.au/ | http://www.daikin.com.au | N/A |  |  | AAC6866 | Yes | Variable output compressor | Inverter | No | - | 16000 | 4.85 | - | 1800 | 8000 | No | - | - | - | 4432.9 | 17232 | Yes | 1500 | 8600 | No | - | - | 18000 | 4.65 | 2100 | 9000 | No | - | - | Yes | 4800 | 14000 | No | - | - | No | - | - | - | - | - | No | - | - | No | - | - | No | - | - | - | - | 4.559 | 4.38 | 4.77 | 6.127 | 5.507 | 5.289 | 954 | 1505 | 4361 | 1881 | 2474 | 5650 | 3 | 2.5 | 3 | 3.212 | 3.646 | 3.962 | 3.422 | 3.754 | 3.947 | 7349 | 2719 | 417 | 2349 | 1230 | 268 | 1.5 | 2 | 2 | No | - | - | - | - | N/A | N/A | N/A | 14.18 | 3.2667 | 3.8315
[SEER Non Multi-Split <=65kW] GEMS (Air Conditioners up to 65kW) Determination 2019 | MEPS 2019 | AS/NZS 3823.1.2:2012 | RZAS71C2V1 / FDYA71AV1 |  | N/A | DAIKIN | N/A | Ducted | Single Split System | - | Air | Air | Thailand,Australia | 1.9 | N/A | 7.1 | N/A | N/A | N/A | N/A | N/A | 1.75 | 7.5 | Enthalpy Test Room | 3.7942 | 4.0427 | N/A | - | N/A | N/A | N/A | N/A | N/A | N/A | N/A | N/A | N/A | N/A | N/A | N/A | N/A | N/A | N/A | N/A | N/A | Single | R32 | Australia,New Zealand | 145758 | 2027-03-31 |  | Approved | Reverse Cycle | N/A | Yes | Class 10 | Yes | N/A | N/A | N/A | N/A | N/A | N/A | N/A | Available | N/A | N/A | http://www.daikin.com.au/ | http://www.daikin.com.au | N/A |  |  | AAC6584 | Yes | Variable output compressor | Inverter | No | - | 7100 | 1.9 | - | 700 | 3550 | No | - | - | - | 1736.6 | 7646.7 | Yes | 560 | 3600 | No | - | - | 7500 | 1.75 | 900 | 3750 | No | - | - | Yes | 2650 | 7300 | No | - | - | No | - | - | - | - | - | No | - | - | No | - | - | No | - | - | - | - | 4.546 | 4.5 | 5.2 | 6.627 | 5.983 | 5.855 | 406 | 628 | 1753 | 754 | 992 | 2247 | 3 | 3 | 3.5 | 3.508 | 3.796 | 3.873 | 3.553 | 3.777 | 3.846 | 2824 | 1111 | 199 | 961 | 527 | 132 | 2 | 2 | 2 | No | - | - | - | - | N/A | N/A | N/A | 14.555 | 3.6425 | 4.1685
[SEER Non Multi-Split <=65kW] GEMS (Air Conditioners up to 65kW) Determination 2019 | MEPS 2019 | AS/NZS 3823.1.2:2012 | RZAS71C2V1 / FDYA71AV19 |  | N/A | DAIKIN | N/A | Ducted | Single Split System | - | Air | Air | Australia,Thailand | 1.9 | N/A | 7.1 | N/A | N/A | N/A | N/A | N/A | 1.75 | 7.5 | Enthalpy Test Room | 3.7942 | 4.0427 | N/A | - | N/A | N/A | N/A | N/A | N/A | N/A | N/A | N/A | N/A | N/A | N/A | N/A | N/A | N/A | N/A | N/A | N/A | Single | R32 | Australia,New Zealand | 157021 | 2028-10-03 |  | Approved | Reverse Cycle | N/A | Yes | Class 10 | Yes | N/A | N/A | N/A | N/A | N/A | N/A | N/A | Available | N/A | N/A | http://www.daikin.com.au/ | http://www.daikin.com.au | N/A |  |  | AAC7808 | Yes | Variable output compressor | Inverter | No | - | 7100 | 1.9 | - | 700 | 3550 | No | - | - | - | 1736.6 | 7646.7 | Yes | 560 | 3600 | No | - | - | 7500 | 1.75 | 765 | 3750 | Yes | 450 | 2200 | Yes | 2650 | 7300 | No | - | - | No | - | - | - | - | - | No | - | - | No | - | - | No | - | - | - | - | 4.546 | 4.5 | 5.2 | 6.627 | 5.983 | 5.855 | 406 | 628 | 1753 | 754 | 992 | 2247 | 3 | 3 | 3.5 | 3.863 | 4.336 | 4.785 | 4.115 | 4.509 | 4.767 | 2568 | 978 | 168 | 834 | 447 | 112 | 2 | 2.5 | 3 | No | - | - | - | - | N/A | N/A | N/A | 14.555 | 3.6425 | 4.1685
[SEER Non Multi-Split <=65kW] GEMS (Air Conditioners up to 65kW) Determination 2019 | MEPS 2019 | AS/NZS 3823.1.2:2012 | RZAS71C2V1 / FDYUA71AV1 |  | N/A | DAIKIN | N/A | Ducted | Single Split System | - | Air | Air | Australia,Thailand | 1.9 | N/A | 7.1 | N/A | N/A | N/A | N/A | N/A | 1.75 | 7.5 | Enthalpy Test Room | 3.7942 | 4.0427 | N/A | - | N/A | N/A | N/A | N/A | N/A | N/A | N/A | N/A | N/A | N/A | N/A | N/A | N/A | N/A | N/A | N/A | N/A | Single | R32 | Australia,New Zealand | 151979 | 2028-01-19 |  | Approved | Reverse Cycle | N/A | Yes | Class 10 | Yes | N/A | N/A | N/A | N/A | N/A | N/A | N/A | Available | N/A | N/A | http://www.daikin.com.au/ | http://www.daikin.com.au | N/A |  |  | AAC7234 | Yes | Variable output compressor | Inverter | No | - | 7100 | 1.9 | - | 700 | 3550 | No | - | - | - | 1736.6 | 7646.7 | Yes | 560 | 3600 | No | - | - | 7500 | 1.75 | 900 | 3750 | No | - | - | Yes | 2650 | 7300 | No | - | - | No | - | - | - | - | - | No | - | - | No | - | - | No | - | - | - | - | 4.546 | 4.5 | 5.2 | 6.627 | 5.983 | 5.855 | 406 | 628 | 1753 | 754 | 992 | 2247 | 3 | 3 | 3.5 | 3.508 | 3.796 | 3.873 | 3.553 | 3.777 | 3.846 | 2824 | 1111 | 199 | 961 | 527 | 132 | 2 | 2 | 2 | No | - | - | - | - | N/A | N/A | N/A | 14.555 | 3.6425 | 4.1685
[SEER Non Multi-Split <=65kW] GEMS (Air Conditioners up to 65kW) Determination 2019 | MEPS 2019 | AS/NZS 3823.1.2:2012 | RZAS71C2V1 / FDYUA71AV19 |  | N/A | DAIKIN | N/A | Ducted | Single Split System | - | Air | Air | Australia,Thailand | 1.9 | N/A | 7.1 | N/A | N/A | N/A | N/A | N/A | 1.75 | 7.5 | Enthalpy Test Room | 3.7942 | 4.0427 | N/A | - | N/A | N/A | N/A | N/A | N/A | N/A | N/A | N/A | N/A | N/A | N/A | N/A | N/A | N/A | N/A | N/A | N/A | Single | R32 | Australia,New Zealand | 155474 | 2028-10-02 |  | Approved | Reverse Cycle | N/A | Yes | Class 10 | Yes | N/A | N/A | N/A | N/A | N/A | N/A | N/A | Available | N/A | N/A | http://www.daikin.com.au/ | http://www.daikin.com.au | N/A |  |  | AAC7802 | Yes | Variable output compressor | Inverter | No | - | 7100 | 1.9 | - | 700 | 3550 | No | - | - | - | 1736.6 | 7646.7 | Yes | 560 | 3600 | No | - | - | 7500 | 1.75 | 765 | 3750 | Yes | 450 | 2200 | Yes | 2650 | 7300 | No | - | - | No | - | - | - | - | - | No | - | - | No | - | - | No | - | - | - | - | 4.546 | 4.5 | 5.2 | 6.627 | 5.983 | 5.855 | 406 | 628 | 1753 | 754 | 992 | 2247 | 3 | 3 | 3.5 | 3.863 | 4.336 | 4.785 | 4.115 | 4.509 | 4.767 | 2568 | 978 | 168 | 834 | 447 | 112 | 2 | 2.5 | 3 | No | - | - | - | - | N/A | N/A | N/A | 14.555 | 3.6425 | 4.1685
[SEER Non Multi-Split <=65kW] GEMS (Air Conditioners up to 65kW) Determination 2019 | MEPS 2019 | AS/NZS 3823.1.2:2012 | RZAS71CV1 / FDYA71AV1 | RZAS71CV1 / FDYA71AV1 | N/A | DAIKIN | N/A | Ducted | Single Split System | - | Air | Air | Australia,Thailand | 1.9 | N/A | 7.1 | N/A | N/A | N/A | N/A | N/A | 1.75 | 7.5 | Enthalpy Test Room | 3.7942 | 4.0427 | N/A | - | N/A | N/A | N/A | N/A | N/A | N/A | N/A | N/A | N/A | N/A | N/A | N/A | N/A | N/A | N/A | N/A | N/A | Single | R32 | Australia,New Zealand | 131635 | 2025-08-27 |  | Approved | Reverse Cycle | N/A | Yes | Class 10 | Yes | N/A | N/A | N/A | N/A | N/A | N/A | N/A | Available | N/A | N/A | http://www.daikin.com.au/ | http://www.daikin.com.au | N/A |  |  | AAC5196 | Yes | Variable output compressor | Inverter | No | - | 7100 | 1.9 | - | 700 | 3550 | No | - | - | - | 1736.6 | 7646.7 | Yes | 560 | 3600 | No | - | - | 7500 | 1.75 | 900 | 3750 | No | - | - | Yes | 2650 | 7300 | No | - | - | No | - | - | - | - | - | No | - | - | No | - | - | No | - | - | - | - | 4.575 | 4.523 | 5.209 | 6.649 | 5.999 | 5.862 | 404 | 626 | 1751 | 752 | 991 | 2245 | 3 | 3 | 3.5 | 3.508 | 3.796 | 3.873 | 3.553 | 3.777 | 3.846 | 2823 | 1110 | 198 | 960 | 526 | 131 | 2 | 2 | 2 | No | - | - | - | - | N/A | N/A | N/A | 14.055 | 3.6457 | 4.1724
[SEER Non Multi-Split <=65kW] GEMS (Air Conditioners up to 65kW) Determination 2019 | MEPS 2019 | AS/NZS 3823.1.2:2012 | RZAS71CV1 / FDYA71AV19 | RZAS71CV1 / FDYA71AV1 | N/A | DAIKIN | N/A | Ducted | Single Split System | - | Air | Air | Australia,Thailand | 1.9 | N/A | 7.1 | N/A | N/A | N/A | N/A | N/A | 1.75 | 7.5 | Enthalpy Test Room | 3.7942 | 4.0427 | N/A | - | N/A | N/A | N/A | N/A | N/A | N/A | N/A | N/A | N/A | N/A | N/A | N/A | N/A | N/A | N/A | N/A | N/A | Single | R32 | Australia,New Zealand | 131635 | 2025-08-27 |  | Approved | Reverse Cycle | N/A | Yes | Class 10 | Yes | N/A | N/A | N/A | N/A | N/A | N/A | N/A | Available | N/A | N/A | http://www.daikin.com.au/ | http://www.daikin.com.au | N/A |  |  | AAC5196 | Yes | Variable output compressor | Inverter | No | - | 7100 | 1.9 | - | 700 | 3550 | No | - | - | - | 1736.6 | 7646.7 | Yes | 560 | 3600 | No | - | - | 7500 | 1.75 | 900 | 3750 | No | - | - | Yes | 2650 | 7300 | No | - | - | No | - | - | - | - | - | No | - | - | No | - | - | No | - | - | - | - | 4.575 | 4.523 | 5.209 | 6.649 | 5.999 | 5.862 | 404 | 626 | 1751 | 752 | 991 | 2245 | 3 | 3 | 3.5 | 3.508 | 3.796 | 3.873 | 3.553 | 3.777 | 3.846 | 2823 | 1110 | 198 | 960 | 526 | 131 | 2 | 2 | 2 | No | - | - | - | - | N/A | N/A | N/A | 14.055 | 3.6457 | 4.1724
[SEER Non Multi-Split <=65kW] GEMS (Air Conditioners up to 65kW) Determination 2019 | MEPS 2019 | AS/NZS 3823.1.2:2012 | RZAS71CV1 / FDYUA71AV1 | RZAS71CV1 / FDYUA71AV1 | N/A | DAIKIN | N/A | Ducted | Single Split System | - | Air | Air | Australia,Thailand | 1.9 | N/A | 7.1 | N/A | N/A | N/A | N/A | N/A | 1.75 | 7.5 | Enthalpy Test Room | 3.7942 | 4.0427 | N/A | - | N/A | N/A | N/A | N/A | N/A | N/A | N/A | N/A | N/A | N/A | N/A | N/A | N/A | N/A | N/A | N/A | N/A | Single | R32 | Australia,New Zealand | 148718 | 2027-08-11 |  | Approved | Reverse Cycle | N/A | Yes | Class 10 | Yes | N/A | N/A | N/A | N/A | N/A | N/A | N/A | Available | N/A | N/A | http://www.daikin.com.au/ | http://www.daikin.com.au | N/A |  |  | AAC6867 | Yes | Variable output compressor | Inverter | No | - | 7100 | 1.9 | - | 700 | 3550 | No | - | - | - | 1736.6 | 7646.7 | Yes | 560 | 3600 | No | - | - | 7500 | 1.75 | 900 | 3750 | No | - | - | Yes | 2650 | 7300 | No | - | - | No | - | - | - | - | - | No | - | - | No | - | - | No | - | - | - | - | 4.575 | 4.523 | 5.209 | 6.649 | 5.999 | 5.862 | 404 | 626 | 1751 | 752 | 991 | 2245 | 3 | 3 | 3.5 | 3.508 | 3.796 | 3.873 | 3.553 | 3.777 | 3.846 | 2823 | 1110 | 198 | 960 | 526 | 131 | 2 | 2 | 2 | No | - | - | - | - | N/A | N/A | N/A | 14.055 | 3.6457 | 4.1724
[SEER Non Multi-Split <=65kW] GEMS (Air Conditioners up to 65kW) Determination 2019 | MEPS 2019 | AS/NZS 3823.1.2:2012 | RZAS71CV1 / FDYUA71AV19 | RZAS71CV1 / FDYUA71AV1 | N/A | DAIKIN | N/A | Ducted | Single Split System | - | Air | Air | Australia,Thailand | 1.9 | N/A | 7.1 | N/A | N/A | N/A | N/A | N/A | 1.75 | 7.5 | Enthalpy Test Room | 3.7942 | 4.0427 | N/A | - | N/A | N/A | N/A | N/A | N/A | N/A | N/A | N/A | N/A | N/A | N/A | N/A | N/A | N/A | N/A | N/A | N/A | Single | R32 | Australia,New Zealand | 148718 | 2027-08-11 |  | Approved | Reverse Cycle | N/A | Yes | Class 10 | Yes | N/A | N/A | N/A | N/A | N/A | N/A | N/A | Available | N/A | N/A | http://www.daikin.com.au/ | http://www.daikin.com.au | N/A |  |  | AAC6867 | Yes | Variable output compressor | Inverter | No | - | 7100 | 1.9 | - | 700 | 3550 | No | - | - | - | 1736.6 | 7646.7 | Yes | 560 | 3600 | No | - | - | 7500 | 1.75 | 900 | 3750 | No | - | - | Yes | 2650 | 7300 | No | - | - | No | - | - | - | - | - | No | - | - | No | - | - | No | - | - | - | - | 4.575 | 4.523 | 5.209 | 6.649 | 5.999 | 5.862 | 404 | 626 | 1751 | 752 | 991 | 2245 | 3 | 3 | 3.5 | 3.508 | 3.796 | 3.873 | 3.553 | 3.777 | 3.846 | 2823 | 1110 | 198 | 960 | 526 | 131 | 2 | 2 | 2 | No | - | - | - | - | N/A | N/A | N/A | 14.055 | 3.6457 | 4.1724
[SEER Non Multi-Split <=65kW] GEMS (Air Conditioners up to 65kW) Determination 2019 | MEPS 2019 | AS/NZS 3823.1.2:2012 | RZAS85C2V1 / FDYA85AV1 |  | N/A | DAIKIN | N/A | Ducted | Single Split System | - | Air | Air | Thailand,Australia | 2.35 | N/A | 8.5 | N/A | N/A | N/A | N/A | N/A | 2.46 | 10 | Enthalpy Test Room | 3.555 | 4.0311 | N/A | - | N/A | N/A | N/A | N/A | N/A | N/A | N/A | N/A | N/A | N/A | N/A | N/A | N/A | N/A | N/A | N/A | N/A | Single | R32 | Australia,New Zealand | 145759 | 2027-03-31 |  | Approved | Reverse Cycle | N/A | Yes | Class 10 | Yes | N/A | N/A | N/A | N/A | N/A | N/A | N/A | Available | N/A | N/A | http://www.daikin.com.au/ | http://www.daikin.com.au | N/A |  |  | AAC6585 | Yes | Variable output compressor | Inverter | No | - | 8500 | 2.35 | - | 980 | 4250 | No | - | - | - | 2147.9 | 9154.5 | Yes | 830 | 4800 | No | - | - | 10000 | 2.46 | 1100 | 5000 | No | - | - | Yes | 4000 | 9850 | No | - | - | No | - | - | - | - | - | No | - | - | No | - | - | No | - | - | - | - | 4.368 | 4.307 | 4.896 | 6.062 | 5.525 | 5.452 | 514 | 795 | 2239 | 995 | 1295 | 2897 | 2.5 | 2.5 | 3 | 3.543 | 3.947 | 4.2 | 3.695 | 4.022 | 4.185 | 3718 | 1415 | 236 | 1224 | 653 | 155 | 2 | 2 | 2.5 | No | - | - | - | - | N/A | N/A | N/A | 14.68 | 3.5422 | 3.9847
[SEER Non Multi-Split <=65kW] GEMS (Air Conditioners up to 65kW) Determination 2019 | MEPS 2019 | AS/NZS 3823.1.2:2012 | RZAS85C2V1 / FDYA85AV19 |  | N/A | DAIKIN | N/A | Ducted | Single Split System | - | Air | Air | Australia,Thailand | 2.35 | N/A | 8.5 | N/A | N/A | N/A | N/A | N/A | 2.46 | 10 | Enthalpy Test Room | 3.555 | 4.0311 | N/A | - | N/A | N/A | N/A | N/A | N/A | N/A | N/A | N/A | N/A | N/A | N/A | N/A | N/A | N/A | N/A | N/A | N/A | Single | R32 | Australia,New Zealand | 155475 | 2028-10-02 |  | Approved | Reverse Cycle | N/A | Yes | Class 10 | Yes | N/A | N/A | N/A | N/A | N/A | N/A | N/A | Available | N/A | N/A | http://www.daikin.com.au/ | http://www.daikin.com.au | N/A |  |  | AAC7803 | Yes | Variable output compressor | Inverter | No | - | 8500 | 2.35 | - | 980 | 4250 | Yes | 790 | 3650 | - | 2147.9 | 9154.5 | Yes | 830 | 4800 | - | 650 | 3960 | 10000 | 2.46 | 1100 | 5000 | Yes | 660 | 2980 | Yes | 4000 | 9850 | No | - | - | No | - | - | - | - | - | No | - | - | No | - | - | No | - | - | - | - | 4.453 | 4.4 | 4.987 | 6.378 | 5.778 | 5.584 | 503 | 777 | 2197 | 945 | 1237 | 2828 | 2.5 | 2.5 | 3 | 3.6 | 4.041 | 4.427 | 3.82 | 4.18 | 4.403 | 3660 | 1383 | 226 | 1184 | 629 | 149 | 2 | 2.5 | 2.5 | No | - | - | - | - | N/A | N/A | N/A | 14.68 | 3.5422 | 3.9847
[SEER Non Multi-Split <=65kW] GEMS (Air Conditioners up to 65kW) Determination 2019 | MEPS 2019 | AS/NZS 3823.1.2:2012 | RZAS85CV1 / FDYA85AV1 | RZAS85CV1 / FDYA85AV1 | N/A | DAIKIN | N/A | Ducted | Single Split System | - | Air | Air | Australia,Thailand | 2.35 | N/A | 8.5 | N/A | N/A | N/A | N/A | N/A | 2.46 | 10 | Enthalpy Test Room | 3.555 | 4.0311 | N/A | - | N/A | N/A | N/A | N/A | N/A | N/A | N/A | N/A | N/A | N/A | N/A | N/A | N/A | N/A | N/A | N/A | N/A | Single | R32 | Australia,New Zealand | 131636 | 2025-08-27 |  | Approved | Reverse Cycle | N/A | Yes | Class 10 | Yes | N/A | N/A | N/A | N/A | N/A | N/A | N/A | Available | N/A | N/A | http://www.daikin.com.au/ | http://www.daikin.com.au | N/A |  |  | AAC5199 | Yes | Variable output compressor | Inverter | No | - | 8500 | 2.35 | - | 980 | 4250 | No | - | - | - | 2147.9 | 9154.5 | Yes | 830 | 4800 | No | - | - | 10000 | 2.46 | 1100 | 5000 | No | - | - | Yes | 4000 | 9850 | No | - | - | No | - | - | - | - | - | No | - | - | No | - | - | No | - | - | - | - | 4.39 | 4.324 | 4.903 | 6.078 | 5.537 | 5.745 | 512 | 793 | 2237 | 994 | 1294 | 2896 | 2.5 | 2.5 | 3 | 3.543 | 3.947 | 4.2 | 3.695 | 4.022 | 4.185 | 3717 | 1414 | 235 | 1223 | 652 | 154 | 2 | 2 | 2.5 | No | - | - | - | - | N/A | N/A | N/A | 14.18 | 3.5447 | 3.9874
[SEER Non Multi-Split <=65kW] GEMS (Air Conditioners up to 65kW) Determination 2019 | MEPS 2019 | AS/NZS 3823.1.2:2012 | RZAS85CV1 / FDYA85AV19 | RZAS85CV1 / FDYA85AV1 | N/A | DAIKIN | N/A | Ducted | Single Split System | - | Air | Air | Australia,Thailand | 2.35 | N/A | 8.5 | N/A | N/A | N/A | N/A | N/A | 2.46 | 10 | Enthalpy Test Room | 3.555 | 4.0311 | N/A | - | N/A | N/A | N/A | N/A | N/A | N/A | N/A | N/A | N/A | N/A | N/A | N/A | N/A | N/A | N/A | N/A | N/A | Single | R32 | Australia,New Zealand | 131636 | 2025-08-27 |  | Approved | Reverse Cycle | N/A | Yes | Class 10 | Yes | N/A | N/A | N/A | N/A | N/A | N/A | N/A | Available | N/A | N/A | http://www.daikin.com.au/ | http://www.daikin.com.au | N/A |  |  | AAC5199 | Yes | Variable output compressor | Inverter | No | - | 8500 | 2.35 | - | 980 | 4250 | No | - | - | - | 2147.9 | 9154.5 | Yes | 830 | 4800 | No | - | - | 10000 | 2.46 | 1100 | 5000 | No | - | - | Yes | 4000 | 9850 | No | - | - | No | - | - | - | - | - | No | - | - | No | - | - | No | - | - | - | - | 4.39 | 4.324 | 4.903 | 6.078 | 5.537 | 5.745 | 512 | 793 | 2237 | 994 | 1294 | 2896 | 2.5 | 2.5 | 3 | 3.543 | 3.947 | 4.2 | 3.695 | 4.022 | 4.185 | 3717 | 1414 | 235 | 1223 | 652 | 154 | 2 | 2 | 2.5 | No | - | - | - | - | N/A | N/A | N/A | 14.18 | 3.5447 | 3.9874
[SEER Non Multi-Split <=65kW] GEMS (Air Conditioners up to 65kW) Determination 2019 | MEPS 2019 | AS/NZS 3823.1.1:2012 | RZAV100C2Y1 / FAA100BVMA |  | N/A | DAIKIN | N/A | Non Ducted | Single Split System | Wall Hung | Air | Air | Thailand | 3.11 | N/A | 10 | N/A | N/A | N/A | N/A | N/A | 3.48 | 11.2 | Enthalpy Test Room | 3.4178 | 3.223 | N/A | - | N/A | N/A | N/A | N/A | N/A | N/A | N/A | N/A | N/A | N/A | N/A | N/A | N/A | N/A | N/A | N/A | N/A | Three | R32 | Australia,New Zealand | 144465 | 2027-02-24 |  | Approved | Reverse Cycle | N/A | Yes | Class 11 | Yes | N/A | N/A | N/A | N/A | N/A | N/A | N/A | Available | N/A | N/A | http://www.daikin.com.au/ | http://www.daikin.com.au | N/A |  |  | AAC6470 | Yes | Variable output compressor | Inverter | No | - | 10000 | 3.11 | - | 1000 | 5000 | No | - | - | - | 2842.54 | 10770 | No | 914 | 5385 | No | - | - | 11200 | 3.48 | 1100 | 5600 | No | - | - | Yes | 3700 | 9700 | No | - | - | No | - | - | - | - | - | No | - | - | No | - | - | No | - | - | 65 | 70 | 4.309 | 4.165 | 4.629 | 5.484 | 0.213 | 4.165 | 619 | 975 | 2794 | 1304 | 1653 | 3703 | 2.5 | 2.5 | 3 | 3.42 | 3.949 | 4.638 | 0.099 | 4.638 | 4.588 | 4309 | 1579 | 239 | 1340 | 690 | 156 | 1.5 | 2 | 3 | No | - | - | - | - | N/A | N/A | N/A | 14.68 | 3.1649 | 3.1731
[SEER Non Multi-Split <=65kW] GEMS (Air Conditioners up to 65kW) Determination 2019 | MEPS 2019 | AS/NZS 3823.1.1:2012 | RZAV100CV1 / FAA100BVMA |  | N/A | DAIKIN | 2.806 | Non Ducted | Single Split System | Wall Hung | Air | Air | Thailand | 3.11 | 7.195 | 10 | N/A | N/A | N/A | N/A | N/A | 3.48 | 11.2 | Enthalpy Test Room | 3.414 | 3.1933 | Yes | - | N/A | 13.7 | 13.1 | N/A | N/A | N/A | N/A | N/A | 3.8845 | 3.8074 | N/A | N/A | N/A | N/A | N/A | N/A | Enthalpy Test Room | Single | R32 | Australia,New Zealand | 135296 | 2026-01-25 |  | Approved | Reverse Cycle | N/A | No | Class 11 | Yes | N/A | Yes | N/A | N/A | N/A | KRP58M51, EKMKSA2 | 3.9562 | Available | N/A | N/A | http://www.daikin.com.au/ | http://www.daikin.com.au | Yes |  |  | AAC5720 | Yes | Variable output compressor | Inverter | No | - | 10000 | 3.11 | - | 1000 | 5000 | No | - | - | - | 2842.54 | 10770 | No | 914 | 5385 | No | - | - | 11200 | 3.48 | 1100 | 5600 | No | - | - | Yes | 3700 | 9700 | No | - | - | No | - | - | - | - | - | No | - | - | No | - | - | No | - | - | - | - | 4.328 | 4.178 | 4.634 | 5.495 | 5.127 | 5.034 | 617 | 973 | 2792 | 1302 | 1651 | 3701 | 2.5 | 2.5 | 3 | 3.42 | 3.949 | 4.638 | 3.772 | 4.249 | 4.662 | 4308 | 1578 | 238 | 1338 | 689 | 155 | 1.5 | 2 | 3 | No | - | - | - | - | N/A | N/A | N/A | 14.18 | 3.1666 | 3.1747
[SEER Non Multi-Split <=65kW] GEMS (Air Conditioners up to 65kW) Determination 2019 | MEPS 2019 | AS/NZS 3823.1.2:2012 | RZAV100CV1 / FBA100BVMA |  | N/A | DAIKIN | 2.165 | Ducted | Single Split System | - | Air | Air | Thailand | 2.72 | 7.835 | 10 | N/A | N/A | N/A | N/A | N/A | 2.81 | 11.2 | Enthalpy Test Room | 3.7328 | 4.0813 | Yes | - | N/A | 13.7 | 13.1 | N/A | N/A | N/A | N/A | N/A | 3.6704 | 4.019 | N/A | N/A | N/A | N/A | N/A | N/A | Enthalpy Test Room | Single | R32 | Australia,New Zealand | 132854 | 2026-02-04 |  | Approved | Reverse Cycle | N/A | No | Class 11 | Yes | N/A | Yes | N/A | N/A | N/A | KRP59M51, EKMKSA2 | 3.7341 | Available | N/A | N/A | http://www.daikin.com.au/ | http://www.daikin.com.au | Yes |  |  | AAC5734 | Yes | Variable output compressor | Inverter | No | - | 10000 | 2.72 | - | 960 | 5000 | No | - | - | - | 2486.08 | 10770 | No | 877.44 | 5385 | No | - | - | 11200 | 2.81 | 1000 | 5600 | No | - | - | Yes | 2950 | 9800 | No | - | - | No | - | - | - | - | - | No | - | - | No | - | - | No | - | - | - | - | 4.593 | 4.488 | 4.999 | 5.792 | 5.446 | 5.405 | 580 | 903 | 2586 | 1233 | 1553 | 3445 | 3 | 2.5 | 3 | 3.97 | 4.53 | 5.126 | 4.288 | 4.779 | 5.137 | 3715 | 1380 | 219 | 1181 | 616 | 143 | 2 | 3 | 3.5 | No | - | - | - | - | N/A | N/A | N/A | 14.2 | 3.6127 | 3.9188
[SEER Non Multi-Split <=65kW] GEMS (Air Conditioners up to 65kW) Determination 2019 | MEPS 2019 | AS/NZS 3823.1.1:2012 | RZAV100CV1 / FCA100CVMA |  | N/A | DAIKIN | 2.186 | Non Ducted | Single Split System | Cassette | Air | Air | Thailand | 2.38 | 7.814 | 10 | N/A | N/A | N/A | N/A | N/A | 2.4 | 11.2 | Enthalpy Test Room | 4.2901 | 4.8035 | Yes | - | N/A | 13.7 | 13.1 | N/A | N/A | N/A | N/A | N/A | 4.2106 | 4.7021 | N/A | N/A | N/A | N/A | N/A | N/A | Enthalpy Test Room | Single | R32 | Australia,New Zealand | 132290 | 2026-01-12 |  | Approved | Reverse Cycle | N/A | No | Class 11 | Yes | N/A | Yes | N/A | N/A | N/A | KRP59M51, EKMKSA2 | 4.2936 | Available | N/A | N/A | http://www.daikin.com.au/ | http://www.daikin.com.au | Yes |  |  | AAC5630 | Yes | Variable output compressor | Inverter | No | - | 10000 | 2.38 | - | 840 | 5000 | No | - | - | - | 2175.32 | 10770 | No | 767.76 | 5385 | No | - | - | 11200 | 2.4 | 950 | 5600 | No | - | - | Yes | 2450 | 9690 | No | - | - | No | - | - | - | - | - | No | - | - | No | - | - | No | - | - | - | - | 5.155 | 5.057 | 5.687 | 6.566 | 6.183 | 6.159 | 513 | 797 | 2269 | 1085 | 1364 | 3020 | 3.5 | 3.5 | 4 | 4.35 | 4.937 | 5.419 | 4.623 | 5.122 | 5.417 | 3393 | 1270 | 209 | 1098 | 577 | 137 | 2.5 | 3 | 3.5 | No | - | - | - | - | N/A | N/A | N/A | 14.18 | 4.1187 | 4.5753
[SEER Non Multi-Split <=65kW] GEMS (Air Conditioners up to 65kW) Determination 2019 | MEPS 2019 | AS/NZS 3823.1.1:2012 | RZAV100CV1 / FHA100BVMA |  | N/A | DAIKIN | 2.806 | Non Ducted | Single Split System | Floor/Ceiling | Air | Air | Thailand | 2.78 | 7.195 | 10 | N/A | N/A | N/A | N/A | N/A | 3.09 | 11.2 | Enthalpy Test Room | 3.9633 | 3.8652 | Yes | - | N/A | 13.7 | 13.1 | N/A | N/A | N/A | N/A | N/A | 3.8845 | 3.8074 | N/A | N/A | N/A | N/A | N/A | N/A | Enthalpy Test Room | Single | R32 | Australia,New Zealand | 133012 | 2026-01-25 |  | Approved | Reverse Cycle | N/A | No | Class 11 | Yes | N/A | Yes | N/A | N/A | N/A | KRP59M51, EKMKSA2 | 3.9562 | Available | N/A | N/A | http://www.daikin.com.au/ | http://www.daikin.com.au | Yes |  |  | AAC5717 | Yes | Variable output compressor | Inverter | No | - | 10000 | 2.78 | - | 860 | 5000 | No | - | - | - | 2540.92 | 10770 | No | 786.04 | 5385 | No | - | - | 11200 | 3.09 | 1010 | 5600 | No | - | - | Yes | 3100 | 9800 | No | - | - | No | - | - | - | - | - | No | - | - | No | - | - | No | - | - | - | - | 4.887 | 4.717 | 5.281 | 6.295 | 5.866 | 5.76 | 543 | 858 | 2446 | 1133 | 1439 | 3231 | 3 | 3 | 3.5 | 3.823 | 4.373 | 5.058 | 4.176 | 4.671 | 5.08 | 3857 | 1428 | 221 | 1212 | 630 | 145 | 2 | 2.5 | 3.5 | No | - | - | - | - | N/A | N/A | N/A | 14.18 | 3.5362 | 3.5692
[SEER Non Multi-Split <=65kW] GEMS (Air Conditioners up to 65kW) Determination 2019 | MEPS 2019 | AS/NZS 3823.1.1:2012 | RZAV100CY1 / FAA100BVMA |  | N/A | DAIKIN | 2.068 | Non Ducted | Single Split System | Floor/Ceiling | Air | Air | Thailand | 3.11 | 5.032 | 10 | N/A | N/A | N/A | N/A | N/A | 3.48 | 11.2 | Enthalpy Test Room | 3.4178 | 3.223 | Yes | - | N/A | 12 | 12.1 | N/A | N/A | N/A | N/A | N/A | 3.3723 | 3.5296 | N/A | N/A | N/A | N/A | N/A | N/A | Enthalpy Test Room | Three | R32 | Australia,New Zealand | 136176 | 2026-02-24 |  | Approved | Reverse Cycle | N/A | No | Class 11 | Yes | N/A | Yes | N/A | N/A | N/A | KRP59M51, EKMKSA2 | 3.439 | Available | N/A | N/A | http://www.daikin.com.au/ | http://www.daikin.com.au | Yes |  |  | AAC5805 | Yes | Variable output compressor | Inverter | No | - | 10000 | 3.11 | - | 1000 | 5000 | No | - | - | - | 2842.54 | 10770 | No | 914 | 5385 | No | - | - | 11200 | 3.48 | 1100 | 5600 | No | - | - | Yes | 3700 | 9700 | No | - | - | No | - | - | - | - | - | No | - | - | No | - | - | No | - | - | - | - | 4.328 | 4.178 | 4.634 | 5.495 | 5.127 | 5.034 | 617 | 973 | 2792 | 1302 | 1651 | 3701 | 2.5 | 2.5 | 3 | 3.42 | 3.949 | 4.638 | 3.772 | 4.249 | 4.662 | 4308 | 1578 | 238 | 1338 | 689 | 155 | 1.5 | 2 | 3 | No | - | - | - | - | N/A | N/A | N/A | 14.18 | 3.1666 | 3.1747
[SEER Non Multi-Split <=65kW] GEMS (Air Conditioners up to 65kW) Determination 2019 | MEPS 2019 | AS/NZS 3823.1.2:2012 | RZAV100CY1 / FBA100BVMA |  | N/A | DAIKIN | 2.165 | Ducted | Single Split System | - | Air | Air | Thailand | 2.72 | 7.835 | 10 | N/A | N/A | N/A | N/A | N/A | 2.81 | 11.2 | Enthalpy Test Room | 3.7677 | 4.1153 | Yes | - | N/A | 13.7 | 13.1 | N/A | N/A | N/A | N/A | N/A | 3.6704 | 4.019 | N/A | N/A | N/A | N/A | N/A | N/A | Enthalpy Test Room | Three | R32 | Australia,New Zealand | 132926 | 2026-02-24 |  | Approved | Reverse Cycle | N/A | No | Class 11 | Yes | N/A | Yes | N/A | N/A | N/A | KRP58M51, EKMKSA2 | 3.7341 | Available | N/A | N/A | http://www.daikin.com.au/ | http://www.daikin.com.au | Yes |  |  | AAC5801 | Yes | Variable output compressor | Inverter | No | - | 10000 | 2.72 | - | 960 | 5000 | No | - | - | - | 2486.08 | 10770 | No | 877.44 | 5385 | No | - | - | 11200 | 2.81 | 1000 | 5600 | No | - | - | Yes | 2950 | 9800 | No | - | - | No | - | - | - | - | - | No | - | - | No | - | - | No | - | - | - | - | 4.594 | 4.488 | 5 | 5.793 | 5.446 | 5.405 | 580 | 903 | 2586 | 1233 | 1553 | 3445 | 3 | 2.5 | 3.5 | 3.97 | 4.53 | 5.126 | 4.288 | 4.779 | 5.137 | 3715 | 1380 | 219 | 1181 | 616 | 143 | 2 | 3 | 3.5 | No | - | - | - | - | N/A | N/A | N/A | 14.18 | 3.6128 | 3.9189
[SEER Non Multi-Split <=65kW] GEMS (Air Conditioners up to 65kW) Determination 2019 | MEPS 2019 | AS/NZS 3823.1.1:2012 | RZAV100CY1 / FCA100CVMA |  | N/A | DAIKIN | 2.186 | Non Ducted | Single Split System | Cassette | Air | Air | Thailand | 2.38 | 7.814 | 10 | N/A | N/A | N/A | N/A | N/A | 2.4 | 11.2 | Enthalpy Test Room | 4.3379 | 4.8557 | Yes | - | N/A | 13.7 | 13.1 | N/A | N/A | N/A | N/A | N/A | 4.2106 | 4.7021 | N/A | N/A | N/A | N/A | N/A | N/A | Enthalpy Test Room | Three | R32 | Australia,New Zealand | 132386 | 2026-03-10 |  | Approved | Reverse Cycle | N/A | No | Class 11 | Yes | N/A | Yes | N/A | N/A | N/A | KRP58M51, EKMKSA2 | 4.2936 | Available | N/A | N/A | http://www.daikin.com.au/ | http://www.daikin.com.au | Yes |  |  | AAC5821 | Yes | Variable output compressor | Inverter | No | - | 10000 | 2.38 | - | 840 | 5000 | No | - | - | - | 2175.32 | 10770 | No | 767.76 | 5385 | No | - | - | 11200 | 2.4 | 950 | 5600 | No | - | - | Yes | 2450 | 9690 | No | - | - | No | - | - | - | - | - | No | - | - | No | - | - | No | - | - | - | - | 5.155 | 5.057 | 5.687 | 6.566 | 6.183 | 6.159 | 513 | 797 | 2269 | 1085 | 1364 | 3020 | 3.5 | 3.5 | 4 | 4.35 | 4.937 | 5.419 | 4.623 | 5.122 | 5.417 | 3393 | 1270 | 209 | 1098 | 577 | 137 | 2.5 | 3 | 3.5 | No | - | - | - | - | N/A | N/A | N/A | 14.18 | 4.1187 | 4.5753
[SEER Non Multi-Split <=65kW] GEMS (Air Conditioners up to 65kW) Determination 2019 | MEPS 2019 | AS/NZS 3823.1.1:2012 | RZAV100CY1 / FHA100BVMA |  | N/A | DAIKIN | 2.806 | Non Ducted | Single Split System | Floor/Ceiling | Air | Air | Thailand | 2.78 | 7.195 | 10 | N/A | N/A | N/A | N/A | N/A | 3.09 | 11.2 | Enthalpy Test Room | 3.9645 | 3.8886 | Yes | - | N/A | 13.7 | 13.1 | N/A | N/A | N/A | N/A | N/A | 3.8845 | 3.8074 | N/A | N/A | N/A | N/A | N/A | N/A | Enthalpy Test Room | Three | R32 | Australia,New Zealand | 133020 | 2026-03-10 |  | Approved | Reverse Cycle | N/A | No | Class 11 | Yes | N/A | Yes | N/A | N/A | N/A | KRP58M51, EKMKSA2 | 3.9562 | Available | N/A | N/A | http://www.daikin.com.au/ | http://www.daikin.com.au | Yes |  |  | AAC5826 | Yes | Variable output compressor | Inverter | No | - | 10000 | 2.78 | - | 860 | 5000 | No | - | - | - | 2540.92 | 10770 | No | 786.04 | 5385 | No | - | - | 11200 | 3.09 | 1010 | 5600 | No | - | - | Yes | 3100 | 9800 | No | - | - | - | - | - | - | - | - | No | - | - | No | - | - | No | - | - | - | - | 4.887 | 4.717 | 5.281 | 6.295 | 5.866 | 5.76 | 543 | 858 | 2446 | 1133 | 1439 | 3231 | 3 | 3 | 3.5 | 3.823 | 4.373 | 5.058 | 4.176 | 4.671 | 5.08 | 3857 | 1428 | 221 | 1212 | 630 | 145 | 2 | 2.5 | 3.5 | No | - | - | - | - | N/A | N/A | N/A | 14.18 | 3.5362 | 3.5692
[SEER Non Multi-Split <=65kW] GEMS (Air Conditioners up to 65kW) Determination 2019 | MEPS 2019 | AS/NZS 3823.1.2:2012 | RZAV100F2V1 / FBA100BVMA |  | N/A | DAIKIN | N/A | Ducted | Single Split System | - | Air | Air | Thailand | 2.79 | N/A | 10 | N/A | N/A | N/A | N/A | N/A | 2.92 | 12 | Calorimeter Room | 3.3793 | 4.0832 | N/A | - | N/A | N/A | N/A | N/A | N/A | N/A | N/A | N/A | N/A | N/A | N/A | N/A | N/A | N/A | N/A | N/A | N/A | Single | R32 | Australia,New Zealand | 144585 | 2027-02-24 |  | Approved | Reverse Cycle | N/A | Yes | Class 11 | Yes | N/A | N/A | N/A | N/A | N/A | N/A | N/A | Available | N/A | N/A | http://www.daikin.com.au/ | http://www.daikin.com.au | N/A |  |  | AAC6494 | Yes | Variable output compressor | Inverter | No | - | 10000 | 2.79 | - | 1031 | 5100 | Yes | 520 | 2900 | - | 2550.06 | 10770 | Yes | 753 | 5100 | - | 411 | 3100 | 12000 | 2.92 | 1093 | 6100 | Yes | 600 | 3500 | Yes | 3438 | 11200 | No | - | - | No | - | - | - | - | - | No | - | - | No | - | - | No | - | - | - | 68 | 5.072 | 4.92 | 5.554 | 8.013 | 6.917 | 6.462 | 521 | 819 | 2323 | 883 | 1215 | 2876 | 3.5 | 3 | 4 | 4.177 | 4.75 | 5.57 | 4.606 | 5.142 | 5.608 | 3784 | 1411 | 217 | 1179 | 615 | 142 | 2.5 | 3 | 4 | No | - | - | - | - | N/A | N/A | N/A | 14.68 | 3.5216 | 4.0409
[SEER Non Multi-Split <=65kW] GEMS (Air Conditioners up to 65kW) Determination 2019 | MEPS 2019 | AS/NZS 3823.1.1:2012 | RZAV100F2V1 / FCA100CVMA |  | N/A | DAIKIN | N/A | Non Ducted | Single Split System | Cassette | Air | Air | Thailand | 2.375 | N/A | 10 | N/A | N/A | N/A | N/A | N/A | 2.495 | 12 | Calorimeter Room | 4.0906 | 4.7202 | N/A | - | N/A | N/A | N/A | N/A | N/A | N/A | N/A | N/A | N/A | N/A | N/A | N/A | N/A | N/A | N/A | N/A | N/A | Single | R32 | Australia,New Zealand | 144511 | 2027-02-24 |  | Approved | Reverse Cycle | N/A | Yes | Class 11 | Yes | N/A | N/A | N/A | N/A | N/A | N/A | N/A | Available | N/A | N/A | http://www.daikin.com.au/ | http://www.daikin.com.au | N/A |  |  | AAC6473 | Yes | Variable output compressor | Inverter | No | - | 10000 | 2.375 | - | 883 | 5100 | Yes | 478 | 3000 | - | 2170.75 | 10770 | Yes | 657 | 5200 | - | 373 | 3300 | 12000 | 2.495 | 998 | 6100 | Yes | 561 | 3500 | Yes | 3192 | 11800 | No | - | - | No | - | - | - | - | - | No | - | - | No | - | - | No | - | - | 61 | 68 | 5.817 | 5.68 | 6.486 | 5.145 | 0.87 | 1.226 | 450 | 705 | 1984 | 751 | 1031 | 2458 | 4 | 4 | 4.5 | 4.73 | 5.296 | 6.029 | 5.112 | 5.626 | 6.04 | 3345 | 1270 | 204 | 1065 | 564 | 134 | 3 | 3.5 | 4.5 | No | - | - | - | - | N/A | N/A | N/A | 14.68 | 4.1244 | 4.7158
[SEER Non Multi-Split <=65kW] GEMS (Air Conditioners up to 65kW) Determination 2019 | MEPS 2019 | AS/NZS 3823.1.1:2012 | RZAV100F2V1 / FCTA100AVMA |  | N/A | DAIKIN | N/A | Non Ducted | Single Split System | Cassette | Air | Air | Thailand | 2.375 | N/A | 10 | N/A | N/A | N/A | N/A | N/A | 2.495 | 12 | Calorimeter Room | 4.0266 | 4.7107 | N/A | - | N/A | N/A | N/A | N/A | N/A | N/A | N/A | N/A | N/A | N/A | N/A | N/A | N/A | N/A | N/A | N/A | N/A | Single | R32 | Australia,New Zealand | 150453 | 2027-10-17 |  | Approved | Reverse Cycle | N/A | Yes | Class 11 | Yes | N/A | N/A | N/A | N/A | N/A | N/A | N/A | Available | N/A | N/A | http://www.daikin.com.au/ | http://www.daikin.com.au | N/A |  |  | AAC7101 | Yes | Variable output compressor | Inverter | No | - | 10000 | 2.375 | - | 883 | 5100 | Yes | 478 | 3000 | - | 2170.75 | 10770 | Yes | 657 | 5200 | - | 373 | 3300 | 12000 | 2.495 | 998 | 6100 | Yes | 561 | 3500 | Yes | 3192 | 11800 | No | - | - | No | - | - | - | - | - | No | - | - | No | - | - | No | - | - | - | - | 5.738 | 5.62 | 6.462 | 9.291 | 8.066 | 7.528 | 454 | 709 | 1988 | 754 | 1035 | 2462 | 4 | 4 | 4.5 | 4.73 | 5.296 | 6.029 | 5.112 | 5.626 | 6.04 | 3348 | 1273 | 207 | 1068 | 567 | 137 | 3 | 3.5 | 4.5 | No | - | - | - | - | N/A | N/A | N/A | 15.88 | 4.1175 | 4.7083
[SEER Non Multi-Split <=65kW] GEMS (Air Conditioners up to 65kW) Determination 2019 | MEPS 2019 | AS/NZS 3823.1.1:2012 | RZAV100F2V1 / FHA100BVMA |  | N/A | DAIKIN | N/A | Non Ducted | Single Split System | Under ceiling | Air | Air | Thailand | 2.778 | N/A | 10 | N/A | N/A | N/A | N/A | N/A | 3.217 | 12 | Calorimeter Room | 3.6445 | 3.9236 | N/A | - | N/A | N/A | N/A | N/A | N/A | N/A | N/A | N/A | N/A | N/A | N/A | N/A | N/A | N/A | N/A | N/A | N/A | Single | R32 | Australia,New Zealand | 144553 | 2027-02-27 |  | Approved | Reverse Cycle | N/A | Yes | Class 11 | Yes | N/A | N/A | N/A | N/A | N/A | N/A | N/A | Available | N/A | N/A | http://www.daikin.com.au/ | http://www.daikin.com.au | N/A |  |  | AAC6505 | Yes | Variable output compressor | Inverter | No | - | 10000 | 2.778 | - | 913 | 5100 | Yes | 470 | 3000 | - | 2539.092 | 10770 | Yes | 682 | 5100 | - | 366 | 3200 | 12000 | 3.217 | 1072 | 6100 | Yes | 564 | 3500 | Yes | 3461 | 10900 | No | - | - | No | - | - | - | - | - | No | - | - | No | - | - | No | - | - | 60 | 68 | 5.4 | 5.197 | 5.874 | 8.711 | 7.484 | 6.833 | 487 | 774 | 2195 | 809 | 1121 | 2718 | 3.5 | 3.5 | 4 | 4.065 | 4.705 | 5.799 | 4.614 | 5.259 | 5.889 | 3888 | 1424 | 210 | 1177 | 602 | 137 | 2.5 | 3 | 4 | No | - | - | - | - | N/A | N/A | N/A | 14.68 | 3.5365 | 3.6735
[SEER Non Multi-Split <=65kW] GEMS (Air Conditioners up to 65kW) Determination 2019 | MEPS 2019 | AS/NZS 3823.1.1:2012 | RZAV100F2V1 / FHA100CVMA |  | N/A | DAIKIN | N/A | Non Ducted | Single Split System | Under ceiling | Air | Air | Thailand | 2.778 | N/A | 10 | N/A | N/A | N/A | N/A | N/A | 3.217 | 12 | Calorimeter Room | 3.6124 | 3.903 | N/A | - | N/A | N/A | N/A | N/A | N/A | N/A | N/A | N/A | N/A | N/A | N/A | N/A | N/A | N/A | N/A | N/A | N/A | Single | R32 | Australia,New Zealand | 151175 | 2027-11-23 |  | Approved | Reverse Cycle | N/A | Yes | Class 11 | Yes | N/A | N/A | N/A | N/A | N/A | N/A | N/A | Available | N/A | N/A | http://www.daikin.com.au/ | http://www.daikin.com.au | N/A |  |  | AAC7178 | Yes | Variable output compressor | Inverter | No | - | 10000 | 2.778 | - | 913 | 5100 | Yes | 470 | 3000 | - | 2539.092 | 10770 | Yes | 682 | 5100 | - | 366 | 3200 | 12000 | 3.217 | 1072 | 6100 | Yes | 564 | 3500 | Yes | 3461 | 10900 | No | - | - | No | - | - | - | - | - | No | - | - | No | - | - | No | - | - | - | - | 5.4 | 5.197 | 5.874 | 8.711 | 7.484 | 6.833 | 487 | 774 | 2195 | 809 | 1121 | 2718 | 3.5 | 3.5 | 4 | 4.065 | 4.705 | 5.799 | 4.614 | 5.259 | 5.889 | 3888 | 1424 | 210 | 1177 | 602 | 137 | 2.5 | 3 | 4 | No | - | - | - | - | N/A | N/A | N/A | 14.68 | 3.5365 | 3.6735
[SEER Non Multi-Split <=65kW] GEMS (Air Conditioners up to 65kW) Determination 2019 | MEPS 2019 | AS/NZS 3823.1.2:2012 | RZAV100F2Y1 / FBA100BVMA |  | N/A | DAIKIN | N/A | Ducted | Single Split System | - | Air | Air | Thailand | 2.79 | N/A | 10 | N/A | N/A | N/A | N/A | N/A | 2.92 | 12 | Calorimeter Room | 3.412 | 4.1234 | N/A | - | N/A | N/A | N/A | N/A | N/A | N/A | N/A | N/A | N/A | N/A | N/A | N/A | N/A | N/A | N/A | N/A | N/A | Three | R32 | Australia,New Zealand | 144590 | 2027-02-22 |  | Approved | Reverse Cycle | N/A | Yes | Class 11 | Yes | N/A | N/A | N/A | N/A | N/A | N/A | N/A | Available | N/A | N/A | http://www.daikin.com.au/ | http://www.daikin.com.au | N/A |  |  | AAC6457 | Yes | Variable output compressor | Inverter | No | - | 10000 | 2.79 | - | 1031 | 5100 | Yes | 520 | 2900 | - | 2550.06 | 10770 | Yes | 753 | 5100 | - | 411 | 3100 | 12000 | 2.92 | 1093 | 6100 | Yes | 600 | 3500 | Yes | 3438 | 11200 | No | - | - | No | - | - | - | - | - | No | - | - | No | - | - | No | - | - | - | 68 | 5.072 | 4.92 | 5.554 | 8.013 | 6.917 | 6.462 | 521 | 819 | 2323 | 883 | 1215 | 2876 | 3.5 | 3 | 4 | 4.177 | 4.75 | 5.57 | 4.606 | 5.142 | 5.608 | 3784 | 1411 | 217 | 1179 | 615 | 142 | 2.5 | 3 | 4 | No | - | - | - | - | N/A | N/A | N/A | 14.68 | 3.5216 | 4.0409
[SEER Non Multi-Split <=65kW] GEMS (Air Conditioners up to 65kW) Determination 2019 | MEPS 2019 | AS/NZS 3823.1.1:2012 | RZAV100F2Y1 / FCA100CVMA |  | N/A | DAIKIN | N/A | Non Ducted | Single Split System | Cassette | Air | Air | Thailand | 2.375 | N/A | 10 | N/A | N/A | N/A | N/A | N/A | 2.495 | 12 | Calorimeter Room | 4.1292 | 4.765 | N/A | - | N/A | N/A | N/A | N/A | N/A | N/A | N/A | N/A | N/A | N/A | N/A | N/A | N/A | N/A | N/A | N/A | N/A | Three | R32 | Australia,New Zealand | 144516 | 2027-02-22 |  | Approved | Reverse Cycle | N/A | Yes | Class 11 | Yes | N/A | N/A | N/A | N/A | N/A | N/A | N/A | Available | N/A | N/A | http://www.daikin.com.au/ | http://www.daikin.com.au | N/A |  |  | AAC6454 | Yes | Variable output compressor | Inverter | No | - | 10000 | 2.375 | - | 883 | 5100 | Yes | 478 | 3000 | - | 2170.75 | 10770 | Yes | 657 | 5200 | - | 373 | 3300 | 12000 | 2.495 | 998 | 6100 | Yes | 561 | 3500 | Yes | 3192 | 11800 | No | - | - | No | - | - | - | - | - | No | - | - | No | - | - | No | - | - | 61 | 68 | 5.817 | 5.68 | 6.486 | 9.365 | 7.822 | 7.546 | 450 | 705 | 1984 | 751 | 1031 | 2458 | 4 | 4 | 4.5 | 4.73 | 5.296 | 6.029 | 5.252 | 5.588 | 4.898 | 3345 | 1270 | 204 | 1065 | 564 | 134 | 3 | 3.5 | 4.5 | No | - | - | - | - | N/A | N/A | N/A | 14.68 | 4.1244 | 4.7158
[SEER Non Multi-Split <=65kW] GEMS (Air Conditioners up to 65kW) Determination 2019 | MEPS 2019 | AS/NZS 3823.1.1:2012 | RZAV100F2Y1 / FCTA100AVMA |  | N/A | DAIKIN | N/A | Non Ducted | Single Split System | Cassette | Air | Air | Thailand | 2.375 | N/A | 10 | N/A | N/A | N/A | N/A | N/A | 2.495 | 12 | Calorimeter Room | 4.0249 | 4.7002 | N/A | - | N/A | N/A | N/A | N/A | N/A | N/A | N/A | N/A | N/A | N/A | N/A | N/A | N/A | N/A | N/A | N/A | N/A | Three | R32 | Australia,New Zealand | 150454 | 2027-10-16 |  | Approved | Reverse Cycle | N/A | Yes | Class 11 | Yes | N/A | N/A | N/A | N/A | N/A | N/A | N/A | Available | N/A | N/A | http://www.daikin.com.au/ | http://www.daikin.com.au | N/A |  |  | AAC7097 | Yes | Variable output compressor | Inverter | No | - | 10000 | 2.375 | - | 883 | 5100 | Yes | 478 | 3000 | - | 2170.75 | 10770 | Yes | 657 | 5200 | - | 373 | 3300 | 12000 | 2.495 | 998 | 6100 | Yes | 561 | 3500 | Yes | 3192 | 11800 | No | - | - | No | - | - | - | - | - | No | - | - | No | - | - | No | - | - | - | - | 5.738 | 5.62 | 6.462 | 9.291 | 8.066 | 7.528 | 454 | 709 | 1988 | 754 | 1035 | 2462 | 4 | 4 | 4.5 | 4.73 | 5.296 | 6.029 | 5.112 | 5.626 | 6.04 | 3348 | 1273 | 207 | 1068 | 567 | 137 | 3 | 3.5 | 4.5 | No | - | - | - | - | N/A | N/A | N/A | 15.88 | 4.1175 | 4.7083
[SEER Non Multi-Split <=65kW] GEMS (Air Conditioners up to 65kW) Determination 2019 | MEPS 2019 | AS/NZS 3823.1.1:2012 | RZAV100F2Y1 / FHA100BVMA |  | N/A | DAIKIN | N/A | Non Ducted | Single Split System | Under ceiling | Air | Air | Thailand | 2.778 | N/A | 10 | N/A | N/A | N/A | N/A | N/A | 3.217 | 12 | Calorimeter Room | 3.6801 | 3.9619 | N/A | - | N/A | N/A | N/A | N/A | N/A | N/A | N/A | N/A | N/A | N/A | N/A | N/A | N/A | N/A | N/A | N/A | N/A | Three | R32 | Australia,New Zealand | 144558 | 2027-02-27 |  | Approved | Reverse Cycle | N/A | Yes | Class 11 | Yes | N/A | N/A | N/A | N/A | N/A | N/A | N/A | Available | N/A | N/A | http://www.daikin.com.au/ | http://www.daikin.com.au | N/A |  |  | AAC6513 | Yes | Variable output compressor | Inverter | No | - | 10000 | 2.778 | - | 913 | 5100 | Yes | 470 | 3000 | - | 2539.092 | 10770 | Yes | 682 | 5100 | - | 366 | 3200 | 12000 | 3.217 | 1072 | 6100 | Yes | 564 | 3500 | Yes | 3461 | 10900 | No | - | - | No | - | - | - | - | - | No | - | - | No | - | - | No | - | - | 60 | 68 | 5.4 | 5.197 | 5.874 | 8.711 | 7.484 | 6.833 | 487 | 774 | 2195 | 809 | 1121 | 2718 | 3.5 | 3.5 | 4 | 4.065 | 4.705 | 5.799 | 4.614 | 5.259 | 5.889 | 3888 | 1424 | 210 | 1177 | 602 | 137 | 2.5 | 3 | 4 | No | - | - | - | - | N/A | N/A | N/A | 14.68 | 3.5365 | 3.6735
[SEER Non Multi-Split <=65kW] GEMS (Air Conditioners up to 65kW) Determination 2019 | MEPS 2019 | AS/NZS 3823.1.1:2012 | RZAV100F2Y1 / FHA100CVMA |  | N/A | DAIKIN | N/A | Non Ducted | Single Split System | Under ceiling | Air | Air | Thailand | 2.778 | N/A | 10 | N/A | N/A | N/A | N/A | N/A | 3.217 | 12 | Calorimeter Room | 3.6047 | 3.8962 | N/A | - | N/A | N/A | N/A | N/A | N/A | N/A | N/A | N/A | N/A | N/A | N/A | N/A | N/A | N/A | N/A | N/A | N/A | Three | R32 | Australia,New Zealand | 151176 | 2027-11-20 |  | Approved | Reverse Cycle | N/A | Yes | Class 11 | Yes | N/A | N/A | N/A | N/A | N/A | N/A | N/A | Available | N/A | N/A | http://www.daikin.com.au/ | http://www.daikin.com.au | N/A |  |  | AAC7172 | Yes | Variable output compressor | Inverter | No | - | 10000 | 2.778 | - | 913 | 5100 | Yes | 470 | 3000 | - | 2539.092 | 10770 | Yes | 682 | 5100 | - | 366 | 3200 | 12000 | 3.217 | 1072 | 6100 | Yes | 564 | 3500 | Yes | 3461 | 10900 | No | - | - | No | - | - | - | - | - | No | - | - | No | - | - | No | - | - | - | - | 5.4 | 5.197 | 5.874 | 8.711 | 7.484 | 6.833 | 487 | 774 | 2195 | 809 | 1121 | 2718 | 3.5 | 3.5 | 4 | 4.065 | 4.705 | 5.799 | 4.614 | 5.259 | 5.889 | 3888 | 1424 | 210 | 1177 | 602 | 137 | 2.5 | 3 | 4 | No | - | - | - | - | N/A | N/A | N/A | 14.68 | 3.5365 | 3.6735
[SEER Non Multi-Split <=65kW] GEMS (Air Conditioners up to 65kW) Determination 2019 | MEPS 2019 | AS/NZS 3823.1.2:2012 | RZAV100FV1 / FBA100BVMA |  | N/A | DAIKIN | N/A | Ducted | Single Split System | - | Air | Air | Thailand | 2.79 | N/A | 10 | N/A | N/A | N/A | N/A | N/A | 2.92 | 12 | Calorimeter Room | 3.3793 | 4.0832 | N/A | - | N/A | N/A | N/A | N/A | N/A | N/A | N/A | N/A | N/A | N/A | N/A | N/A | N/A | N/A | N/A | N/A | N/A | Single | R32 | Australia,New Zealand | 139536 | 2026-06-29 |  | Approved | Reverse Cycle | N/A | Yes | Class 11 | Yes | N/A | N/A | N/A | N/A | N/A | N/A | N/A | Available | N/A | N/A | http://www.daikin.com.au/ | http://www.daikin.com.au | N/A |  |  | AAC6118 | Yes | Variable output compressor | Inverter | No | - | 10000 | 2.79 | - | 1031 | 5100 | Yes | 520 | 2900 | - | 2550.06 | 10770 | Yes | 753 | 5100 | - | 411 | 3100 | 12000 | 2.92 | 1093 | 6100 | Yes | 600 | 3500 | Yes | 3438 | 11200 | No | - | - | No | - | - | - | - | - | No | - | - | No | - | - | No | - | - | - | 68 | 5.098 | 4.939 | 5.562 | 8.035 | 6.931 | 6.467 | 519 | 817 | 2321 | 881 | 1214 | 2874 | 3.5 | 3 | 4 | 4.177 | 4.75 | 5.57 | 4.606 | 5.142 | 5.608 | 3783 | 1410 | 216 | 1178 | 614 | 141 | 2.5 | 3 | 4 | No | - | - | - | - | N/A | N/A | N/A | 14.18 | 3.5237 | 4.0432
[SEER Non Multi-Split <=65kW] GEMS (Air Conditioners up to 65kW) Determination 2019 | MEPS 2019 | AS/NZS 3823.1.1:2012 | RZAV100FV1 / FCA100CVMA |  | N/A | DAIKIN | N/A | Non Ducted | Single Split System | Cassette | Air | Air | Thailand | 2.375 | N/A | 10 | N/A | N/A | N/A | N/A | N/A | 2.495 | 12 | Calorimeter Room | 4.0906 | 4.7202 | N/A | - | N/A | N/A | N/A | N/A | N/A | N/A | N/A | N/A | N/A | N/A | N/A | N/A | N/A | N/A | N/A | N/A | N/A | Single | R32 | Australia,New Zealand | 139542 | 2026-06-29 |  | Approved | Reverse Cycle | N/A | Yes | Class 11 | Yes | N/A | N/A | N/A | N/A | N/A | N/A | N/A | Available | N/A | N/A | http://www.daikin.com.au/ | http://www.daikin.com.au | N/A |  |  | AAC6121 | Yes | Variable output compressor | Inverter | No | - | 10000 | 2.375 | - | 883 | 5100 | Yes | 478 | 3000 | - | 2170.75 | 10770 | Yes | 657 | 5200 | - | 373 | 3300 | 12000 | 2.495 | 998 | 6100 | Yes | 561 | 3500 | Yes | 3192 | 11800 | No | - | - | No | - | - | - | - | - | No | - | - | No | - | - | No | - | - | 61 | 68 | 5.851 | 5.706 | 6.496 | 9.396 | 8.133 | 7.554 | 448 | 703 | 1982 | 749 | 1030 | 2457 | 4 | 4 | 4.5 | 4.73 | 5.296 | 6.029 | 5.112 | 5.626 | 6.04 | 3344 | 1268 | 202 | 1064 | 563 | 133 | 3 | 3.5 | 4.5 | No | - | - | - | - | N/A | N/A | N/A | 14.18 | 4.1272 | 4.719
[SEER Non Multi-Split <=65kW] (Air Conditioners up to 65kW) EE Regulations 2020 Schedule 2A | MEPS 2019 | AS/NZS 3823.1.1:2012 | RZAV100FV1 / FCTA100AVMA |  | N/A | DAIKIN | N/A | Non Ducted | Single Split System | Cassette | Air | Air | Thailand | 2.375 | N/A | 10 | N/A | N/A | N/A | N/A | N/A | 2.495 | 12 | Calorimeter Room | 4.0266 | 4.7107 | N/A | - | N/A | N/A | N/A | N/A | N/A | N/A | N/A | N/A | N/A | N/A | N/A | N/A | N/A | N/A | N/A | N/A | N/A | Single | R32 | New Zealand | 153680 | 2123-04-02 |  | Approved | Reverse Cycle | N/A | No | Class 11 | No | N/A | N/A | N/A | N/A | N/A | N/A | N/A | Available | N/A | N/A | http://www.daikin.co.nz | https://www.daikin.co.nz/ | N/A |  |  | ZAC0793 | Yes | Variable output compressor | Inverter | No | - | 10000 | 2.375 | - | 883 | 5100 | Yes | 478 | 3000 | - | - | - | Yes | 657 | 5200 | - | 373 | 3300 | 12000 | 2.495 | 998 | 6100 | Yes | 561 | 3500 | Yes | 3192 | 11800 | No | - | - | No | - | - | - | - | - | No | - | - | No | - | - | No | - | - | 61 | 68 | 0 | 5.645 | 6.472 | 9.102 | 3.14 | 2.351 | 452 | 62 | 71 | 66 | 1034 | 2429 | 0 | 4 | 4.5 | 4.73 | 4.66 | 6.029 | 5.112 | 5.626 | 1.002 | 4796 | 1308 | 439 | 1493 | 575 | 136 | 3 | 3 | 4.5 | No | - | - | - | - | N/A | N/A | N/A | 15.38 | 4.1203 | 4.7115
[SEER Non Multi-Split <=65kW] (Air Conditioners up to 65kW) EE Regulations 2020 Schedule 2A | MEPS 2019 | AS/NZS 3823.1.2:2012 | RZAV100FV1 / FDMA100AV1A |  | N/A | Daikin | N/A | Ducted | Single Split System | - | Air | Air | Thailand | 2.79 | N/A | 10 | N/A | N/A | N/A | N/A | N/A | 3.11 | 12 | Calorimeter Room | 3.4653 | 3.766 | N/A | - | N/A | N/A | N/A | N/A | N/A | N/A | N/A | N/A | N/A | N/A | N/A | N/A | N/A | N/A | N/A | N/A | N/A | Single | R32 | New Zealand | 140823 | 2121-08-26 |  | Approved | Reverse Cycle | N/A | Yes | Class 11 | Yes | N/A | N/A | N/A | N/A | N/A | N/A | N/A | Available | N/A | N/A | http://www.daikin.co.nz | https://www.daikin.co.nz | N/A |  |  | ZAC0758 | Yes | Variable output compressor | Inverter | No | - | 10000 | 2.79 | - | 1031 | 5100 | Yes | 517 | 3000 | - | - | - | Yes | 752 | 5200 | - | 407 | 3200 | 12000 | 3.11 | 1148 | 6200 | Yes | 615 | 3500 | Yes | 3622 | 10900 | No | - | - | No | - | - | - | - | - | No | - | - | No | - | - | No | - | - | - | 68 | 5.185 | 5.014 | 5.662 | 8.256 | 7.1 | 6.607 | 510 | 805 | 2279 | 857 | 1184 | 2813 | 3.5 | 3.5 | 4 | 3.949 | 4.549 | 5.415 | 4.399 | 4.966 | 5.46 | 4000 | 1470 | 221 | 1232 | 634 | 144 | 2 | 3 | 3.5 | No | - | - | - | - | N/A | N/A | N/A | 14.18 | 3.5237 | 3.8
[SEER Non Multi-Split <=65kW] GEMS (Air Conditioners up to 65kW) Determination 2019 | MEPS 2019 | AS/NZS 3823.1.1:2012 | RZAV100FV1 / FHA100BVMA |  | N/A | DAIKIN | N/A | Non Ducted | Single Split System | Under ceiling | Air | Air | Thailand | 2.778 | N/A | 10 | N/A | N/A | N/A | N/A | N/A | 3.217 | 12 | Calorimeter Room | 3.6445 | 3.9236 | N/A | - | N/A | N/A | N/A | N/A | N/A | N/A | N/A | N/A | N/A | N/A | N/A | N/A | N/A | N/A | N/A | N/A | N/A | Single | R32 | Australia,New Zealand | 139550 | 2026-06-29 |  | Approved | Reverse Cycle | N/A | Yes | Class 11 | Yes | N/A | N/A | N/A | N/A | N/A | N/A | N/A | Available | N/A | N/A | http://www.daikin.com.au/ | http://www.daikin.com.au | N/A |  |  | AAC6125 | Yes | Variable output compressor | Inverter | No | - | 10000 | 2.778 | - | 913 | 5100 | Yes | 470 | 3000 | - | 2539.092 | 10770 | Yes | 682 | 5100 | - | 366 | 3200 | 12000 | 3.217 | 1072 | 6100 | Yes | 564 | 3500 | Yes | 3461 | 10900 | No | - | - | No | - | - | - | - | - | No | - | - | No | - | - | No | - | - | 60 | 68 | 5.429 | 5.219 | 5.882 | 8.738 | 7.501 | 6.84 | 486 | 772 | 2193 | 808 | 1119 | 2716 | 3.5 | 3.5 | 4 | 4.065 | 4.705 | 5.799 | 4.614 | 5.259 | 5.889 | 3887 | 1423 | 209 | 1176 | 601 | 136 | 2.5 | 3 | 4 | No | - | - | - | - | N/A | N/A | N/A | 14.18 | 3.5387 | 3.6754
[SEER Non Multi-Split <=65kW] GEMS (Air Conditioners up to 65kW) Determination 2019 | MEPS 2019 | AS/NZS 3823.1.2:2012 | RZAV100FY1 / FBA100BVMA |  | N/A | DAIKIN | N/A | Ducted | Single Split System | - | Air | Air | Thailand | 2.79 | N/A | 10 | N/A | N/A | N/A | N/A | N/A | 2.92 | 12 | Calorimeter Room | 3.412 | 4.1234 | N/A | - | N/A | N/A | N/A | N/A | N/A | N/A | N/A | N/A | N/A | N/A | N/A | N/A | N/A | N/A | N/A | N/A | N/A | Three | R32 | Australia,New Zealand | 139537 | 2026-07-07 |  | Approved | Reverse Cycle | N/A | Yes | Class 11 | Yes | N/A | N/A | N/A | N/A | N/A | N/A | N/A | Available | N/A | N/A | http://www.daikin.com.au/ | http://www.daikin.com.au | N/A |  |  | AAC6159 | Yes | Variable output compressor | Inverter | No | - | 10000 | 2.79 | - | 1031 | 5100 | Yes | 520 | 2900 | - | 2550.06 | 10770 | Yes | 753 | 5100 | - | 411 | 3100 | 12000 | 2.92 | 1093 | 6100 | Yes | 600 | 3500 | Yes | 3438 | 11200 | No | - | - | No | - | - | - | - | - | No | - | - | No | - | - | No | - | - | - | 68 | 5.098 | 4.939 | 5.562 | 8.035 | 6.931 | 6.467 | 519 | 817 | 2321 | 881 | 1214 | 2874 | 3.5 | 3 | 4 | 4.177 | 4.75 | 5.57 | 4.606 | 5.142 | 5.608 | 3783 | 1410 | 216 | 1178 | 614 | 141 | 2.5 | 3 | 4 | No | - | - | - | - | N/A | N/A | N/A | 14.18 | 3.5237 | 4.0432
[SEER Non Multi-Split <=65kW] GEMS (Air Conditioners up to 65kW) Determination 2019 | MEPS 2019 | AS/NZS 3823.1.1:2012 | RZAV100FY1 / FCA100CVMA |  | N/A | DAIKIN | N/A | Non Ducted | Single Split System | Cassette | Air | Air | Thailand | 2.375 | N/A | 10 | N/A | N/A | N/A | N/A | N/A | 2.495 | 12 | Calorimeter Room | 4.1292 | 4.765 | N/A | - | N/A | N/A | N/A | N/A | N/A | N/A | N/A | N/A | N/A | N/A | N/A | N/A | N/A | N/A | N/A | N/A | N/A | Three | R32 | Australia,New Zealand | 139543 | 2026-07-01 |  | Approved | Reverse Cycle | N/A | Yes | Class 11 | Yes | N/A | N/A | N/A | N/A | N/A | N/A | N/A | Available | N/A | N/A | http://www.daikin.com.au/ | http://www.daikin.com.au | N/A |  |  | AAC6131 | Yes | Variable output compressor | Inverter | No | - | 10000 | 2.375 | - | 883 | 5100 | Yes | 478 | 3000 | - | 2170.75 | 10770 | Yes | 657 | 5200 | - | 373 | 3300 | 12000 | 2.495 | 998 | 6100 | Yes | 561 | 3500 | Yes | 3192 | 11800 | No | - | - | No | - | - | - | - | - | No | - | - | No | - | - | No | - | - | 61 | 68 | 5.851 | 5.706 | 6.496 | 9.396 | 8.133 | 7.554 | 448 | 703 | 1982 | 749 | 1030 | 2457 | 4 | 4 | 4.5 | 4.73 | 5.296 | 6.029 | 5.112 | 5.626 | 6.04 | 3344 | 1268 | 202 | 1064 | 563 | 133 | 3 | 3.5 | 4.5 | No | - | - | - | - | N/A | N/A | N/A | 14.18 | 4.1272 | 4.719
[SEER Non Multi-Split <=65kW] (Air Conditioners up to 65kW) EE Regulations 2020 Schedule 2A | MEPS 2019 | AS/NZS 3823.1.1:2012 | RZAV100FY1 / FCTA100AVMA |  | N/A | DAIKIN | N/A | Non Ducted | Single Split System | Cassette | Air | Air | Thailand | 2.375 | N/A | 10 | N/A | N/A | N/A | N/A | N/A | 2.495 | 12 | Calorimeter Room | 4.0249 | 4.7002 | N/A | - | N/A | N/A | N/A | N/A | N/A | N/A | N/A | N/A | N/A | N/A | N/A | N/A | N/A | N/A | N/A | N/A | N/A | Three | R32 | New Zealand | 153681 | 2123-04-02 |  | Approved | Reverse Cycle | N/A | No | Class 11 | No | N/A | N/A | N/A | N/A | N/A | N/A | N/A | Available | N/A | N/A | http://www.daikin.co.nz | https://www.daikin.co.nz/ | N/A |  |  | ZAC0792 | Yes | Variable output compressor | Inverter | No | - | 10000 | 2.375 | - | 883 | 5100 | Yes | 478 | 3000 | - | - | - | Yes | 657 | 5200 | - | 373 | 3300 | 12000 | 2.495 | 998 | 6100 | Yes | 561 | 3500 | Yes | 3192 | 11800 | No | - | - | No | - | - | - | - | - | No | - | - | No | - | - | No | - | - | 61 | 68 | 5.818 | 5.645 | 3.475 | 9.322 | 8.086 | 7.535 | 413 | 102 | 76 | 105 | 99 | 163 | 4 | 4 | 1.5 | 0.707 | 5.613 | 5.544 | 5.112 | 5.626 | 6.04 | 3437 | 1313 | 300 | 2243 | 580 | 3765 | 0 | 4 | 4 | No | - | - | - | - | N/A | N/A | N/A | 15.38 | 4.1203 | 4.7115
[SEER Non Multi-Split <=65kW] (Air Conditioners up to 65kW) EE Regulations 2020 Schedule 2A | MEPS 2019 | AS/NZS 3823.1.2:2012 | RZAV100FY1 / FDMA100AV1A |  | N/A | Daikin | N/A | Ducted | Single Split System | - | Air | Air | Thailand | 2.79 | N/A | 10 | N/A | N/A | N/A | N/A | N/A | 3.11 | 12 | Calorimeter Room | 3.4979 | 3.8025 | N/A | - | N/A | N/A | N/A | N/A | N/A | N/A | N/A | N/A | N/A | N/A | N/A | N/A | N/A | N/A | N/A | N/A | N/A | Three | R32 | New Zealand | 140873 | 2121-08-26 |  | Approved | Reverse Cycle | N/A | Yes | Class 11 | Yes | N/A | N/A | N/A | N/A | N/A | N/A | N/A | Available | N/A | N/A | http://www.daikin.co.nz | https://www.daikin.co.nz | N/A |  |  | ZAC0759 | Yes | Variable output compressor | Inverter | No | - | 10000 | 2.79 | - | 1031 | 5100 | Yes | 517 | 3000 | - | - | - | Yes | 752 | 5200 | - | 407 | 3200 | 12000 | 3.11 | 1148 | 6200 | Yes | 615 | 3500 | Yes | 3622 | 10900 | No | - | - | No | - | - | - | - | - | No | - | - | No | - | - | No | - | - | - | 68 | 5.185 | 5.014 | 5.662 | 8.256 | 7.1 | 6.607 | 510 | 805 | 2279 | 857 | 1184 | 2813 | 3.5 | 3.5 | 4 | 3.949 | 4.549 | 5.415 | 4.399 | 4.966 | 5.46 | 4000 | 1470 | 221 | 1232 | 634 | 144 | 2 | 3 | 3.5 | No | - | - | - | - | N/A | N/A | N/A | 14.18 | 3.5237 | 3.8
[SEER Non Multi-Split <=65kW] GEMS (Air Conditioners up to 65kW) Determination 2019 | MEPS 2019 | AS/NZS 3823.1.1:2012 | RZAV100FY1 / FHA100BVMA |  | N/A | DAIKIN | N/A | Non Ducted | Single Split System | Under ceiling | Air | Air | Thailand | 2.778 | N/A | 10 | N/A | N/A | N/A | N/A | N/A | 3.217 | 12 | Calorimeter Room | 3.6801 | 3.9619 | N/A | - | N/A | N/A | N/A | N/A | N/A | N/A | N/A | N/A | N/A | N/A | N/A | N/A | N/A | N/A | N/A | N/A | N/A | Three | R32 | Australia,New Zealand | 139551 | 2026-07-01 |  | Approved | Reverse Cycle | N/A | Yes | Class 11 | Yes | N/A | N/A | N/A | N/A | N/A | N/A | N/A | Available | N/A | N/A | http://www.daikin.com.au/ | http://www.daikin.com.au | N/A |  |  | AAC6127 | Yes | Variable output compressor | Inverter | No | - | 10000 | 2.778 | - | 913 | 5100 | Yes | 470 | 3000 | - | 2539.092 | 10770 | Yes | 682 | 5100 | - | 366 | 3200 | 12000 | 3.217 | 1072 | 6100 | Yes | 564 | 3500 | Yes | 3461 | 10900 | No | - | - | No | - | - | - | - | - | No | - | - | No | - | - | No | - | - | 60 | 68 | 5.429 | 5.219 | 5.882 | 8.738 | 7.501 | 6.84 | 486 | 772 | 2193 | 808 | 1119 | 2716 | 3.5 | 3.5 | 4 | 4.065 | 4.705 | 5.799 | 4.614 | 5.259 | 5.889 | 3887 | 1423 | 209 | 1176 | 601 | 136 | 2.5 | 3 | 4 | No | - | - | - | - | N/A | N/A | N/A | 14.18 | 3.5387 | 3.6754
[SEER Non Multi-Split <=65kW] GEMS (Air Conditioners up to 65kW) Determination 2019 | MEPS 2019 | AS/NZS 3823.1.2:2012 | RZAV125CV1 / FBA125BVMA |  | N/A | DAIKIN | 3.207 | Ducted | Single Split System | - | Air | Air | Thailand | 3.68 | 9.293 | 12.5 | N/A | N/A | N/A | N/A | N/A | 3.72 | 14 | Enthalpy Test Room | 3.289 | 3.6673 | Yes | - | N/A | 13.7 | 13.1 | N/A | N/A | N/A | N/A | N/A | 3.2486 | 3.6247 | N/A | N/A | N/A | N/A | N/A | N/A | Enthalpy Test Room | Single | R32 | Australia,New Zealand | 132855 | 2026-01-21 |  | Approved | Reverse Cycle | N/A | No | Class 11 | Yes | N/A | Yes | N/A | N/A | N/A | KRP59M51, EKMKSA2 | 3.2884 | Available | N/A | N/A | http://www.daikin.com.au/ | http://www.daikin.com.au | Yes |  |  | AAC5656 | Yes | Variable output compressor | Inverter | No | - | 12500 | 3.68 | - | 1280 | 6250 | No | - | - | - | 3363.52 | 13462.5 | No | 1169.92 | 6731.25 | No | - | - | 14000 | 3.72 | 1280 | 7000 | No | - | - | Yes | 4200 | 12500 | No | - | - | No | - | - | - | - | - | No | - | - | No | - | - | No | - | - | - | - | 4.433 | 4.292 | 4.7 | 5.499 | 5.149 | 5.069 | 760 | 1192 | 3450 | 1634 | 2062 | 4601 | 2.5 | 2.5 | 3 | 3.812 | 4.367 | 4.999 | 4.144 | 4.635 | 5.014 | 4828 | 1779 | 270 | 1519 | 785 | 175 | 2 | 2.5 | 3 | No | - | - | - | - | N/A | N/A | N/A | 14.18 | 3.3531 | 3.7156
[SEER Non Multi-Split <=65kW] GEMS (Air Conditioners up to 65kW) Determination 2019 | MEPS 2019 | AS/NZS 3823.1.1:2012 | RZAV125CV1 / FCA125CVMA |  | N/A | DAIKIN | 3.07 | Non Ducted | Single Split System | Cassette | Air | Air | Thailand | 3.25 | 9.43 | 12.5 | N/A | N/A | N/A | N/A | N/A | 3.28 | 14 | Enthalpy Test Room | 3.7971 | 4.2822 | Yes | - | N/A | 13.7 | 13.1 | N/A | N/A | N/A | N/A | N/A | 3.743 | 4.2265 | N/A | N/A | N/A | N/A | N/A | N/A | Enthalpy Test Room | Single | R32 | Australia,New Zealand | 132296 | 2026-01-13 |  | Approved | Reverse Cycle | N/A | No | Class 11 | Yes | N/A | Yes | N/A | N/A | N/A | KRP59M51, EKMKSA2 | 3.7952 | Available | N/A | N/A | http://www.daikin.com.au/ | http://www.daikin.com.au | Yes |  |  | AAC5636 | Yes | Variable output compressor | Inverter | No | - | 12500 | 3.25 | - | 1130 | 6250 | No | - | - | - | 2970.5 | 13462.5 | No | 1032.82 | 6731.25 | No | - | - | 14000 | 3.28 | 1270 | 7000 | No | - | - | Yes | 3600 | 12400 | No | - | - | No | - | - | - | - | - | No | - | - | No | - | - | No | - | - | - | - | 4.955 | 4.812 | 5.305 | 6.192 | 5.805 | 5.729 | 677 | 1059 | 3052 | 1447 | 1826 | 4068 | 3 | 3 | 3.5 | 4.055 | 4.582 | 5.062 | 4.319 | 4.771 | 5.063 | 4540 | 1697 | 267 | 1458 | 764 | 174 | 2.5 | 3 | 3.5 | No | - | - | - | - | N/A | N/A | N/A | 14.18 | 3.7903 | 4.2068
[SEER Non Multi-Split <=65kW] GEMS (Air Conditioners up to 65kW) Determination 2019 | MEPS 2019 | AS/NZS 3823.1.1:2012 | RZAV125CV1 / FHA125BVMA |  | N/A | DAIKIN | 3.537 | Non Ducted | Single Split System | Floor/Ceiling | Air | Air | Thailand | 3.65 | 8.963 | 12.5 | N/A | N/A | N/A | N/A | N/A | 4.06 | 14 | Enthalpy Test Room | 3.3535 | 3.3914 | Yes | - | N/A | 13.7 | 13.1 | N/A | N/A | N/A | N/A | N/A | 3.3123 | 3.3523 | N/A | N/A | N/A | N/A | N/A | N/A | Enthalpy Test Room | Single | R32 | Australia,New Zealand | 133013 | 2026-01-20 |  | Approved | Reverse Cycle | N/A | No | Class 11 | Yes | N/A | Yes | N/A | N/A | N/A | KRP59M51, EKMKSA2 | 3.3535 | Available | N/A | N/A | http://www.daikin.com.au/ | http://www.daikin.com.au | Yes |  |  | AAC5646 | Yes | Variable output compressor | Inverter | No | - | 12500 | 3.65 | - | 1190 | 6250 | No | - | - | - | 3336.1 | 13462.5 | No | 1087.66 | 6731.25 | No | - | - | 14000 | 4.06 | 1290 | 7000 | No | - | - | Yes | 4900 | 12500 | No | - | - | No | - | - | - | - | - | No | - | - | No | - | - | No | - | - | - | - | 4.653 | 4.479 | 4.919 | 5.835 | 5.441 | 5.328 | 723 | 1141 | 3295 | 1538 | 1950 | 4375 | 3 | 2.5 | 3 | 3.591 | 4.196 | 4.945 | 3.976 | 4.519 | 4.969 | 5123 | 1850 | 273 | 1582 | 805 | 177 | 2 | 2.5 | 3 | No | - | - | - | - | N/A | N/A | N/A | 14.18 | 3.3803 | 3.408
[SEER Non Multi-Split <=65kW] GEMS (Air Conditioners up to 65kW) Determination 2019 | MEPS 2019 | AS/NZS 3823.1.2:2012 | RZAV125CY1 / FBA125BVMA |  | N/A | DAIKIN | 3.207 | Ducted | Single Split System | - | Air | Air | Thailand | 3.68 | 9.293 | 12.5 | N/A | N/A | N/A | N/A | N/A | 3.72 | 14 | Enthalpy Test Room | 3.3195 | 3.6913 | Yes | - | N/A | 13.7 | 13.1 | N/A | N/A | N/A | N/A | N/A | 3.2486 | 3.6247 | N/A | N/A | N/A | N/A | N/A | N/A | Enthalpy Test Room | Three | R32 | Australia,New Zealand | 132927 | 2026-02-24 |  | Approved | Reverse Cycle | N/A | No | Class 11 | Yes | N/A | Yes | N/A | N/A | N/A | KRP59M51, EKMKSA2 | 3.2884 | Available | N/A | N/A | http://www.daikin.com.au/ | http://www.daikin.com.au | Yes |  |  | AAC5798 | Yes | Variable output compressor | Inverter | No | - | 12500 | 3.68 | - | 1280 | 6250 | No | - | - | - | 3363.52 | 13462.5 | No | 1169.92 | 6731.25 | No | - | - | 14000 | 3.72 | 1280 | 7000 | No | - | - | Yes | 4200 | 12500 | No | - | - | No | - | - | - | - | - | No | - | - | No | - | - | No | - | - | - | - | 4.433 | 4.292 | 4.7 | 5.499 | 5.149 | 5.069 | 760 | 1192 | 3450 | 1634 | 2062 | 4601 | 2.5 | 2.5 | 3 | 3.812 | 4.367 | 4.999 | 4.144 | 4.635 | 5.014 | 4828 | 1779 | 270 | 1519 | 785 | 175 | 2 | 2.5 | 3 | No | - | - | - | - | N/A | N/A | N/A | 14.18 | 3.3531 | 3.7156
[SEER Non Multi-Split <=65kW] GEMS (Air Conditioners up to 65kW) Determination 2019 | MEPS 2019 | AS/NZS 3823.1.1:2012 | RZAV125CY1 / FCA125CVMA |  | N/A | DAIKIN | 3.07 | Non Ducted | Single Split System | Cassette | Air | Air | Thailand | 3.25 | 9.43 | 12.5 | N/A | N/A | N/A | N/A | N/A | 3.28 | 14 | Enthalpy Test Room | 3.8363 | 4.3145 | Yes | - | N/A | 13.7 | 13.1 | N/A | N/A | N/A | N/A | N/A | 3.743 | 4.2265 | N/A | N/A | N/A | N/A | N/A | N/A | Enthalpy Test Room | Three | R32 | Australia,New Zealand | 132387 | 2026-03-11 |  | Approved | Reverse Cycle | N/A | No | Class 11 | Yes | N/A | Yes | N/A | N/A | N/A | KRP58M51, EKMKSA2 | 3.7952 | Available | N/A | N/A | http://www.daikin.com.au/ | http://www.daikin.com.au | Yes |  |  | AAC5829 | Yes | Variable output compressor | Inverter | No | - | 12500 | 3.25 | - | 1130 | 6250 | No | - | - | - | 2970.5 | 13462.5 | No | 1032.82 | 6731.25 | No | - | - | 14000 | 3.28 | 1270 | 7000 | No | - | - | Yes | 3600 | 12400 | No | - | - | No | - | - | - | - | - | No | - | - | No | - | - | No | - | - | - | - | 4.955 | 4.812 | 5.305 | 6.192 | 5.805 | 5.729 | 677 | 1059 | 3052 | 1447 | 1826 | 4068 | 3 | 3 | 3.5 | 4.055 | 4.582 | 5.062 | 4.319 | 4.771 | 5.063 | 4540 | 1697 | 267 | 1458 | 764 | 174 | 2.5 | 3 | 3.5 | No | - | - | - | - | N/A | N/A | N/A | 14.18 | 3.7903 | 4.2068
[SEER Non Multi-Split <=65kW] GEMS (Air Conditioners up to 65kW) Determination 2019 | MEPS 2019 | AS/NZS 3823.1.1:2012 | RZAV125CY1 / FHA125BVMA |  | N/A | DAIKIN | 3.537 | Non Ducted | Single Split System | Floor/Ceiling | Air | Air | Thailand | 3.65 | 8.963 | 12.5 | N/A | N/A | N/A | N/A | N/A | 4.06 | 14 | Enthalpy Test Room | 3.3865 | 3.4151 | Yes | - | N/A | 13.7 | 13.1 | N/A | N/A | N/A | N/A | N/A | 3.3123 | 3.3523 | N/A | N/A | N/A | N/A | N/A | N/A | Enthalpy Test Room | Three | R32 | Australia,New Zealand | 133021 | 2026-03-15 |  | Approved | Reverse Cycle | N/A | No | Class 11 | Yes | N/A | Yes | N/A | N/A | N/A | KRP58M51, EKMKSA2 | 3.3535 | Available | N/A | N/A | http://www.daikin.com.au/ | http://www.daikin.com.au | Yes |  |  | AAC5834 | Yes | Variable output compressor | Inverter | No | - | 12500 | 3.65 | - | 1190 | 6250 | No | - | - | - | 3336.1 | 13462.5 | No | 1087.66 | 6731.25 | No | - | - | 14000 | 4.06 | 1290 | 7000 | No | - | - | Yes | 4900 | 12500 | No | - | - | No | - | - | - | - | - | No | - | - | No | - | - | No | - | - | - | - | 4.653 | 4.479 | 4.919 | 5.835 | 5.441 | 5.328 | 723 | 1141 | 3295 | 1538 | 1950 | 4375 | 3 | 2.5 | 3 | 3.591 | 4.196 | 4.945 | 3.976 | 4.519 | 4.969 | 5123 | 1850 | 273 | 1582 | 805 | 177 | 2 | 2.5 | 3 | No | - | - | - | - | N/A | N/A | N/A | 14.18 | 3.3803 | 3.408
[SEER Non Multi-Split <=65kW] GEMS (Air Conditioners up to 65kW) Determination 2019 | MEPS 2019 | AS/NZS 3823.1.2:2012 | RZAV125F2V1 / FBA125BVMA |  | N/A | DAIKIN | N/A | Ducted | Single Split System | - | Air | Air | Thailand | 3.676 | N/A | 12.5 | N/A | N/A | N/A | N/A | N/A | 3.876 | 15 | Calorimeter Room | 3.3019 | 3.8048 | N/A | - | N/A | N/A | N/A | N/A | N/A | N/A | N/A | N/A | N/A | N/A | N/A | N/A | N/A | N/A | N/A | N/A | N/A | Single | R32 | Australia,New Zealand | 144586 | 2027-02-22 |  | Approved | Reverse Cycle | N/A | Yes | Class 11 | Yes | N/A | N/A | N/A | N/A | N/A | N/A | N/A | Available | N/A | N/A | http://www.daikin.com.au/ | http://www.daikin.com.au | N/A |  |  | AAC6459 | Yes | Variable output compressor | Inverter | No | - | 12500 | 3.676 | - | 1340 | 6400 | Yes | 565 | 2900 | - | 3359.864 | 13462.5 | Yes | 1070 | 6400 | - | 460 | 3200 | 15000 | 3.876 | 1425 | 7600 | Yes | 654 | 3600 | Yes | 4076 | 12900 | No | - | - | No | - | - | - | - | - | No | - | - | No | - | - | No | - | - | - | 69 | 4.76 | 4.621 | 5.033 | 6.982 | 6.213 | 5.638 | 705 | 1104 | 3218 | 1279 | 1703 | 4133 | 3 | 3 | 3.5 | 3.881 | 4.489 | 5.316 | 4.324 | 4.904 | 5.376 | 5079 | 1853 | 273 | 1560 | 796 | 176 | 2 | 2.5 | 3.5 | No | - | - | - | - | N/A | N/A | N/A | 14.68 | 3.3551 | 3.8211
[SEER Non Multi-Split <=65kW] GEMS (Air Conditioners up to 65kW) Determination 2019 | MEPS 2019 | AS/NZS 3823.1.1:2012 | RZAV125F2V1 / FCA125CVMA |  | N/A | DAIKIN | N/A | Non Ducted | Single Split System | Cassette | Air | Air | Thailand | 3.247 | N/A | 12.5 | N/A | N/A | N/A | N/A | N/A | 3.409 | 15 | Calorimeter Room | 3.8854 | 4.3244 | N/A | - | N/A | N/A | N/A | N/A | N/A | N/A | N/A | N/A | N/A | N/A | N/A | N/A | N/A | N/A | N/A | N/A | N/A | Single | R32 | Australia,New Zealand | 144512 | 2027-02-22 |  | Approved | Reverse Cycle | N/A | Yes | Class 11 | Yes | N/A | N/A | N/A | N/A | N/A | N/A | N/A | Available | N/A | N/A | http://www.daikin.com.au/ | http://www.daikin.com.au | N/A |  |  | AAC6452 | Yes | Variable output compressor | Inverter | No | - | 12500 | 3.247 | - | 1114 | 6400 | Yes | 493 | 3100 | - | 2967.758 | 13462.5 | Yes | 820 | 6300 | - | 419 | 3400 | 15000 | 3.409 | 1299 | 7600 | Yes | 621 | 3500 | Yes | 3893 | 13700 | No | - | - | No | - | - | - | - | - | No | - | - | No | - | - | No | - | - | 63 | 69 | 5.664 | 5.436 | 6.089 | 8.375 | 2.349 | 1.403 | 587 | 932 | 2654 | 1052 | 1426 | 3314 | 4 | 3.5 | 4.5 | 4.333 | 4.93 | 5.635 | 4.708 | 5.234 | 0 | 4553 | 1691 | 260 | 1435 | 748 | 169 | 2.5 | 3 | 4 | No | - | - | - | - | N/A | N/A | N/A | 14.68 | 3.7918 | 4.337
[SEER Non Multi-Split <=65kW] GEMS (Air Conditioners up to 65kW) Determination 2019 | MEPS 2019 | AS/NZS 3823.1.1:2012 | RZAV125F2V1 / FCTA125AVMA |  | N/A | DAIKIN | N/A | Non Ducted | Single Split System | Cassette | Air | Air | Thailand | 3.247 | N/A | 12.5 | N/A | N/A | N/A | N/A | N/A | 3.409 | 15 | Calorimeter Room | 3.8272 | 4.3091 | N/A | - | N/A | N/A | N/A | N/A | N/A | N/A | N/A | N/A | N/A | N/A | N/A | N/A | N/A | N/A | N/A | N/A | N/A | Single | R32 | Australia,New Zealand | 150455 | 2027-10-17 |  | Approved | Reverse Cycle | N/A | Yes | Class 11 | Yes | N/A | N/A | N/A | N/A | N/A | N/A | N/A | Available | N/A | N/A | http://www.daikin.com.au/ | http://www.daikin.com.au | N/A |  |  | AAC7102 | Yes | Variable output compressor | Inverter | No | - | 12500 | 3.247 | - | 1114 | 6400 | Yes | 493 | 3100 | - | 2967.758 | 13462.5 | Yes | 820 | 6300 | - | 419 | 3400 | 15000 | 3.409 | 1299 | 7600 | Yes | 621 | 3500 | Yes | 3893 | 13700 | No | - | - | No | - | - | - | - | - | No | - | - | No | - | - | No | - | - | - | - | 5.603 | 5.392 | 6.072 | 8.397 | 7.361 | 7.006 | 591 | 937 | 2658 | 1056 | 1430 | 3317 | 4 | 3.5 | 4.5 | 4.333 | 4.93 | 5.635 | 4.708 | 5.234 | 5.638 | 4556 | 1694 | 263 | 1438 | 750 | 172 | 2.5 | 3 | 4 | No | - | - | - | - | N/A | N/A | N/A | 15.88 | 3.7871 | 4.3319
[SEER Non Multi-Split <=65kW] GEMS (Air Conditioners up to 65kW) Determination 2019 | MEPS 2019 | AS/NZS 3823.1.1:2012 | RZAV125F2V1 / FHA125BVMA |  | N/A | DAIKIN | N/A | Non Ducted | Single Split System | Under ceiling | Air | Air | Thailand | 3.655 | N/A | 12.5 | N/A | N/A | N/A | N/A | N/A | 4.213 | 15 | Calorimeter Room | 3.3473 | 3.5788 | N/A | - | N/A | N/A | N/A | N/A | N/A | N/A | N/A | N/A | N/A | N/A | N/A | N/A | N/A | N/A | N/A | N/A | N/A | Single | R32 | Australia,New Zealand | 144554 | 2027-02-27 |  | Approved | Reverse Cycle | N/A | Yes | Class 11 | Yes | N/A | N/A | N/A | N/A | N/A | N/A | N/A | Available | N/A | N/A | http://www.daikin.com.au/ | http://www.daikin.com.au | N/A |  |  | AAC6511 | Yes | Variable output compressor | Inverter | No | - | 12500 | 3.655 | - | 1300 | 6300 | Yes | 512 | 3100 | - | 3340.67 | 13462.5 | Yes | 984 | 6300 | - | 412 | 3300 | 15000 | 4.213 | 1418 | 7500 | Yes | 651 | 3700 | Yes | 4055 | 12200 | No | - | - | No | - | - | - | - | - | No | - | - | No | - | - | No | - | - | 62 | 69 | 5.014 | 4.837 | 5.31 | 7.697 | 6.706 | 6.079 | 667 | 1052 | 3048 | 1158 | 1576 | 3830 | 3.5 | 3 | 3.5 | 3.684 | 4.344 | 5.363 | 4.208 | 4.871 | 5.463 | 5350 | 1914 | 271 | 1602 | 801 | 174 | 2 | 2.5 | 3.5 | No | - | - | - | - | N/A | N/A | N/A | 14.68 | 3.3742 | 3.519
[SEER Non Multi-Split <=65kW] GEMS (Air Conditioners up to 65kW) Determination 2019 | MEPS 2019 | AS/NZS 3823.1.1:2012 | RZAV125F2V1 / FHA125CVMA |  | N/A | DAIKIN | N/A | Non Ducted | Single Split System | Under ceiling | Air | Air | Thailand | 3.655 | N/A | 12.5 | N/A | N/A | N/A | N/A | N/A | 4.213 | 15 | Calorimeter Room | 3.4276 | 3.6178 | N/A | - | N/A | N/A | N/A | N/A | N/A | N/A | N/A | N/A | N/A | N/A | N/A | N/A | N/A | N/A | N/A | N/A | N/A | Single | R32 | Australia,New Zealand | 151177 | 2027-11-30 |  | Approved | Reverse Cycle | N/A | Yes | Class 11 | Yes | N/A | N/A | N/A | N/A | N/A | N/A | N/A | Available | N/A | N/A | http://www.daikin.com.au/ | http://www.daikin.com.au | N/A |  |  | AAC7183 | Yes | Variable output compressor | Inverter | No | - | 12500 | 3.655 | - | 1300 | 6300 | Yes | 512 | 3100 | - | 3340.67 | 13462.5 | Yes | 984 | 6300 | - | 412 | 3300 | 15000 | 4.213 | 1418 | 7500 | Yes | 651 | 3700 | Yes | 4055 | 12200 | No | - | - | No | - | - | - | - | - | No | - | - | No | - | - | No | - | - | - | - | 5.014 | 4.837 | 5.31 | 7.697 | 6.706 | 6.079 | 667 | 1052 | 3048 | 1158 | 1576 | 3830 | 3.5 | 3 | 3.5 | 3.684 | 4.344 | 5.363 | 4.208 | 4.871 | 5.463 | 5350 | 1914 | 271 | 1602 | 801 | 174 | 2 | 2.5 | 3.5 | No | - | - | - | - | N/A | N/A | N/A | 14.68 | 3.3742 | 3.519
[SEER Non Multi-Split <=65kW] GEMS (Air Conditioners up to 65kW) Determination 2019 | MEPS 2019 | AS/NZS 3823.1.2:2012 | RZAV125F2Y1 / FBA125BVMA |  | N/A | DAIKIN | N/A | Ducted | Single Split System | - | Air | Air | Thailand | 3.676 | N/A | 12.5 | N/A | N/A | N/A | N/A | N/A | 3.876 | 15 | Calorimeter Room | 3.334 | 3.8424 | N/A | - | N/A | N/A | N/A | N/A | N/A | N/A | N/A | N/A | N/A | N/A | N/A | N/A | N/A | N/A | N/A | N/A | N/A | Three | R32 | Australia,New Zealand | 144591 | 2027-02-24 |  | Approved | Reverse Cycle | N/A | Yes | Class 11 | Yes | N/A | N/A | N/A | N/A | N/A | N/A | N/A | Available | N/A | N/A | http://www.daikin.com.au/ | http://www.daikin.com.au | N/A |  |  | AAC6491 | Yes | Variable output compressor | Inverter | No | - | 12500 | 3.676 | - | 1340 | 6400 | Yes | 565 | 2900 | - | 3359.864 | 13462.5 | Yes | 1070 | 6400 | - | 460 | 3200 | 15000 | 3.876 | 1425 | 7600 | Yes | 654 | 3600 | Yes | 4076 | 12900 | No | - | - | No | - | - | - | - | - | No | - | - | No | - | - | No | - | - | - | 69 | 4.76 | 4.621 | 5.033 | 6.982 | 6.213 | 5.638 | 705 | 1104 | 3218 | 1279 | 1703 | 4133 | 3 | 3 | 3.5 | 3.881 | 4.489 | 5.316 | 4.324 | 4.904 | 5.376 | 5079 | 1853 | 273 | 1560 | 796 | 176 | 2 | 2.5 | 3.5 | No | - | - | - | - | N/A | N/A | N/A | 14.68 | 3.3551 | 3.8211
[SEER Non Multi-Split <=65kW] GEMS (Air Conditioners up to 65kW) Determination 2019 | MEPS 2019 | AS/NZS 3823.1.1:2012 | RZAV125F2Y1 / FCA125CVMA |  | N/A | DAIKIN | N/A | Non Ducted | Single Split System | Cassette | Air | Air | Thailand | 3.247 | N/A | 12.5 | N/A | N/A | N/A | N/A | N/A | 3.409 | 15 | Calorimeter Room | 3.9226 | 4.3669 | N/A | - | N/A | N/A | N/A | N/A | N/A | N/A | N/A | N/A | N/A | N/A | N/A | N/A | N/A | N/A | N/A | N/A | N/A | Three | R32 | Australia,New Zealand | 144517 | 2027-02-24 |  | Approved | Reverse Cycle | N/A | Yes | Class 11 | Yes | N/A | N/A | N/A | N/A | N/A | N/A | N/A | Available | N/A | N/A | http://www.daikin.com.au/ | http://www.daikin.com.au | N/A |  |  | AAC6476 | Yes | Variable output compressor | Inverter | No | - | 12500 | 3.247 | - | 1114 | 6400 | Yes | 493 | 3100 | - | 2967.758 | 13462.5 | Yes | 820 | 6300 | - | 419 | 3400 | 15000 | 3.409 | 1299 | 7600 | Yes | 621 | 3500 | Yes | 3893 | 13700 | No | - | - | No | - | - | - | - | - | No | - | - | No | - | - | No | - | - | 63 | 69 | 5.664 | 5.436 | 6.089 | 8.445 | 7.392 | 7.019 | 587 | 932 | 2654 | 1052 | 1426 | 3314 | 4 | 3.5 | 4.5 | 4.333 | 4.93 | 5.635 | 4.708 | 5.234 | 5.638 | 4553 | 1691 | 260 | 1435 | 748 | 169 | 2.5 | 3 | 4 | No | - | - | - | - | N/A | N/A | N/A | 14.68 | 3.7918 | 4.337
[SEER Non Multi-Split <=65kW] GEMS (Air Conditioners up to 65kW) Determination 2019 | MEPS 2019 | AS/NZS 3823.1.1:2012 | RZAV125F2Y1 / FCTA125AVMA |  | N/A | DAIKIN | N/A | Non Ducted | Single Split System | Cassette | Air | Air | Thailand | 3.247 | N/A | 12.5 | N/A | N/A | N/A | N/A | N/A | 3.409 | 15 | Calorimeter Room | 3.815 | 4.314 | N/A | - | N/A | N/A | N/A | N/A | N/A | N/A | N/A | N/A | N/A | N/A | N/A | N/A | N/A | N/A | N/A | N/A | N/A | Three | R32 | Australia,New Zealand | 150456 | 2027-10-16 |  | Approved | Reverse Cycle | N/A | Yes | Class 11 | Yes | N/A | N/A | N/A | N/A | N/A | N/A | N/A | Available | N/A | N/A | http://www.daikin.com.au/ | http://www.daikin.com.au | N/A |  |  | AAC7096 | Yes | Variable output compressor | Inverter | No | - | 12500 | 3.247 | - | 1114 | 6400 | Yes | 493 | 3100 | - | 2967.758 | 13462.5 | Yes | 820 | 6300 | - | 419 | 3400 | 15000 | 3.409 | 1299 | 7600 | Yes | 621 | 3500 | Yes | 3893 | 13700 | No | - | - | No | - | - | - | - | - | No | - | - | No | - | - | No | - | - | - | - | 5.603 | 5.392 | 6.072 | 8.397 | 7.361 | 7.006 | 591 | 937 | 2658 | 1056 | 1430 | 3317 | 4 | 3.5 | 4.5 | 4.333 | 4.93 | 5.635 | 4.708 | 5.234 | 5.638 | 4556 | 1694 | 263 | 1438 | 750 | 172 | 2.5 | 3 | 4 | No | - | - | - | - | N/A | N/A | N/A | 15.88 | 3.7871 | 4.3319
[SEER Non Multi-Split <=65kW] GEMS (Air Conditioners up to 65kW) Determination 2019 | MEPS 2019 | AS/NZS 3823.1.1:2012 | RZAV125F2Y1 / FHA125BVMA |  | N/A | DAIKIN | N/A | Non Ducted | Single Split System | Under ceiling | Air | Air | Thailand | 3.655 | N/A | 12.5 | N/A | N/A | N/A | N/A | N/A | 4.213 | 15 | Calorimeter Room | 3.3797 | 3.6138 | N/A | - | N/A | N/A | N/A | N/A | N/A | N/A | N/A | N/A | N/A | N/A | N/A | N/A | N/A | N/A | N/A | N/A | N/A | Three | R32 | Australia,New Zealand | 144559 | 2027-02-27 |  | Approved | Reverse Cycle | N/A | Yes | Class 11 | Yes | N/A | N/A | N/A | N/A | N/A | N/A | N/A | Available | N/A | N/A | http://www.daikin.com.au/ | http://www.daikin.com.au | N/A |  |  | AAC6508 | Yes | Variable output compressor | Inverter | No | - | 12500 | 3.655 | - | 1300 | 6300 | Yes | 512 | 3100 | - | 3340.67 | 13462.5 | Yes | 984 | 6300 | - | 412 | 3300 | 15000 | 4.213 | 1418 | 7500 | Yes | 651 | 3700 | Yes | 4055 | 12200 | No | - | - | No | - | - | - | - | - | No | - | - | No | - | - | No | - | - | 62 | 69 | 5.014 | 4.837 | 5.31 | 7.697 | 6.706 | 6.079 | 667 | 1052 | 3048 | 1158 | 1576 | 3830 | 3.5 | 3 | 3.5 | 3.684 | 4.344 | 5.363 | 4.208 | 4.871 | 5.463 | 5350 | 1914 | 271 | 1602 | 801 | 174 | 2 | 2.5 | 3.5 | No | - | - | - | - | N/A | N/A | N/A | 14.68 | 3.3742 | 3.519
[SEER Non Multi-Split <=65kW] GEMS (Air Conditioners up to 65kW) Determination 2019 | MEPS 2019 | AS/NZS 3823.1.1:2012 | RZAV125F2Y1 / FHA125CVMA |  | N/A | DAIKIN | N/A | Non Ducted | Single Split System | Under ceiling | Air | Air | Thailand | 3.655 | N/A | 12.5 | N/A | N/A | N/A | N/A | N/A | 4.213 | 15 | Calorimeter Room | 3.4133 | 3.6144 | N/A | - | N/A | N/A | N/A | N/A | N/A | N/A | N/A | N/A | N/A | N/A | N/A | N/A | N/A | N/A | N/A | N/A | N/A | Three | R32 | Australia,New Zealand | 151178 | 2027-11-23 |  | Approved | Reverse Cycle | N/A | Yes | Class 11 | Yes | N/A | N/A | N/A | N/A | N/A | N/A | N/A | Available | N/A | N/A | http://www.daikin.com.au/ | http://www.daikin.com.au | N/A |  |  | AAC7176 | Yes | Variable output compressor | Inverter | No | - | 12500 | 3.655 | - | 1300 | 6300 | Yes | 512 | 3100 | - | 3340.67 | 13462.5 | Yes | 984 | 6300 | - | 412 | 3300 | 15000 | 4.213 | 1418 | 7500 | Yes | 651 | 3700 | Yes | 4055 | 12200 | No | - | - | No | - | - | - | - | - | No | - | - | No | - | - | No | - | - | - | - | 5.014 | 4.837 | 5.31 | 7.697 | 6.706 | 6.079 | 667 | 1052 | 3048 | 1158 | 1576 | 3830 | 3.5 | 3 | 3.5 | 3.684 | 4.344 | 5.363 | 4.208 | 4.871 | 5.463 | 5350 | 1914 | 271 | 1602 | 801 | 174 | 2 | 2.5 | 3.5 | No | - | - | - | - | N/A | N/A | N/A | 14.68 | 3.3742 | 3.519
[SEER Non Multi-Split <=65kW] GEMS (Air Conditioners up to 65kW) Determination 2019 | MEPS 2019 | AS/NZS 3823.1.2:2012 | RZAV125FV1 / FBA125BVMA |  | N/A | DAIKIN | N/A | Ducted | Single Split System | - | Air | Air | Thailand | 3.676 | N/A | 12.5 | N/A | N/A | N/A | N/A | N/A | 3.876 | 15 | Calorimeter Room | 3.3019 | 3.8048 | N/A | - | N/A | N/A | N/A | N/A | N/A | N/A | N/A | N/A | N/A | N/A | N/A | N/A | N/A | N/A | N/A | N/A | N/A | Single | R32 | Australia,New Zealand | 139538 | 2026-06-29 |  | Approved | Reverse Cycle | N/A | Yes | Class 11 | Yes | N/A | N/A | N/A | N/A | N/A | N/A | N/A | Available | N/A | N/A | http://www.daikin.com.au/ | http://www.daikin.com.au | N/A |  |  | AAC6119 | Yes | Variable output compressor | Inverter | No | - | 12500 | 3.676 | - | 1340 | 6400 | Yes | 565 | 2900 | - | 3359.864 | 13462.5 | Yes | 1070 | 6400 | - | 460 | 3200 | 15000 | 3.876 | 1425 | 7600 | Yes | 654 | 3600 | Yes | 4076 | 12900 | No | - | - | No | - | - | - | - | - | No | - | - | No | - | - | - | - | - | - | 69 | 4.778 | 4.634 | 5.038 | 6.996 | 6.222 | 5.641 | 703 | 1102 | 3216 | 1278 | 1702 | 4131 | 3 | 3 | 3.5 | 3.881 | 4.489 | 5.316 | 4.324 | 4.904 | 5.376 | 5078 | 1852 | 272 | 1559 | 795 | 175 | 2 | 2.5 | 3.5 | No | - | - | - | - | N/A | N/A | N/A | 14.18 | 3.3567 | 3.8227
[SEER Non Multi-Split <=65kW] GEMS (Air Conditioners up to 65kW) Determination 2019 | MEPS 2019 | AS/NZS 3823.1.1:2012 | RZAV125FV1 / FCA125CVMA |  | N/A | DAIKIN | N/A | Non Ducted | Single Split System | Cassette | Air | Air | Thailand | 3.247 | N/A | 12.5 | N/A | N/A | N/A | N/A | N/A | 3.409 | 15 | Calorimeter Room | 3.8854 | 4.3244 | N/A | - | N/A | N/A | N/A | N/A | N/A | N/A | N/A | N/A | N/A | N/A | N/A | N/A | N/A | N/A | N/A | N/A | N/A | Single | R32 | Australia,New Zealand | 139544 | 2026-06-29 |  | Approved | Reverse Cycle | N/A | Yes | Class 11 | Yes | N/A | N/A | N/A | N/A | N/A | N/A | N/A | Available | N/A | N/A | http://www.daikin.com.au/ | http://www.daikin.com.au | N/A |  |  | AAC6122 | Yes | Variable output compressor | Inverter | No | - | 12500 | 3.247 | - | 1114 | 6400 | Yes | 493 | 3100 | - | 2967.758 | 13462.5 | Yes | 820 | 6300 | - | 419 | 3400 | 15000 | 3.409 | 1299 | 7600 | Yes | 621 | 3500 | Yes | 3893 | 13700 | No | - | - | No | - | - | - | - | - | No | - | - | No | - | - | No | - | - | 63 | 69 | 5.689 | 5.455 | 6.096 | 8.466 | 7.406 | 7.024 | 585 | 930 | 2652 | 1051 | 1425 | 3312 | 4 | 3.5 | 4.5 | 4.333 | 4.93 | 5.635 | 4.708 | 5.234 | 5.638 | 4552 | 1690 | 259 | 1434 | 747 | 168 | 2.5 | 3 | 4 | No | - | - | - | - | N/A | N/A | N/A | 14.18 | 3.7937 | 4.3391
[SEER Non Multi-Split <=65kW] (Air Conditioners up to 65kW) EE Regulations 2020 Schedule 2A | MEPS 2019 | AS/NZS 3823.1.1:2012 | RZAV125FV1 / FCTA125AVMA |  | N/A | DAIKIN | N/A | Non Ducted | Single Split System | Cassette | Air | Air | Thailand | 3.247 | N/A | 12.5 | N/A | N/A | N/A | N/A | N/A | 3.409 | 15 | Calorimeter Room | 3.8272 | 4.3091 | N/A | - | N/A | N/A | N/A | N/A | N/A | N/A | N/A | N/A | N/A | N/A | N/A | N/A | N/A | N/A | N/A | N/A | N/A | Single | R32 | New Zealand | 153726 | 2123-04-02 |  | Approved | Reverse Cycle | N/A | No | Class 11 | No | N/A | N/A | N/A | N/A | N/A | N/A | N/A | Available | N/A | N/A | http://www.daikin.co.nz | https://www.daikin.co.nz/ | N/A |  |  | ZAC0791 | Yes | Variable output compressor | Inverter | No | - | 12500 | 3.247 | - | 1114 | 6400 | Yes | 493 | 3100 | - | - | - | Yes | 820 | 6300 | - | 419 | 3400 | 15000 | 3.409 | 1299 | 7600 | Yes | 621 | 3500 | Yes | 3893 | 13700 | No | - | - | No | - | - | - | - | - | No | - | - | No | - | - | No | - | - | 63 | 69 | 5.628 | 5.246 | 6.005 | 8.417 | 7.374 | 7.011 | 589 | 935 | 2643 | 100 | 1429 | 3578 | 4 | 3.5 | 4.5 | 4.348 | 2.036 | 5.101 | 4.817 | 5.025 | 4.863 | 4431 | 1693 | 262 | 782 | 749 | 1974 | 2.5 | 0.5 | 3.5 | No | - | - | - | - | N/A | N/A | N/A | 15.38 | 3.789 | 4.334
[SEER Non Multi-Split <=65kW] (Air Conditioners up to 65kW) EE Regulations 2020 Schedule 2A | MEPS 2019 | AS/NZS 3823.1.2:2012 | RZAV125FV1 / FDMA125AV1A |  | N/A | Daikin | N/A | Ducted | Single Split System | - | Air | Air | Thailand | 3.77 | N/A | 12.5 | N/A | N/A | N/A | N/A | N/A | 4.05 | 15 | Calorimeter Room | 3.575 | 3.7648 | N/A | - | N/A | N/A | N/A | N/A | N/A | N/A | N/A | N/A | N/A | N/A | N/A | N/A | N/A | N/A | N/A | N/A | N/A | Single | R32 | New Zealand | 140874 | 2121-08-26 |  | Approved | Reverse Cycle | N/A | Yes | Class 11 | Yes | N/A | N/A | N/A | N/A | N/A | N/A | N/A | Available | N/A | N/A | http://www.daikin.co.nz | https://www.daikin.co.nz | N/A |  |  | ZAC0761 | Yes | Variable output compressor | Inverter | No | - | 12500 | 3.77 | - | 1234 | 6400 | Yes | 558 | 3000 | - | - | - | Yes | 995 | 6400 | - | 454 | 3300 | 15000 | 4.05 | 1490 | 7600 | Yes | 686 | 3700 | Yes | 4106 | 13000 | No | - | - | No | - | - | - | - | - | No | - | - | No | - | - | No | - | - | - | 69 | 4.935 | 4.737 | 5.164 | 7.25 | 6.418 | 5.797 | 680 | 1077 | 3137 | 1232 | 1649 | 4020 | 3 | 3 | 3.5 | 3.787 | 4.337 | 5.15 | 4.221 | 4.761 | 5.22 | 5204 | 1916 | 280 | 1596 | 818 | 180 | 2 | 2.5 | 3.5 | No | - | - | - | - | N/A | N/A | N/A | 14.18 | 3.274 | 3.6604
[SEER Non Multi-Split <=65kW] GEMS (Air Conditioners up to 65kW) Determination 2019 | MEPS 2019 | AS/NZS 3823.1.1:2012 | RZAV125FV1 / FHA125BVMA |  | N/A | DAIKIN | N/A | Non Ducted | Single Split System | Under ceiling | Air | Air | Thailand | 3.655 | N/A | 12.5 | N/A | N/A | N/A | N/A | N/A | 4.213 | 15 | Calorimeter Room | 3.3473 | 3.5788 | N/A | - | N/A | N/A | N/A | N/A | N/A | N/A | N/A | N/A | N/A | N/A | N/A | N/A | N/A | N/A | N/A | N/A | N/A | Single | R32 | Australia,New Zealand | 139552 | 2026-07-07 |  | Approved | Reverse Cycle | N/A | Yes | Class 11 | Yes | N/A | N/A | N/A | N/A | N/A | N/A | N/A | Available | N/A | N/A | http://www.daikin.com.au/ | http://www.daikin.com.au | N/A |  |  | AAC6157 | Yes | Variable output compressor | Inverter | No | - | 12500 | 3.655 | - | 1300 | 6300 | Yes | 512 | 3100 | - | 3340.67 | 13462.5 | Yes | 984 | 6300 | - | 412 | 3300 | 15000 | 4.213 | 1418 | 7500 | Yes | 651 | 3700 | Yes | 4055 | 12200 | No | - | - | No | - | - | - | - | - | No | - | - | No | - | - | No | - | - | 62 | 69 | 5.034 | 4.852 | 5.316 | 7.714 | 6.717 | 6.083 | 666 | 1050 | 3046 | 1156 | 1574 | 3829 | 3.5 | 3 | 3.5 | 3.684 | 4.344 | 5.363 | 4.208 | 4.871 | 5.463 | 5349 | 1913 | 270 | 1601 | 800 | 173 | 2 | 2.5 | 3.5 | No | - | - | - | - | N/A | N/A | N/A | 14.18 | 3.3757 | 3.5204
[SEER Non Multi-Split <=65kW] GEMS (Air Conditioners up to 65kW) Determination 2019 | MEPS 2019 | AS/NZS 3823.1.2:2012 | RZAV125FY1 / FBA125BVMA |  | N/A | DAIKIN | N/A | Ducted | Single Split System | - | Air | Air | Thailand | 3.676 | N/A | 12.5 | N/A | N/A | N/A | N/A | N/A | 3.876 | 15 | Calorimeter Room | 3.334 | 3.8424 | N/A | - | N/A | N/A | N/A | N/A | N/A | N/A | N/A | N/A | N/A | N/A | N/A | N/A | N/A | N/A | N/A | N/A | N/A | Three | R32 | Australia,New Zealand | 139539 | 2026-07-01 |  | Approved | Reverse Cycle | N/A | Yes | Class 11 | Yes | N/A | N/A | N/A | N/A | N/A | N/A | N/A | Available | N/A | N/A | http://www.daikin.com.au/ | http://www.daikin.com.au | N/A |  |  | AAC6133 | Yes | Variable output compressor | Inverter | No | - | 12500 | 3.676 | - | 1340 | 6400 | Yes | 565 | 2900 | - | 3359.864 | 13462.5 | Yes | 1070 | 6400 | - | 460 | 3200 | 15000 | 3.876 | 1425 | 7600 | Yes | 654 | 3600 | Yes | 4076 | 12900 | No | - | - | No | - | - | - | - | - | No | - | - | No | - | - | No | - | - | - | 69 | 4.778 | 4.634 | 5.038 | 6.996 | 6.222 | 5.641 | 703 | 1102 | 3216 | 1278 | 1702 | 4131 | 3 | 3 | 3.5 | 3.881 | 4.489 | 5.316 | 4.324 | 4.904 | 5.376 | 5078 | 1852 | 272 | 1559 | 795 | 175 | 2 | 2.5 | 3.5 | No | - | - | - | - | N/A | N/A | N/A | 14.18 | 3.3567 | 3.8227
[SEER Non Multi-Split <=65kW] GEMS (Air Conditioners up to 65kW) Determination 2019 | MEPS 2019 | AS/NZS 3823.1.1:2012 | RZAV125FY1 / FCA125CVMA |  | N/A | DAIKIN | N/A | Non Ducted | Single Split System | Cassette | Air | Air | Thailand | 3.247 | N/A | 12.5 | N/A | N/A | N/A | N/A | N/A | 3.409 | 15 | Calorimeter Room | 3.9226 | 4.3669 | N/A | - | N/A | N/A | N/A | N/A | N/A | N/A | N/A | N/A | N/A | N/A | N/A | N/A | N/A | N/A | N/A | N/A | N/A | Three | R32 | Australia,New Zealand | 139545 | 2026-07-01 |  | Approved | Reverse Cycle | N/A | Yes | Class 11 | Yes | N/A | N/A | N/A | N/A | N/A | N/A | N/A | Available | N/A | N/A | http://www.daikin.com.au/ | http://www.daikin.com.au | N/A |  |  | AAC6130 | Yes | Variable output compressor | Inverter | No | - | 12500 | 3.247 | - | 1114 | 6400 | Yes | 493 | 3100 | - | 2967.758 | 13462.5 | Yes | 820 | 6300 | - | 419 | 3400 | 15000 | 3.409 | 1299 | 7600 | Yes | 621 | 3500 | Yes | 3893 | 13700 | No | - | - | No | - | - | - | - | - | No | - | - | No | - | - | No | - | - | 63 | 69 | 5.689 | 5.455 | 6.096 | 8.466 | 7.406 | 7.024 | 585 | 930 | 2652 | 1051 | 1425 | 3312 | 4 | 3.5 | 4.5 | 4.333 | 4.93 | 5.635 | 4.708 | 5.234 | 5.638 | 4552 | 1690 | 259 | 1434 | 747 | 168 | 2.5 | 3 | 4 | No | - | - | - | - | N/A | N/A | N/A | 14.18 | 3.7937 | 4.3391
[SEER Non Multi-Split <=65kW] (Air Conditioners up to 65kW) EE Regulations 2020 Schedule 2A | MEPS 2019 | AS/NZS 3823.1.1:2012 | RZAV125FY1 / FCTA125AVMA |  | N/A | DAIKIN | N/A | Non Ducted | Single Split System | Cassette | Air | Air | Thailand | 3.247 | N/A | 12.5 | N/A | N/A | N/A | N/A | N/A | 3.409 | 15 | Calorimeter Room | 3.815 | 4.314 | N/A | - | N/A | N/A | N/A | N/A | N/A | N/A | N/A | N/A | N/A | N/A | N/A | N/A | N/A | N/A | N/A | N/A | N/A | Three | R32 | New Zealand | 153733 | 2123-04-02 |  | Approved | Reverse Cycle | N/A | No | Class 11 | No | N/A | N/A | N/A | N/A | N/A | N/A | N/A | Available | N/A | N/A | http://www.daikin.co.nz | https://www.daikin.co.nz/ | N/A |  |  | ZAC0790 | Yes | Variable output compressor | Inverter | No | - | 12500 | 3.247 | - | 1114 | 6400 | Yes | 493 | 3100 | - | - | - | Yes | 820 | 6300 | - | 419 | 3400 | 15000 | 3.409 | 1299 | 7600 | Yes | 621 | 3500 | Yes | 3893 | 13700 | No | - | - | No | - | - | - | - | - | No | - | - | No | - | - | No | - | - | 63 | 69 | 5.628 | 5.41 | 6.079 | 3.175 | 2.209 | 7.011 | 589 | 935 | 2656 | 1055 | 1429 | 3316 | 4 | 3.5 | 4.5 | 4.333 | 4.93 | 5.635 | 4.708 | 5.628 | 5.628 | 4555 | 1693 | 262 | 1437 | 749 | 171 | 2.5 | 3 | 4 | No | - | - | - | - | N/A | N/A | N/A | 15.38 | 3.789 | 4.334
[SEER Non Multi-Split <=65kW] (Air Conditioners up to 65kW) EE Regulations 2020 Schedule 2A | MEPS 2019 | AS/NZS 3823.1.2:2012 | RZAV125FY1 / FDMA125AV1A |  | N/A | Daikin | N/A | Ducted | Single Split System | - | Air | Air | Thailand | 3.77 | N/A | 12.5 | N/A | N/A | N/A | N/A | N/A | 4.05 | 15 | Calorimeter Room | 3.6096 | 3.8017 | N/A | - | N/A | N/A | N/A | N/A | N/A | N/A | N/A | N/A | N/A | N/A | N/A | N/A | N/A | N/A | N/A | N/A | N/A | Three | R32 | New Zealand | 140876 | 2121-08-26 |  | Approved | Reverse Cycle | N/A | Yes | Class 11 | Yes | N/A | N/A | N/A | N/A | N/A | N/A | N/A | Available | N/A | N/A | http://www.daikin.co.nz | https://www.daikin.co.nz | N/A |  |  | ZAC0762 | Yes | Variable output compressor | Inverter | No | - | 12500 | 3.77 | - | 1234 | 6400 | Yes | 558 | 3000 | - | - | - | Yes | 995 | 6400 | - | 454 | 3300 | 15000 | 4.05 | 1490 | 7600 | Yes | 686 | 3700 | Yes | 4106 | 13000 | No | - | - | No | - | - | - | - | - | No | - | - | No | - | - | No | - | - | - | 69 | 4.935 | 4.737 | 5.164 | 7.25 | 6.418 | 5.797 | 680 | 1077 | 3137 | 1232 | 1649 | 4020 | 3 | 3 | 3.5 | 3.787 | 4.337 | 5.15 | 4.221 | 4.761 | 5.22 | 5204 | 1916 | 280 | 1596 | 818 | 180 | 2 | 2.5 | 3.5 | No | - | - | - | - | N/A | N/A | N/A | 14.18 | 3.274 | 3.6604
[SEER Non Multi-Split <=65kW] GEMS (Air Conditioners up to 65kW) Determination 2019 | MEPS 2019 | AS/NZS 3823.1.1:2012 | RZAV125FY1 / FHA125BVMA |  | N/A | DAIKIN | N/A | Non Ducted | Single Split System | Under ceiling | Air | Air | Thailand | 3.655 | N/A | 12.5 | N/A | N/A | N/A | N/A | N/A | 4.213 | 15 | Calorimeter Room | 3.3797 | 3.6138 | N/A | - | N/A | N/A | N/A | N/A | N/A | N/A | N/A | N/A | N/A | N/A | N/A | N/A | N/A | N/A | N/A | N/A | N/A | Three | R32 | Australia,New Zealand | 139553 | 2026-07-01 |  | Approved | Reverse Cycle | N/A | Yes | Class 11 | Yes | N/A | N/A | N/A | N/A | N/A | N/A | N/A | Available | N/A | N/A | http://www.daikin.com.au/ | http://www.daikin.com.au | N/A |  |  | AAC6126 | Yes | Variable output compressor | Inverter | No | - | 12500 | 3.655 | - | 1300 | 6300 | Yes | 512 | 3100 | - | 3340.67 | 13462.5 | Yes | 984 | 6300 | - | 412 | 3300 | 15000 | 4.213 | 1418 | 7500 | Yes | 651 | 3700 | Yes | 4055 | 12200 | No | - | - | No | - | - | - | - | - | No | - | - | No | - | - | No | - | - | 62 | 69 | 5.034 | 4.852 | 5.316 | 7.714 | 6.717 | 6.083 | 666 | 1050 | 3046 | 1156 | 1574 | 3829 | 3.5 | 3 | 3.5 | 3.684 | 4.344 | 5.363 | 4.208 | 4.871 | 5.463 | 5349 | 1913 | 270 | 1601 | 800 | 173 | 2 | 2.5 | 3.5 | No | - | - | - | - | N/A | N/A | N/A | 14.18 | 3.3757 | 3.5204
[SEER Non Multi-Split <=65kW] GEMS (Air Conditioners up to 65kW) Determination 2019 | MEPS 2019 | AS/NZS 3823.1.2:2012 | RZAV140CV1 / FBA140BVMA |  | N/A | DAIKIN | 3.833 | Ducted | Single Split System | - | Air | Air | Thailand | 4.08 | 10.167 | 14 | N/A | N/A | N/A | N/A | N/A | 4.51 | 16 | Enthalpy Test Room | 3.488 | 3.5146 | Yes | - | N/A | 13.7 | 13.1 | N/A | N/A | N/A | N/A | N/A | 3.4451 | 3.4781 | N/A | N/A | N/A | N/A | N/A | N/A | Enthalpy Test Room | Single | R32 | Australia,New Zealand | 132856 | 2026-01-25 |  | Approved | Reverse Cycle | N/A | No | Class 11 | Yes | N/A | Yes | N/A | N/A | N/A | KRP59M51, EKMKSA2 | 3.485 | Available | N/A | N/A | http://www.daikin.com.au/ | http://www.daikin.com.au | Yes |  |  | AAC5714 | Yes | Variable output compressor | Inverter | No | - | 14000 | 4.08 | - | 1500 | 7000 | No | - | - | - | 3729.12 | 15078 | No | 1371 | 7539 | No | - | - | 16000 | 4.51 | 1720 | 8000 | No | - | - | Yes | 4900 | 14000 | No | - | - | No | - | - | - | - | - | No | - | - | No | - | - | No | - | - | - | - | 4.364 | 4.236 | 4.608 | 5.336 | 5.01 | 4.946 | 869 | 1358 | 3946 | 1890 | 2378 | 5285 | 2.5 | 2.5 | 3 | 3.431 | 3.849 | 4.269 | 3.659 | 4.018 | 4.271 | 6120 | 2295 | 350 | 1957 | 1026 | 225 | 1.5 | 2 | 2.5 | No | - | - | - | - | N/A | N/A | N/A | 14.18 | 3.3915 | 3.5104
[SEER Non Multi-Split <=65kW] GEMS (Air Conditioners up to 65kW) Determination 2019 | MEPS 2019 | AS/NZS 3823.1.1:2012 | RZAV140CV1 / FCA140CVMA |  | N/A | DAIKIN | 3.601 | Non Ducted | Single Split System | Cassette | Air | Air | Thailand | 3.7 | 10.399 | 14 | N/A | N/A | N/A | N/A | N/A | 4.02 | 16 | Enthalpy Test Room | 3.7808 | 3.8735 | Yes | - | N/A | 13.7 | 13.1 | N/A | N/A | N/A | N/A | N/A | 3.729 | 3.8322 | N/A | N/A | N/A | N/A | N/A | N/A | Enthalpy Test Room | Single | R32 | Australia,New Zealand | 132297 | 2026-01-12 |  | Approved | Reverse Cycle | N/A | No | Class 11 | Yes | N/A | Yes | N/A | N/A | N/A | KRP59M51, EKMKSA2 | 3.7757 | Available | N/A | N/A | http://www.daikin.com.au/ | http://www.daikin.com.au | Yes |  |  | AAC5634 | Yes | Variable output compressor | Inverter | No | - | 14000 | 3.7 | - | 1410 | 7000 | No | - | - | - | 3381.8 | 15078 | No | 1288.74 | 7539 | No | - | - | 16000 | 4.02 | 1640 | 8000 | No | - | - | Yes | 4600 | 14000 | No | - | - | No | - | - | - | - | - | No | - | - | No | - | - | No | - | - | - | - | 4.661 | 4.548 | 4.964 | 5.695 | 5.362 | 5.321 | 812 | 1262 | 3660 | 1769 | 2220 | 4911 | 3 | 3 | 3 | 3.655 | 4.112 | 4.49 | 3.869 | 4.252 | 4.485 | 5748 | 2151 | 334 | 1853 | 971 | 216 | 2 | 2.5 | 2.5 | No | - | - | - | - | N/A | N/A | N/A | 14.18 | 3.7354 | 3.9332
[SEER Non Multi-Split <=65kW] GEMS (Air Conditioners up to 65kW) Determination 2019 | MEPS 2019 | AS/NZS 3823.1.1:2012 | RZAV140CV1 / FHA140BVMA |  | N/A | DAIKIN | 3.976 | Non Ducted | Single Split System | Floor/Ceiling | Air | Air | Thailand | 4.13 | 10.025 | 14 | N/A | N/A | N/A | N/A | N/A | 4.76 | 16 | Enthalpy Test Room | 3.6595 | 3.3599 | Yes | - | N/A | 13.7 | 13.1 | N/A | N/A | N/A | N/A | N/A | 3.6165 | 3.3311 | N/A | N/A | N/A | N/A | N/A | N/A | Enthalpy Test Room | Single | R32 | Australia,New Zealand | 136843 | 2026-04-23 |  | Approved | Reverse Cycle | N/A | No | Class 11 | Yes | N/A | Yes | N/A | N/A | N/A | KRP59M51, EKMKSA2 | 3.6605 | Available | N/A | N/A | http://www.daikin.com.au/ | http://www.daikin.com.au | Yes |  |  | AAC5916 | Yes | Variable output compressor | Inverter | No | - | 14000 | 4.13 | - | 1450 | 7000 | No | - | - | - | 3774.82 | 15078 | No | 1325.3 | 7539 | No | - | - | 16000 | 4.76 | 1700 | 8000 | No | - | - | Yes | 5000 | 13900 | No | - | - | No | - | - | - | - | - | No | - | - | No | - | - | No | - | - | - | - | 4.446 | 4.297 | 4.678 | 5.473 | 5.123 | 5.036 | 853 | 1338 | 3887 | 1842 | 2325 | 5190 | 2.5 | 2.5 | 3 | 3.379 | 3.814 | 4.308 | 3.64 | 4.022 | 4.317 | 6215 | 2316 | 347 | 1967 | 1025 | 223 | 1.5 | 2 | 2.5 | No | - | - | - | - | N/A | N/A | N/A | 14.18 | 3.3509 | 3.3278
[SEER Non Multi-Split <=65kW] GEMS (Air Conditioners up to 65kW) Determination 2019 | MEPS 2019 | AS/NZS 3823.1.2:2012 | RZAV140CY1 / FBA140BVMA |  | N/A | DAIKIN | 3.833 | Ducted | Single Split System | - | Air | Air | Thailand | 4.08 | 10.167 | 14 | N/A | N/A | N/A | N/A | N/A | 4.51 | 16 | Enthalpy Test Room | 3.5206 | 3.5443 | Yes | - | N/A | 13.7 | 13.1 | N/A | N/A | N/A | N/A | N/A | 3.4451 | 3.4781 | N/A | N/A | N/A | N/A | N/A | N/A | Enthalpy Test Room | Three | R32 | Australia,New Zealand | 132928 | 2026-02-24 |  | Approved | Reverse Cycle | N/A | No | Class 11 | Yes | N/A | Yes | N/A | N/A | N/A | KRP58M51, EKMKSA2 | 3.485 | Available | N/A | N/A | http://www.daikin.com.au/ | http://www.daikin.com.au | Yes |  |  | AAC5802 | Yes | Variable output compressor | Inverter | No | - | 14000 | 4.08 | - | 1500 | 7000 | No | - | - | - | 3729.12 | 15078 | No | 1371 | 7539 | No | - | - | 16000 | 4.51 | 1720 | 8000 | No | - | - | Yes | 4900 | 14000 | No | - | - | No | - | - | - | - | - | No | - | - | No | - | - | No | - | - | - | - | 4.364 | 4.236 | 4.608 | 5.336 | 5.01 | 4.946 | 869 | 1358 | 3946 | 1890 | 2378 | 5285 | 2.5 | 2.5 | 3 | 3.431 | 3.849 | 4.269 | 3.659 | 4.018 | 4.271 | 6120 | 2295 | 350 | 1957 | 1026 | 225 | 1.5 | 2 | 2.5 | No | - | - | - | - | N/A | N/A | N/A | 14.18 | 3.3915 | 3.5104
[SEER Non Multi-Split <=65kW] GEMS (Air Conditioners up to 65kW) Determination 2019 | MEPS 2019 | AS/NZS 3823.1.1:2012 | RZAV140CY1 / FCA140CVMA |  | N/A | DAIKIN | 3.601 | Non Ducted | Single Split System | Cassette | Air | Air | Thailand | 3.7 | 10.399 | 14 | N/A | N/A | N/A | N/A | N/A | 4.02 | 16 | Enthalpy Test Room | 3.8146 | 3.8121 | Yes | - | N/A | 13.7 | 13.1 | N/A | N/A | N/A | N/A | N/A | 3.729 | 3.8322 | N/A | N/A | N/A | N/A | N/A | N/A | Enthalpy Test Room | Three | R32 | Australia,New Zealand | 132388 | 2026-03-10 |  | Approved | Reverse Cycle | N/A | No | Class 11 | Yes | N/A | Yes | N/A | N/A | N/A | KRP58M51, EKMKSA2 | 3.7757 | Available | N/A | N/A | http://www.daikin.com.au/ | http://www.daikin.com.au | Yes |  |  | AAC5822 | Yes | Variable output compressor | Inverter | No | - | 14000 | 3.7 | - | 1410 | 7000 | No | - | - | - | 3381.8 | 15078 | No | 1288.74 | 7539 | No | - | - | 16000 | 4.02 | 1640 | 8000 | No | - | - | Yes | 4600 | 14000 | No | - | - | No | - | - | - | - | - | No | - | - | No | - | - | No | - | - | - | - | 4.661 | 4.548 | 4.964 | 5.695 | 5.362 | 5.321 | 812 | 1262 | 3660 | 1769 | 2220 | 4911 | 3 | 3 | 3 | 3.655 | 4.112 | 4.49 | 3.869 | 4.252 | 4.485 | 5748 | 2151 | 334 | 1853 | 971 | 216 | 2 | 2.5 | 2.5 | No | - | - | - | - | N/A | N/A | N/A | 14.18 | 3.7354 | 3.9332
[SEER Non Multi-Split <=65kW] GEMS (Air Conditioners up to 65kW) Determination 2019 | MEPS 2019 | AS/NZS 3823.1.1:2012 | RZAV140CY1 / FHA140BVMA |  | N/A | DAIKIN | 3.975 | Non Ducted | Single Split System | Floor/Ceiling | Air | Air | Thailand | 4.13 | 10.025 | 14 | N/A | N/A | N/A | N/A | N/A | 4.76 | 16 | Enthalpy Test Room | 3.6938 | 3.3859 | Yes | - | N/A | 13.7 | 13.1 | N/A | N/A | N/A | N/A | N/A | 3.6165 | 3.3311 | N/A | N/A | N/A | N/A | N/A | N/A | Enthalpy Test Room | Three | R32 | Australia,New Zealand | 133022 | 2026-03-10 |  | Approved | Reverse Cycle | N/A | No | Class 11 | Yes | N/A | Yes | N/A | N/A | N/A | KRP58M51, EKMKSA2 | 3.6605 | Available | N/A | N/A | http://www.daikin.com.au/ | http://www.daikin.com.au | Yes |  |  | AAC5827 | Yes | Variable output compressor | Inverter | No | - | 14000 | 4.13 | - | 1450 | 7000 | No | - | - | - | 3774.82 | 15078 | No | 1325.3 | 7539 | No | - | - | 16000 | 4.76 | 1700 | 8000 | No | - | - | Yes | 5000 | 13900 | No | - | - | No | - | - | - | - | - | No | - | - | No | - | - | No | - | - | - | - | 4.446 | 4.297 | 4.678 | 5.473 | 5.123 | 5.036 | 853 | 1338 | 3887 | 1842 | 2325 | 5190 | 2.5 | 2.5 | 3 | 3.379 | 3.814 | 4.308 | 3.64 | 4.022 | 4.317 | 6215 | 2316 | 347 | 1967 | 1025 | 223 | 1.5 | 2 | 2.5 | No | - | - | - | - | N/A | N/A | N/A | 14.18 | 3.3509 | 3.3278
[SEER Non Multi-Split <=65kW] GEMS (Air Conditioners up to 65kW) Determination 2019 | MEPS 2019 | AS/NZS 3823.1.2:2012 | RZAV140F2V1 / FBA140BVMA |  | N/A | DAIKIN | N/A | Ducted | Single Split System | - | Air | Air | Thailand | 4.28 | N/A | 14 | N/A | N/A | N/A | N/A | N/A | 4.521 | 16.5 | Calorimeter Room | 3.1608 | 3.5779 | N/A | - | N/A | N/A | N/A | N/A | N/A | N/A | N/A | N/A | N/A | N/A | N/A | N/A | N/A | N/A | N/A | N/A | N/A | Single | R32 | Australia,New Zealand | 144587 | 2027-02-24 |  | Approved | Reverse Cycle | N/A | Yes | Class 11 | Yes | N/A | N/A | N/A | N/A | N/A | N/A | N/A | Available | N/A | N/A | http://www.daikin.com.au/ | http://www.daikin.com.au | N/A |  |  | AAC6493 | Yes | Variable output compressor | Inverter | No | - | 14000 | 4.28 | - | 1532 | 7100 | Yes | 575 | 2900 | - | 3911.92 | 15078 | Yes | 1216 | 7100 | - | 468 | 3200 | 16500 | 4.521 | 1624 | 8400 | Yes | 654 | 3600 | Yes | 4902 | 14500 | No | - | - | No | - | - | - | - | - | No | - | - | No | - | - | No | - | - | - | 70 | 4.692 | 4.533 | 4.902 | 6.883 | 6.091 | 5.499 | 805 | 1266 | 3706 | 1457 | 1950 | 4750 | 3 | 3 | 3 | 3.765 | 4.352 | 5.241 | 4.246 | 4.839 | 5.352 | 5755 | 2098 | 301 | 1744 | 884 | 192 | 2 | 2.5 | 3.5 | No | - | - | - | - | N/A | N/A | N/A | 14.68 | 3.2335 | 3.61
[SEER Non Multi-Split <=65kW] GEMS (Air Conditioners up to 65kW) Determination 2019 | MEPS 2019 | AS/NZS 3823.1.1:2012 | RZAV140F2V1 / FCA140CVMA |  | N/A | DAIKIN | N/A | Non Ducted | Single Split System | Cassette | Air | Air | Thailand | 3.704 | N/A | 14 | N/A | N/A | N/A | N/A | N/A | 4.024 | 16.5 | Calorimeter Room | 3.5909 | 4.1029 | N/A | - | N/A | N/A | N/A | N/A | N/A | N/A | N/A | N/A | N/A | N/A | N/A | N/A | N/A | N/A | N/A | N/A | N/A | Single | R32 | Australia,New Zealand | 144513 | 2027-02-24 |  | Approved | Reverse Cycle | N/A | Yes | Class 11 | Yes | N/A | N/A | N/A | N/A | N/A | N/A | N/A | Available | N/A | N/A | http://www.daikin.com.au/ | http://www.daikin.com.au | N/A |  |  | AAC6474 | Yes | Variable output compressor | Inverter | No | - | 14000 | 3.704 | - | 1290 | 7100 | Yes | 499 | 3200 | - | 3385.456 | 15078 | Yes | 974 | 7100 | - | 423 | 3500 | 16500 | 4.024 | 1461 | 8400 | Yes | 614 | 3500 | Yes | 4685 | 15400 | No | - | - | No | - | - | - | - | - | No | - | - | No | - | - | No | - | - | 63 | 70 | 5.576 | 5.354 | 5.911 | 8.243 | 7.252 | 6.749 | 672 | 1065 | 3067 | 1212 | 1633 | 3865 | 4 | 3.5 | 4 | 4.217 | 4.805 | 5.628 | 4.656 | 5.211 | 5.686 | 5142 | 1904 | 283 | 1593 | 823 | 182 | 2.5 | 3 | 4 | No | - | - | - | - | N/A | N/A | N/A | 14.68 | 3.7297 | 4.0505
[SEER Non Multi-Split <=65kW] GEMS (Air Conditioners up to 65kW) Determination 2019 | MEPS 2019 | AS/NZS 3823.1.1:2012 | RZAV140F2V1 / FCTA140AVMA |  | N/A | DAIKIN | N/A | Non Ducted | Single Split System | Cassette | Air | Air | Thailand | 3.704 | N/A | 14 | N/A | N/A | N/A | N/A | N/A | 4.024 | 16.5 | Calorimeter Room | 3.5774 | 4.0793 | N/A | - | N/A | N/A | N/A | N/A | N/A | N/A | N/A | N/A | N/A | N/A | N/A | N/A | N/A | N/A | N/A | N/A | N/A | Single | R32 | Australia,New Zealand | 150457 | 2027-10-18 |  | Approved | Reverse Cycle | N/A | Yes | Class 11 | Yes | N/A | N/A | N/A | N/A | N/A | N/A | N/A | Available | N/A | N/A | http://www.daikin.com.au/ | http://www.daikin.com.au | N/A |  |  | AAC7104 | Yes | Variable output compressor | Inverter | No | - | 14000 | 3.704 | - | 1290 | 7100 | Yes | 499 | 3200 | - | 3385.456 | 15078 | Yes | 974 | 7100 | - | 423 | 3500 | 16500 | 4.024 | 1461 | 8400 | Yes | 614 | 3500 | Yes | 4685 | 15400 | No | - | - | No | - | - | - | - | - | No | - | - | No | - | - | No | - | - | - | - | 5.524 | 5.316 | 5.897 | 8.202 | 7.225 | 6.738 | 676 | 1070 | 3072 | 1216 | 1637 | 3868 | 4 | 3.5 | 4 | 4.217 | 4.805 | 5.628 | 4.656 | 5.211 | 5.686 | 5145 | 1907 | 286 | 1595 | 825 | 185 | 2.5 | 3 | 4 | No | - | - | - | - | N/A | N/A | N/A | 15.88 | 3.7257 | 4.0464
[SEER Non Multi-Split <=65kW] GEMS (Air Conditioners up to 65kW) Determination 2019 | MEPS 2019 | AS/NZS 3823.1.1:2012 | RZAV140F2V1 / FHA140BVMA |  | N/A | DAIKIN | N/A | Non Ducted | Single Split System | Under ceiling | Air | Air | Thailand | 4.13 | N/A | 14 | N/A | N/A | N/A | N/A | N/A | 4.769 | 16.5 | Calorimeter Room | 3.2237 | 3.471 | N/A | - | N/A | N/A | N/A | N/A | N/A | N/A | N/A | N/A | N/A | N/A | N/A | N/A | N/A | N/A | N/A | N/A | N/A | Single | R32 | Australia,New Zealand | 144555 | 2027-02-27 |  | Approved | Reverse Cycle | N/A | Yes | Class 11 | Yes | N/A | N/A | N/A | N/A | N/A | N/A | N/A | Available | N/A | N/A | http://www.daikin.com.au/ | http://www.daikin.com.au | N/A |  |  | AAC6506 | Yes | Variable output compressor | Inverter | No | - | 14000 | 4.13 | - | 1467 | 7100 | Yes | 521 | 3100 | - | 3774.82 | 15078 | Yes | 1128 | 7100 | - | 418 | 3400 | 16500 | 4.769 | 1609 | 8400 | Yes | 666 | 3700 | Yes | 4818 | 13800 | No | - | - | No | - | - | - | - | - | No | - | - | No | - | - | No | - | - | 64 | 70 | 5.033 | 4.848 | 5.264 | 7.719 | 6.727 | 5.994 | 748 | 1181 | 3449 | 1296 | 1763 | 4356 | 3.5 | 3 | 3.5 | 3.641 | 4.278 | 5.274 | 4.159 | 4.804 | 5.388 | 5951 | 2134 | 299 | 1780 | 890 | 191 | 2 | 2.5 | 3.5 | No | - | - | - | - | N/A | N/A | N/A | 14.68 | 3.3496 | 3.4242
[SEER Non Multi-Split <=65kW] GEMS (Air Conditioners up to 65kW) Determination 2019 | MEPS 2019 | AS/NZS 3823.1.1:2012 | RZAV140F2V1 / FHA140CVMA |  | N/A | DAIKIN | N/A | Non Ducted | Single Split System | Under ceiling | Air | Air | Thailand | 4.13 | N/A | 14 | N/A | N/A | N/A | N/A | N/A | 4.769 | 16.5 | Calorimeter Room | 3.2471 | 3.4879 | N/A | - | N/A | N/A | N/A | N/A | N/A | N/A | N/A | N/A | N/A | N/A | N/A | N/A | N/A | N/A | N/A | N/A | N/A | Single | R32 | Australia,New Zealand | 151179 | 2027-11-23 |  | Approved | Reverse Cycle | N/A | Yes | Class 11 | Yes | N/A | N/A | N/A | N/A | N/A | N/A | N/A | Available | N/A | N/A | http://www.daikin.com.au/ | http://www.daikin.com.au | N/A |  |  | AAC7179 | Yes | Variable output compressor | Inverter | No | - | 14000 | 4.13 | - | 1467 | 7100 | Yes | 521 | 3100 | - | 3774.82 | 15078 | Yes | 1128 | 7100 | - | 418 | 3400 | 16500 | 4.769 | 1609 | 8400 | Yes | 666 | 3700 | Yes | 4818 | 13800 | No | - | - | No | - | - | - | - | - | No | - | - | No | - | - | No | - | - | - | - | 5.033 | 4.848 | 5.264 | 7.719 | 6.727 | 5.994 | 748 | 1181 | 3449 | 1296 | 1763 | 4356 | 3.5 | 3 | 3.5 | 3.641 | 4.278 | 5.274 | 4.159 | 4.804 | 5.388 | 5951 | 2134 | 299 | 1780 | 890 | 191 | 2 | 2.5 | 3.5 | No | - | - | - | - | N/A | N/A | N/A | 14.68 | 3.3496 | 3.4242
[SEER Non Multi-Split <=65kW] GEMS (Air Conditioners up to 65kW) Determination 2019 | MEPS 2019 | AS/NZS 3823.1.2:2012 | RZAV140F2Y1 / FBA140BVMA |  | N/A | DAIKIN | N/A | Ducted | Single Split System | - | Air | Air | Thailand | 4.28 | N/A | 14 | N/A | N/A | N/A | N/A | N/A | 4.521 | 16.5 | Calorimeter Room | 3.1914 | 3.6127 | N/A | - | N/A | N/A | N/A | N/A | N/A | N/A | N/A | N/A | N/A | N/A | N/A | N/A | N/A | N/A | N/A | N/A | N/A | Three | R32 | Australia,New Zealand | 144592 | 2027-02-22 |  | Approved | Reverse Cycle | N/A | Yes | Class 11 | Yes | N/A | N/A | N/A | N/A | N/A | N/A | N/A | Available | N/A | N/A | http://www.daikin.com.au/ | http://www.daikin.com.au | N/A |  |  | AAC6456 | Yes | Variable output compressor | Inverter | No | - | 14000 | 4.28 | - | 1532 | 7100 | Yes | 575 | 2900 | - | 3911.92 | 15078 | Yes | 1216 | 7100 | - | 468 | 3200 | 16500 | 4.521 | 1624 | 8400 | Yes | 654 | 3600 | Yes | 4902 | 14500 | No | - | - | No | - | - | - | - | - | No | - | - | No | - | - | No | - | - | - | 70 | 4.692 | 4.533 | 4.902 | 6.883 | 6.091 | 5.499 | 805 | 1266 | 3706 | 1457 | 1950 | 4750 | 3 | 3 | 3 | 3.765 | 4.352 | 5.241 | 4.246 | 4.839 | 5.352 | 5755 | 2098 | 301 | 1744 | 884 | 192 | 2 | 2.5 | 3.5 | No | - | - | - | - | N/A | N/A | N/A | 14.68 | 3.2335 | 3.61
[SEER Non Multi-Split <=65kW] GEMS (Air Conditioners up to 65kW) Determination 2019 | MEPS 2019 | AS/NZS 3823.1.1:2012 | RZAV140F2Y1 / FCA140CVMA |  | N/A | DAIKIN | N/A | Non Ducted | Single Split System | Cassette | Air | Air | Thailand | 3.704 | N/A | 14 | N/A | N/A | N/A | N/A | N/A | 4.024 | 16.5 | Calorimeter Room | 3.6259 | 4.1429 | N/A | - | N/A | N/A | N/A | N/A | N/A | N/A | N/A | N/A | N/A | N/A | N/A | N/A | N/A | N/A | N/A | N/A | N/A | Three | R32 | Australia,New Zealand | 144518 | 2027-02-22 |  | Approved | Reverse Cycle | N/A | Yes | Class 11 | Yes | N/A | N/A | N/A | N/A | N/A | N/A | N/A | Available | N/A | N/A | http://www.daikin.com.au/ | http://www.daikin.com.au | N/A |  |  | AAC6465 | Yes | Variable output compressor | Inverter | No | - | 14000 | 3.704 | - | 1290 | 7100 | Yes | 499 | 3200 | - | 3385.456 | 15078 | Yes | 974 | 7100 | - | 423 | 3500 | 16500 | 4.024 | 1461 | 8400 | Yes | 614 | 3500 | Yes | 4685 | 15400 | No | - | - | No | - | - | - | - | - | No | - | - | No | - | - | No | - | - | 63 | 70 | 5.576 | 5.354 | 5.785 | 8.243 | 7.252 | 6.749 | 672 | 1065 | 3067 | 1212 | 1633 | 3865 | 4 | 3.5 | 4 | 3.896 | 3.952 | 5.628 | 4.656 | 5.211 | 5.686 | 5142 | 1904 | 283 | 1593 | 823 | 182 | 2 | 2 | 4 | No | - | - | - | - | N/A | N/A | N/A | 14.68 | 3.7297 | 4.0505
[SEER Non Multi-Split <=65kW] GEMS (Air Conditioners up to 65kW) Determination 2019 | MEPS 2019 | AS/NZS 3823.1.1:2012 | RZAV140F2Y1 / FCTA140AVMA |  | N/A | DAIKIN | N/A | Non Ducted | Single Split System | Cassette | Air | Air | Thailand | 3.704 | N/A | 14 | N/A | N/A | N/A | N/A | N/A | 4.024 | 16.5 | Calorimeter Room | 3.5697 | 4.0857 | N/A | - | N/A | N/A | N/A | N/A | N/A | N/A | N/A | N/A | N/A | N/A | N/A | N/A | N/A | N/A | N/A | N/A | N/A | Three | R32 | Australia,New Zealand | 150458 | 2027-10-16 |  | Approved | Reverse Cycle | N/A | Yes | Class 11 | Yes | N/A | N/A | N/A | N/A | N/A | N/A | N/A | Available | N/A | N/A | http://www.daikin.com.au/ | http://www.daikin.com.au | N/A |  |  | AAC7095 | Yes | Variable output compressor | Inverter | No | - | 14000 | 3.704 | - | 1290 | 7100 | Yes | 499 | 3200 | - | 3385.456 | 15078 | Yes | 974 | 7100 | - | 423 | 3500 | 16500 | 4.024 | 1461 | 8400 | Yes | 614 | 3500 | Yes | 4685 | 15400 | No | - | - | No | - | - | - | - | - | No | - | - | No | - | - | No | - | - | - | - | 5.524 | 5.316 | 5.897 | 8.202 | 7.225 | 6.738 | 676 | 1070 | 3072 | 1216 | 1637 | 3868 | 4 | 3.5 | 4 | 4.217 | 4.805 | 5.628 | 4.656 | 5.211 | 5.686 | 5145 | 1907 | 286 | 1595 | 825 | 185 | 2.5 | 3 | 4 | No | - | - | - | - | N/A | N/A | N/A | 15.88 | 3.7257 | 4.0464
[SEER Non Multi-Split <=65kW] GEMS (Air Conditioners up to 65kW) Determination 2019 | MEPS 2019 | AS/NZS 3823.1.1:2012 | RZAV140F2Y1 / FHA140BVMA |  | N/A | DAIKIN | N/A | Non Ducted | Single Split System | Under ceiling | Air | Air | Thailand | 4.13 | N/A | 14 | N/A | N/A | N/A | N/A | N/A | 4.769 | 16.5 | Calorimeter Room | 3.2549 | 3.5052 | N/A | - | N/A | N/A | N/A | N/A | N/A | N/A | N/A | N/A | N/A | N/A | N/A | N/A | N/A | N/A | N/A | N/A | N/A | Three | R32 | Australia,New Zealand | 144560 | 2027-02-27 |  | Approved | Reverse Cycle | N/A | Yes | Class 11 | Yes | N/A | N/A | N/A | N/A | N/A | N/A | N/A | Available | N/A | N/A | http://www.daikin.com.au/ | http://www.daikin.com.au | N/A |  |  | AAC6514 | Yes | Variable output compressor | Inverter | No | - | 14000 | 4.13 | - | 1467 | 7100 | Yes | 521 | 3100 | - | 3774.82 | 15078 | Yes | 1128 | 7100 | - | 418 | 3400 | 16500 | 4.769 | 1609 | 8400 | Yes | 666 | 3700 | Yes | 4818 | 13800 | No | - | - | No | - | - | - | - | - | No | - | - | No | - | - | No | - | - | 64 | 70 | 5.033 | 4.848 | 5.264 | 7.719 | 6.727 | 5.994 | 748 | 1181 | 3449 | 1296 | 1763 | 4356 | 3.5 | 3 | 3.5 | 3.641 | 4.278 | 5.274 | 4.159 | 4.804 | 5.388 | 5951 | 2134 | 299 | 1780 | 890 | 191 | 2 | 2.5 | 3.5 | No | - | - | - | - | N/A | N/A | N/A | 14.68 | 3.3496 | 3.4242
[SEER Non Multi-Split <=65kW] GEMS (Air Conditioners up to 65kW) Determination 2019 | MEPS 2019 | AS/NZS 3823.1.1:2012 | RZAV140F2Y1 / FHA140CVMA |  | N/A | DAIKIN | N/A | Non Ducted | Single Split System | Under ceiling | Air | Air | Thailand | 4.13 | N/A | 14 | N/A | N/A | N/A | N/A | N/A | 4.769 | 16.5 | Calorimeter Room | 3.2437 | 3.4797 | N/A | - | N/A | N/A | N/A | N/A | N/A | N/A | N/A | N/A | N/A | N/A | N/A | N/A | N/A | N/A | N/A | N/A | N/A | Three | R32 | Australia,New Zealand | 151180 | 2027-11-20 |  | Approved | Reverse Cycle | N/A | Yes | Class 11 | Yes | N/A | N/A | N/A | N/A | N/A | N/A | N/A | Available | N/A | N/A | http://www.daikin.com.au/ | http://www.daikin.com.au | N/A |  |  | AAC7171 | Yes | Variable output compressor | Inverter | No | - | 14000 | 4.13 | - | 1467 | 7100 | Yes | 521 | 3100 | - | 3774.82 | 15078 | Yes | 1128 | 7100 | - | 418 | 3400 | 16500 | 4.769 | 1609 | 8400 | Yes | 666 | 3700 | Yes | 4818 | 13800 | No | - | - | No | - | - | - | - | - | No | - | - | No | - | - | No | - | - | - | - | 5.033 | 4.848 | 5.264 | 7.719 | 6.727 | 5.994 | 748 | 1181 | 3449 | 1296 | 1763 | 4356 | 3.5 | 3 | 3.5 | 3.641 | 4.278 | 5.274 | 4.159 | 4.804 | 5.388 | 5951 | 2134 | 299 | 1780 | 890 | 191 | 2 | 2.5 | 3.5 | No | - | - | - | - | N/A | N/A | N/A | 14.68 | 3.3496 | 3.4242
[SEER Non Multi-Split <=65kW] GEMS (Air Conditioners up to 65kW) Determination 2019 | MEPS 2019 | AS/NZS 3823.1.2:2012 | RZAV140FV1 / FBA140BVMA |  | N/A | DAIKIN | N/A | Ducted | Single Split System | - | Air | Air | Thailand | 4.28 | N/A | 14 | N/A | N/A | N/A | N/A | N/A | 4.521 | 16.5 | Calorimeter Room | 3.1608 | 3.5779 | N/A | - | N/A | N/A | N/A | N/A | N/A | N/A | N/A | N/A | N/A | N/A | N/A | N/A | N/A | N/A | N/A | N/A | N/A | Single | R32 | Australia,New Zealand | 139540 | 2026-06-29 |  | Approved | Reverse Cycle | N/A | Yes | Class 11 | Yes | N/A | N/A | N/A | N/A | N/A | N/A | N/A | Available | N/A | N/A | http://www.daikin.com.au/ | http://www.daikin.com.au | N/A |  |  | AAC6120 | Yes | Variable output compressor | Inverter | No | - | 14000 | 4.28 | - | 1532 | 7100 | Yes | 575 | 2900 | - | 3911.92 | 15078 | Yes | 1216 | 7100 | - | 468 | 3200 | 16500 | 4.521 | 1624 | 8400 | Yes | 654 | 3600 | Yes | 4902 | 14500 | No | - | - | No | - | - | - | - | - | No | - | - | No | - | - | No | - | - | - | 70 | 4.708 | 4.544 | 4.906 | 6.895 | 6.099 | 5.502 | 803 | 1264 | 3704 | 1456 | 1948 | 4748 | 3 | 3 | 3 | 3.765 | 4.352 | 5.241 | 4.246 | 4.839 | 5.352 | 5754 | 2097 | 300 | 1743 | 883 | 191 | 2 | 2.5 | 3.5 | No | - | - | - | - | N/A | N/A | N/A | 14.18 | 3.2348 | 3.6114
[SEER Non Multi-Split <=65kW] GEMS (Air Conditioners up to 65kW) Determination 2019 | MEPS 2019 | AS/NZS 3823.1.1:2012 | RZAV140FV1 / FCA140CVMA |  | N/A | DAIKIN | N/A | Non Ducted | Single Split System | Cassette | Air | Air | Thailand | 3.704 | N/A | 14 | N/A | N/A | N/A | N/A | N/A | 4.024 | 16.5 | Calorimeter Room | 3.5909 | 4.1029 | N/A | - | N/A | N/A | N/A | N/A | N/A | N/A | N/A | N/A | N/A | N/A | N/A | N/A | N/A | N/A | N/A | N/A | N/A | Single | R32 | Australia,New Zealand | 139548 | 2026-06-29 |  | Approved | Reverse Cycle | N/A | Yes | Class 11 | Yes | N/A | N/A | N/A | N/A | N/A | N/A | N/A | Available | N/A | N/A | http://www.daikin.com.au/ | http://www.daikin.com.au | N/A |  |  | AAC6124 | Yes | Variable output compressor | Inverter | No | - | 14000 | 3.704 | - | 1290 | 7100 | Yes | 499 | 3200 | - | 3385.456 | 15078 | Yes | 974 | 7100 | - | 423 | 3500 | 16500 | 4.024 | 1461 | 8400 | Yes | 614 | 3500 | Yes | 4685 | 15400 | No | - | - | No | - | - | - | - | - | No | - | - | No | - | - | No | - | - | 63 | 70 | 5.598 | 5.37 | 5.917 | 8.26 | 7.264 | 6.753 | 671 | 1063 | 3065 | 1211 | 1631 | 3863 | 4 | 3.5 | 4 | 4.217 | 4.805 | 5.628 | 4.656 | 5.211 | 5.686 | 5141 | 1902 | 281 | 1592 | 822 | 181 | 2.5 | 3 | 4 | No | - | - | - | - | N/A | N/A | N/A | 14.18 | 3.7314 | 4.0521
[SEER Non Multi-Split <=65kW] (Air Conditioners up to 65kW) EE Regulations 2020 Schedule 2A | MEPS 2019 | AS/NZS 3823.1.1:2012 | RZAV140FV1 / FCTA140AVMA |  | N/A | DAIKIN | N/A | Non Ducted | Single Split System | Cassette | Air | Air | Thailand | 3.704 | N/A | 14 | N/A | N/A | N/A | N/A | N/A | 4.024 | 16.5 | Calorimeter Room | 3.5774 | 4.0793 | N/A | - | N/A | N/A | N/A | N/A | N/A | N/A | N/A | N/A | N/A | N/A | N/A | N/A | N/A | N/A | N/A | N/A | N/A | Single | R32 | New Zealand | 153735 | 2123-04-02 |  | Approved | Reverse Cycle | N/A | No | Class 11 | No | N/A | N/A | N/A | N/A | N/A | N/A | N/A | Available | N/A | N/A | http://www.daikin.co.nz | https://www.daikin.co.nz/ | N/A |  |  | ZAC0789 | Yes | Variable output compressor | Inverter | No | - | 14000 | 3.704 | - | 1290 | 7100 | Yes | 499 | 3200 | - | - | - | Yes | 974 | 7100 | - | 423 | 3500 | 16500 | 4.024 | 1461 | 8400 | Yes | 614 | 3500 | Yes | 4685 | 15400 | No | - | - | No | - | - | - | - | - | No | - | - | No | - | - | No | - | - | 63 | 70 | 5.545 | 5.332 | 5.903 | 8.219 | 7.237 | 6.743 | 675 | 1068 | 3070 | 1214 | 1635 | 3867 | 4 | 3.5 | 4 | 4.217 | 4.708 | 5.628 | 4.656 | 5.211 | 5.686 | 5144 | 1906 | 284 | 1594 | 824 | 184 | 2.5 | 3 | 4 | No | - | - | - | - | N/A | N/A | N/A | 15.38 | 3.7274 | 4.0481
[SEER Non Multi-Split <=65kW] (Air Conditioners up to 65kW) EE Regulations 2020 Schedule 2A | MEPS 2019 | AS/NZS 3823.1.2:2012 | RZAV140FV1 / FDMA140AV1A |  | N/A | Daikin | N/A | Ducted | Single Split System | - | Air | Air | Thailand | 4.46 | N/A | 14 | N/A | N/A | N/A | N/A | N/A | 4.78 | 16.5 | Calorimeter Room | 3.1559 | 3.5022 | N/A | - | N/A | N/A | N/A | N/A | N/A | N/A | N/A | N/A | N/A | N/A | N/A | N/A | N/A | N/A | N/A | N/A | N/A | Single | R32 | New Zealand | 140880 | 2121-08-26 |  | Approved | Reverse Cycle | N/A | Yes | Class 11 | Yes | N/A | N/A | N/A | N/A | N/A | N/A | N/A | Available | N/A | N/A | http://www.daikin.co.nz | https://www.daikin.co.nz | N/A |  |  | ZAC0763 | Yes | Variable output compressor | Inverter | No | - | 14000 | 4.46 | - | 1345 | 7100 | Yes | 583 | 3600 | - | - | - | Yes | 1120 | 7200 | - | 454 | 3500 | 16500 | 4.78 | 1725 | 8500 | Yes | 685 | 3700 | Yes | 4977 | 14600 | No | - | - | No | - | - | - | - | - | No | - | - | No | - | - | No | - | - | - | 70 | 4.92 | 4.677 | 5.051 | 7.236 | 6.359 | 5.648 | 767 | 1227 | 3597 | 1386 | 1867 | 4625 | 3 | 3 | 3.5 | 3.651 | 4.184 | 5.071 | 4.129 | 4.686 | 5.196 | 5932 | 2179 | 308 | 1791 | 911 | 195 | 2 | 2.5 | 3.5 | No | - | - | - | - | N/A | N/A | N/A | 14.18 | 3.1056 | 3.4176
[SEER Non Multi-Split <=65kW] GEMS (Air Conditioners up to 65kW) Determination 2019 | MEPS 2019 | AS/NZS 3823.1.1:2012 | RZAV140FV1 / FHA140BVMA |  | N/A | DAIKIN | N/A | Non Ducted | Single Split System | Under ceiling | Air | Air | Thailand | 4.13 | N/A | 14 | N/A | N/A | N/A | N/A | N/A | 4.769 | 16.5 | Calorimeter Room | 3.2237 | 3.471 | N/A | - | N/A | N/A | N/A | N/A | N/A | N/A | N/A | N/A | N/A | N/A | N/A | N/A | N/A | N/A | N/A | N/A | N/A | Single | R32 | Australia,New Zealand | 139554 | 2026-07-07 |  | Approved | Reverse Cycle | N/A | Yes | Class 11 | Yes | N/A | N/A | N/A | N/A | N/A | N/A | N/A | Available | N/A | N/A | http://www.daikin.com.au/ | http://www.daikin.com.au | N/A |  |  | AAC6156 | Yes | Variable output compressor | Inverter | No | - | 14000 | 4.13 | - | 1467 | 7100 | Yes | 521 | 3100 | - | 3774.82 | 15078 | Yes | 1128 | 7100 | - | 418 | 3400 | 16500 | 4.769 | 1609 | 8400 | Yes | 666 | 3700 | Yes | 4818 | 13800 | No | - | - | No | - | - | - | - | - | No | - | - | No | - | - | No | - | - | 64 | 70 | 5.051 | 4.861 | 5.269 | 7.734 | 6.737 | 5.997 | 747 | 1179 | 3447 | 1295 | 1761 | 4354 | 3.5 | 3 | 3.5 | 3.641 | 4.278 | 5.274 | 4.159 | 4.804 | 5.388 | 5950 | 2132 | 298 | 1778 | 889 | 190 | 2 | 2.5 | 3.5 | No | - | - | - | - | N/A | N/A | N/A | 14.18 | 3.3509 | 3.4254
[SEER Non Multi-Split <=65kW] GEMS (Air Conditioners up to 65kW) Determination 2019 | MEPS 2019 | AS/NZS 3823.1.2:2012 | RZAV140FY1 / FBA140BVMA |  | N/A | DAIKIN | N/A | Ducted | Single Split System | - | Air | Air | Thailand | 4.28 | N/A | 14 | N/A | N/A | N/A | N/A | N/A | 4.521 | 16.5 | Calorimeter Room | 3.1914 | 3.6127 | N/A | - | N/A | N/A | N/A | N/A | N/A | N/A | N/A | N/A | N/A | N/A | N/A | N/A | N/A | N/A | N/A | N/A | N/A | Three | R32 | Australia,New Zealand | 139541 | 2026-07-01 |  | Approved | Reverse Cycle | N/A | Yes | Class 11 | Yes | N/A | N/A | N/A | N/A | N/A | N/A | N/A | Available | N/A | N/A | http://www.daikin.com.au/ | http://www.daikin.com.au | N/A |  |  | AAC6132 | Yes | Variable output compressor | Inverter | No | - | 14000 | 4.28 | - | 1532 | 7100 | Yes | 575 | 2900 | - | 3911.92 | 15078 | Yes | 1216 | 7100 | - | 468 | 3200 | 16500 | 4.521 | 1624 | 8400 | Yes | 654 | 3600 | Yes | 4902 | 14500 | No | - | - | No | - | - | - | - | - | No | - | - | No | - | - | No | - | - | - | 70 | 4.708 | 4.544 | 4.906 | 6.895 | 6.099 | 5.502 | 803 | 1264 | 3704 | 1456 | 1948 | 4748 | 3 | 3 | 3 | 3.765 | 4.352 | 5.241 | 4.246 | 4.839 | 5.352 | 5754 | 2097 | 300 | 1743 | 883 | 191 | 2 | 2.5 | 3.5 | No | - | - | - | - | N/A | N/A | N/A | 14.18 | 3.2348 | 3.6114
[SEER Non Multi-Split <=65kW] GEMS (Air Conditioners up to 65kW) Determination 2019 | MEPS 2019 | AS/NZS 3823.1.1:2012 | RZAV140FY1 / FCA140CVMA |  | N/A | DAIKIN | N/A | Non Ducted | Single Split System | Cassette | Air | Air | Thailand | 3.704 | N/A | 14 | N/A | N/A | N/A | N/A | N/A | 4.024 | 16.5 | Calorimeter Room | 3.6259 | 4.1429 | N/A | - | N/A | N/A | N/A | N/A | N/A | N/A | N/A | N/A | N/A | N/A | N/A | N/A | N/A | N/A | N/A | N/A | N/A | Three | R32 | Australia,New Zealand | 139549 | 2026-07-01 |  | Approved | Reverse Cycle | N/A | Yes | Class 11 | Yes | N/A | N/A | N/A | N/A | N/A | N/A | N/A | Available | N/A | N/A | http://www.daikin.com.au/ | http://www.daikin.com.au | N/A |  |  | AAC6128 | Yes | Variable output compressor | Inverter | No | - | 14000 | 3.704 | - | 1290 | 7100 | Yes | 499 | 3200 | - | 3385.456 | 15078 | Yes | 974 | 7100 | - | 423 | 3500 | 16500 | 4.024 | 1461 | 8400 | Yes | 614 | 3500 | Yes | 4685 | 15400 | No | - | - | No | - | - | - | - | - | No | - | - | No | - | - | No | - | - | 63 | 70 | 5.598 | 5.37 | 5.917 | 8.26 | 7.264 | 6.753 | 671 | 1063 | 3065 | 1211 | 1631 | 3863 | 4 | 3.5 | 4 | 4.217 | 4.805 | 5.628 | 4.656 | 5.211 | 5.686 | 5141 | 1902 | 281 | 1592 | 822 | 181 | 2.5 | 3 | 4 | No | - | - | - | - | N/A | N/A | N/A | 14.18 | 3.7314 | 4.0521
[SEER Non Multi-Split <=65kW] (Air Conditioners up to 65kW) EE Regulations 2020 Schedule 2A | MEPS 2019 | AS/NZS 3823.1.1:2012 | RZAV140FY1 / FCTA140AVMA |  | N/A | DAIKIN | N/A | Non Ducted | Single Split System | Cassette | Air | Air | Thailand | 3.704 | N/A | 14 | N/A | N/A | N/A | N/A | N/A | 4.024 | 16.5 | Calorimeter Room | 3.5697 | 4.0857 | N/A | - | N/A | N/A | N/A | N/A | N/A | N/A | N/A | N/A | N/A | N/A | N/A | N/A | N/A | N/A | N/A | N/A | N/A | Three | R32 | New Zealand | 153738 | 2123-04-02 |  | Approved | Reverse Cycle | N/A | No | Class 11 | No | N/A | N/A | N/A | N/A | N/A | N/A | N/A | Available | N/A | N/A | http://www.daikin.co.nz | https://www.daikin.co.nz/ | N/A |  |  | ZAC0788 | Yes | Variable output compressor | Inverter | No | - | 14000 | 3.704 | - | 1290 | 7100 | Yes | 499 | 3200 | - | - | - | Yes | 974 | 7100 | - | 423 | 3500 | 16500 | 4.024 | 1461 | 8400 | Yes | 614 | 3500 | Yes | 4685 | 15400 | No | - | - | No | - | - | - | - | - | No | - | - | No | - | - | No | - | - | 63 | 70 | 5.545 | 5.332 | 5.903 | 8.219 | 7.237 | 6.743 | 675 | 1068 | 3070 | 1214 | 1635 | 3867 | 4 | 3.5 | 4 | 4.217 | 4.805 | 5.628 | 4.656 | 5.211 | 5.686 | 5144 | 1906 | 284 | 1594 | 824 | 184 | 2.5 | 3 | 4 | No | - | - | - | - | N/A | N/A | N/A | 15.38 | 3.7274 | 4.0481
[SEER Non Multi-Split <=65kW] (Air Conditioners up to 65kW) EE Regulations 2020 Schedule 2A | MEPS 2019 | AS/NZS 3823.1.2:2012 | RZAV140FY1 / FDMA140AV1A |  | N/A | Daikin | N/A | Ducted | Single Split System | - | Air | Air | Thailand | 4.46 | N/A | 14 | N/A | N/A | N/A | N/A | N/A | 4.78 | 16.5 | Calorimeter Room | 3.1867 | 3.5363 | N/A | - | N/A | N/A | N/A | N/A | N/A | N/A | N/A | N/A | N/A | N/A | N/A | N/A | N/A | N/A | N/A | N/A | N/A | Three | R32 | New Zealand | 140881 | 2121-08-26 |  | Approved | Reverse Cycle | N/A | Yes | Class 11 | Yes | N/A | N/A | N/A | N/A | N/A | N/A | N/A | Available | N/A | N/A | http://www.daikin.co.nz | https://www.daikin.co.nz | N/A |  |  | ZAC0760 | Yes | Variable output compressor | Inverter | No | - | 14000 | 4.46 | - | 1345 | 7100 | Yes | 583 | 3600 | - | - | - | Yes | 1120 | 7200 | - | 454 | 3500 | 16500 | 4.78 | 1725 | 8500 | Yes | 685 | 3700 | Yes | 4977 | 14600 | No | - | - | No | - | - | - | - | - | No | - | - | No | - | - | No | - | - | - | 70 | 4.92 | 4.677 | 5.051 | 7.236 | 6.359 | 5.648 | 767 | 1227 | 3597 | 1386 | 1867 | 4625 | 3 | 3 | 3.5 | 3.651 | 4.184 | 5.071 | 4.129 | 4.686 | 5.196 | 5932 | 2179 | 308 | 1791 | 911 | 195 | 2 | 2.5 | 3.5 | No | - | - | - | - | N/A | N/A | N/A | 14.18 | 3.1056 | 3.4176
[SEER Non Multi-Split <=65kW] GEMS (Air Conditioners up to 65kW) Determination 2019 | MEPS 2019 | AS/NZS 3823.1.1:2012 | RZAV140FY1 / FHA140BVMA |  | N/A | DAIKIN | N/A | Non Ducted | Single Split System | - | Air | Air | Thailand | 4.13 | N/A | 14 | N/A | N/A | N/A | N/A | N/A | 4.769 | 16.5 | Calorimeter Room | 3.2549 | 3.5052 | N/A | - | N/A | N/A | N/A | N/A | N/A | N/A | N/A | N/A | N/A | N/A | N/A | N/A | N/A | N/A | N/A | N/A | N/A | Three | R32 | Australia,New Zealand | 139555 | 2026-07-12 |  | Approved | Reverse Cycle | N/A | Yes | Class 11 | Yes | N/A | N/A | N/A | N/A | N/A | N/A | N/A | Available | N/A | N/A | http://www.daikin.com.au/ | http://www.daikin.com.au | N/A |  |  | AAC6167 | Yes | Variable output compressor | Inverter | No | - | 14000 | 4.13 | - | 1467 | 7100 | Yes | 521 | 3100 | - | 3774.82 | 15078 | Yes | 1128 | 7100 | - | 418 | 3400 | 16500 | 4.769 | 1609 | 8400 | Yes | 666 | 3700 | Yes | 4818 | 13800 | No | - | - | No | - | - | - | - | - | No | - | - | No | - | - | No | - | - | 64 | 70 | 5.051 | 4.861 | 5.269 | 7.734 | 6.737 | 5.997 | 747 | 1179 | 3447 | 1295 | 1761 | 4354 | 3.5 | 3 | 3.5 | 3.641 | 4.278 | 5.274 | 4.159 | 4.804 | 5.388 | 5950 | 2132 | 298 | 1778 | 889 | 190 | 2 | 2.5 | 3.5 | No | - | - | - | - | N/A | N/A | N/A | 14.18 | 3.3509 | 3.4254
[SEER Non Multi-Split <=65kW] GEMS (Air Conditioners up to 65kW) Determination 2019 | MEPS 2019 | AS/NZS 3823.1.2:2012 | RZAV50C1V1 / FBA50BAVMA |  | N/A | DAIKIN | N/A | Ducted | Single Split System | - | Air | Air | Thailand | 1.37 | N/A | 5 | N/A | N/A | N/A | N/A | N/A | 1.41 | 6 | Enthalpy Test Room | 3.9496 | 4.5288 | N/A | - | N/A | N/A | N/A | N/A | N/A | N/A | N/A | N/A | N/A | N/A | N/A | N/A | N/A | N/A | N/A | N/A | N/A | Single | R32 | Australia,New Zealand | 144581 | 2027-02-24 |  | Approved | Reverse Cycle | N/A | Yes | Class 10 | Yes | N/A | N/A | N/A | N/A | N/A | N/A | N/A | Available | N/A | N/A | http://www.daikin.com.au/ | http://www.daikin.com.au | N/A |  |  | AAC6496 | Yes | Variable output compressor | Inverter | No | - | 5000 | 1.37 | - | 510 | 2500 | No | - | - | - | 1252.18 | 5385 | No | 466.14 | 2692.5 | No | - | - | 6000 | 1.41 | 550 | 3000 | No | - | - | Yes | 1550 | 5500 | No | - | - | No | - | - | - | - | - | No | - | - | No | - | - | No | - | - | - | 68 | 3.831 | 3.872 | 4.628 | 5.163 | 4.931 | 5.06 | 331 | 503 | 1376 | 676 | 841 | 1823 | 2 | 2 | 3 | 4.109 | 4.569 | 5.011 | 4.345 | 4.742 | 5.011 | 1942 | 755 | 140 | 642 | 350 | 95 | 2.5 | 3 | 3.5 | No | - | - | - | - | N/A | N/A | N/A | 15.845 | 3.5123 | 4.0996
[SEER Non Multi-Split <=65kW] GEMS (Air Conditioners up to 65kW) Determination 2019 | MEPS 2019 | AS/NZS 3823.1.1:2012 | RZAV50C1V1 / FCA50CAVMA |  | N/A | DAIKIN | N/A | Non Ducted | Single Split System | Cassette | Air | Air | Thailand | 1.11 | N/A | 5 | N/A | N/A | N/A | N/A | N/A | 1.27 | 6 | Enthalpy Test Room | 4.6473 | 5.0924 | N/A | - | N/A | N/A | N/A | N/A | N/A | N/A | N/A | N/A | N/A | N/A | N/A | N/A | N/A | N/A | N/A | N/A | N/A | Single | R32 | Australia,New Zealand | 144507 | 2027-02-24 |  | Approved | Reverse Cycle | N/A | Yes | Class 9 | Yes | N/A | N/A | N/A | N/A | N/A | N/A | N/A | Available | N/A | N/A | http://www.daikin.com.au/ | http://www.daikin.com.au | N/A |  |  | AAC6471 | Yes | Variable output compressor | Inverter | No | - | 5000 | 1.11 | - | 400 | 2500 | No | - | - | - | 1014.54 | 5385 | No | 365.6 | 2692.5 | No | - | - | 6000 | 1.27 | 470 | 3000 | No | - | - | Yes | 1400 | 5500 | No | - | - | No | - | - | - | - | - | No | - | - | No | - | - | No | - | - | 54 | 68 | 4.55 | 4.641 | 5.721 | 6.35 | 6.087 | 6.309 | 273 | 413 | 1106 | 543 | 675 | 1456 | 3 | 3 | 4 | 4.638 | 5.247 | 5.852 | 4.961 | 5.494 | 5.859 | 1724 | 663 | 126 | 566 | 306 | 86 | 3 | 3.5 | 4 | No | - | - | - | - | N/A | N/A | N/A | 15.845 | 4.2972 | 4.5332
[SEER Non Multi-Split <=65kW] GEMS (Air Conditioners up to 65kW) Determination 2019 | MEPS 2019 | AS/NZS 3823.1.1:2012 | RZAV50C1V1 / FHA50BAVMA |  | N/A | DAIKIN | N/A | Non Ducted | Single Split System | Under ceiling | Air | Air | Thailand | 1.42 | N/A | 5 | N/A | N/A | N/A | N/A | N/A | 1.66 | 6 | Enthalpy Test Room | 4.0814 | 3.689 | N/A | - | N/A | N/A | N/A | N/A | N/A | N/A | N/A | N/A | N/A | N/A | N/A | N/A | N/A | N/A | N/A | N/A | N/A | Single | R32 | Australia,New Zealand | 144549 | 2027-02-27 |  | Approved | Reverse Cycle | N/A | Yes | Class 9 | Yes | N/A | N/A | N/A | N/A | N/A | N/A | N/A | Available | N/A | N/A | http://www.daikin.com.au/ | http://www.daikin.com.au | N/A |  |  | AAC6503 | Yes | Variable output compressor | Inverter | No | - | 5000 | 1.42 | - | 420 | 2500 | No | - | - | - | 1297.88 | 5385 | No | 383.88 | 2692.5 | No | - | - | 6000 | 1.66 | 550 | 3000 | No | - | - | Yes | 1800 | 5500 | No | - | - | No | - | - | - | - | - | No | - | - | No | - | - | No | - | - | 54 | 68 | 4.211 | 4.191 | 5.083 | 5.922 | 5.585 | 5.65 | 298 | 462 | 1250 | 585 | 738 | 1629 | 2.5 | 2.5 | 3.5 | 3.823 | 4.328 | 4.979 | 4.156 | 4.61 | 4.998 | 2084 | 795 | 141 | 669 | 359 | 95 | 2 | 2.5 | 3 | No | - | - | - | - | N/A | N/A | N/A | 15.845 | 3.3932 | 3.5015
[SEER Non Multi-Split <=65kW] GEMS (Air Conditioners up to 65kW) Determination 2019 | MEPS 2019 | AS/NZS 3823.1.2:2012 | RZAV50C2V1 / FBA50BAVMA |  | N/A | DAIKIN | N/A | Ducted | Single Split System | - | Air | Air | Thailand | 1.37 | N/A | 5 | N/A | N/A | N/A | N/A | N/A | 1.41 | 6 | Enthalpy Test Room | 3.9496 | 4.5288 | N/A | - | N/A | N/A | N/A | N/A | N/A | N/A | N/A | N/A | N/A | N/A | N/A | N/A | N/A | N/A | N/A | N/A | N/A | Single | R32 | Australia,New Zealand | 149018 | 2027-09-04 |  | Approved | Reverse Cycle | N/A | Yes | Class 10 | Yes | N/A | N/A | N/A | N/A | N/A | N/A | N/A | Available | N/A | N/A | http://www.daikin.com.au/ | http://www.daikin.com.au | N/A |  |  | AAC6927 | Yes | Variable output compressor | Inverter | No | - | 5000 | 1.37 | - | 510 | 2500 | No | - | - | - | 1252.18 | 5385 | No | 466.14 | 2692.5 | No | - | - | 6000 | 1.41 | 550 | 3000 | No | - | - | Yes | 1550 | 5500 | No | - | - | No | - | - | - | - | - | No | - | - | No | - | - | No | - | - | - | - | 3.831 | 3.872 | 4.628 | 5.163 | 4.931 | 5.06 | 331 | 503 | 1376 | 676 | 841 | 1823 | 2 | 2 | 3 | 4.109 | 4.569 | 5.011 | 4.345 | 4.742 | 5.011 | 1942 | 755 | 140 | 642 | 350 | 95 | 2.5 | 3 | 3.5 | No | - | - | - | - | N/A | N/A | N/A | 15.845 | 3.5123 | 4.0996
[SEER Non Multi-Split <=65kW] GEMS (Air Conditioners up to 65kW) Determination 2019 | MEPS 2019 | AS/NZS 3823.1.1:2012 | RZAV50C2V1 / FCA50CAVMA |  | N/A | DAIKIN | N/A | Non Ducted | Single Split System | Cassette | Air | Air | Thailand | 1.11 | N/A | 5 | N/A | N/A | N/A | N/A | N/A | 1.27 | 6 | Enthalpy Test Room | 4.6473 | 5.0924 | N/A | - | N/A | N/A | N/A | N/A | N/A | N/A | N/A | N/A | N/A | N/A | N/A | N/A | N/A | N/A | N/A | N/A | N/A | Single | R32 | Australia,New Zealand | 149004 | 2027-09-04 |  | Approved | Reverse Cycle | N/A | Yes | Class 9 | Yes | N/A | N/A | N/A | N/A | N/A | N/A | N/A | Available | N/A | N/A | http://www.daikin.com.au/ | http://www.daikin.com.au | N/A |  |  | AAC6926 | Yes | Variable output compressor | Inverter | No | - | 5000 | 1.11 | - | 400 | 2500 | No | - | - | - | 1014.54 | 5385 | No | 365.6 | 2692.5 | No | - | - | 6000 | 1.27 | 470 | 3000 | No | - | - | Yes | 1400 | 5500 | No | - | - | No | - | - | - | - | - | No | - | - | No | - | - | No | - | - | - | - | 4.55 | 4.641 | 5.721 | 6.35 | 6.087 | 6.309 | 273 | 413 | 1106 | 543 | 675 | 1456 | 3 | 3 | 4 | 4.638 | 5.247 | 5.852 | 4.961 | 5.494 | 5.859 | 1724 | 663 | 126 | 566 | 306 | 86 | 3 | 3.5 | 4 | No | - | - | - | - | N/A | N/A | N/A | 15.845 | 4.2972 | 4.5332
[SEER Non Multi-Split <=65kW] GEMS (Air Conditioners up to 65kW) Determination 2019 | MEPS 2019 | AS/NZS 3823.1.1:2012 | RZAV50C2V1 / FCTA50AVMA |  | N/A | DAIKIN | N/A | Non Ducted | Single Split System | Cassette | Air | Air | Thailand | 1.11 | N/A | 5 | N/A | N/A | N/A | N/A | N/A | 1.27 | 6 | Enthalpy Test Room | 4.5677 | 5.0242 | N/A | - | N/A | N/A | N/A | N/A | N/A | N/A | N/A | N/A | N/A | N/A | N/A | N/A | N/A | N/A | N/A | N/A | N/A | Single | R32 | Australia,New Zealand | 150447 | 2027-11-23 |  | Approved | Reverse Cycle | N/A | Yes | Class 9 | Yes | N/A | N/A | N/A | N/A | N/A | N/A | N/A | Available | N/A | N/A | http://www.daikin.com.au/ | http://www.daikin.com.au | N/A |  |  | AAC7180 | Yes | Variable output compressor | Inverter | No | - | 5000 | 1.11 | - | 400 | 2500 | No | - | - | - | 1014.54 | 5385 | No | 365.6 | 2692.5 | No | - | - | 6000 | 1.27 | 470 | 3000 | No | - | - | Yes | 1400 | 5500 | No | - | - | No | - | - | - | - | - | No | - | - | No | - | - | No | - | - | - | - | 4.454 | 4.562 | 5.684 | 6.283 | 6.034 | 6.283 | 277 | 418 | 1110 | 547 | 679 | 1459 | 2.5 | 3 | 4 | 4.638 | 5.247 | 5.852 | 4.961 | 5.494 | 5.859 | 1727 | 666 | 129 | 568 | 309 | 88 | 3 | 3.5 | 4 | No | - | - | - | - | N/A | N/A | N/A | 17.045 | 4.2822 | 4.5194
[SEER Non Multi-Split <=65kW] GEMS (Air Conditioners up to 65kW) Determination 2019 | MEPS 2019 | AS/NZS 3823.1.1:2012 | RZAV50C2V1 / FHA50CAVMA |  | N/A | DAIKIN | N/A | Non Ducted | Single Split System | Under ceiling | Air | Air | Thailand | 1.42 | N/A | 5 | N/A | N/A | N/A | N/A | N/A | 1.66 | 6 | Enthalpy Test Room | 4.0649 | 3.7055 | N/A | - | N/A | N/A | N/A | N/A | N/A | N/A | N/A | N/A | N/A | N/A | N/A | N/A | N/A | N/A | N/A | N/A | N/A | Single | R32 | Australia,New Zealand | 149016 | 2027-09-05 |  | Approved | Reverse Cycle | N/A | Yes | Class 9 | Yes | N/A | N/A | N/A | N/A | N/A | N/A | N/A | Available | N/A | N/A | http://www.daikin.com.au/ | http://www.daikin.com.au | N/A |  |  | AAC6942 | Yes | Variable output compressor | Inverter | No | - | 5000 | 1.42 | - | 420 | 2500 | No | - | - | - | 1297.88 | 5385 | No | 383.88 | 2692.5 | No | - | - | 6000 | 1.66 | 550 | 3000 | No | - | - | Yes | 1800 | 5500 | No | - | - | No | - | - | - | - | - | No | - | - | No | - | - | No | - | - | - | - | 4.211 | 4.191 | 5.083 | 5.922 | 5.585 | 5.65 | 298 | 462 | 1250 | 585 | 738 | 1629 | 2.5 | 2.5 | 3.5 | 3.823 | 4.328 | 4.979 | 4.156 | 4.61 | 4.998 | 2084 | 795 | 141 | 669 | 359 | 95 | 2 | 2.5 | 3 | No | - | - | - | - | N/A | N/A | N/A | 15.845 | 3.3932 | 3.5015
[SEER Non Multi-Split <=65kW] GEMS (Air Conditioners up to 65kW) Determination 2019 | MEPS 2019 | AS/NZS 3823.1.2:2012 | RZAV50CAV1 / FBA50BAVMA |  | N/A | DAIKIN | N/A | Ducted | Single Split System | - | Air | Air | Thailand | 1.37 | N/A | 5 | N/A | N/A | N/A | N/A | N/A | 1.41 | 6 | Enthalpy Test Room | 3.9568 | 4.5556 | N/A | - | N/A | N/A | N/A | N/A | N/A | N/A | N/A | N/A | N/A | N/A | N/A | N/A | N/A | N/A | N/A | N/A | N/A | Single | R32 | Australia,New Zealand | 162946 | 2029-07-02 |  | Approved | Reverse Cycle | N/A | Yes | Class 10 | Yes | N/A | N/A | N/A | N/A | N/A | N/A | N/A | Available | N/A | N/A | http://www.daikin.com.au/ | http://www.daikin.com.au | N/A |  |  | AAC8325 | Yes | Variable output compressor | Inverter | No | - | 5000 | 1.37 | - | 510 | 2500 | No | - | - | - | 1252.18 | 5385 | No | 466.14 | 2692.5 | No | - | - | 6000 | 1.41 | 550 | 3000 | No | - | - | Yes | 1550 | 5500 | No | - | - | No | - | - | - | - | - | No | - | - | No | - | - | No | - | - | - | - | 3.835 | 3.875 | 4.629 | 5.166 | 4.933 | 5.061 | 331 | 503 | 1376 | 675 | 841 | 1823 | 2 | 2 | 3 | 4.109 | 4.569 | 5.011 | 4.345 | 4.742 | 5.011 | 1942 | 755 | 140 | 642 | 349 | 95 | 2.5 | 3 | 3.5 | No | - | - | - | - | N/A | N/A | N/A | 15.77 | 3.513 | 4.1003
[SEER Non Multi-Split <=65kW] GEMS (Air Conditioners up to 65kW) Determination 2019 | MEPS 2019 | AS/NZS 3823.1.1:2012 | RZAV50CAV1 / FCA50CAVMA |  | N/A | DAIKIN | 0.05 | Non Ducted | Single Split System | Cassette | Air | Air | Thailand | 1.11 | 4.95 | 5 | N/A | N/A | N/A | N/A | N/A | 1.27 | 6 | Enthalpy Test Room | 4.6328 | 5.0369 | Yes | - | N/A | 15.4 | 13.9 | N/A | N/A | N/A | N/A | N/A | 4.4219 | 4.8982 | N/A | N/A | N/A | N/A | N/A | N/A | Enthalpy Test Room | Single | R32 | Australia,New Zealand | 162943 | 2029-07-03 |  | Approved | Reverse Cycle | N/A | Yes | Class 9 | Yes | N/A | Yes | N/A | N/A | N/A | KRP58M6 | 4.633 | Available | N/A | N/A | http://www.daikin.com.au/ | http://www.daikin.com.au | Yes |  |  | AAC8328 | Yes | Variable output compressor | Inverter | No | - | 5000 | 1.11 | - | 400 | 2500 | No | - | - | - | 1014.54 | 5385 | No | 365.6 | 2692.5 | No | - | - | 6000 | 1.27 | 470 | 3000 | No | - | - | Yes | 1400 | 5500 | No | - | - | No | - | - | - | - | - | No | - | - | No | - | - | No | - | - | - | - | 4.556 | 4.646 | 5.723 | 6.355 | 6.09 | 6.311 | 273 | 413 | 1106 | 543 | 675 | 1455 | 3 | 3 | 4 | 4.638 | 5.247 | 5.852 | 4.961 | 5.494 | 5.859 | 1724 | 663 | 125 | 566 | 306 | 86 | 3 | 3.5 | 4 | No | - | - | - | - | N/A | N/A | N/A | 15.77 | 4.2981 | 4.5341
[SEER Non Multi-Split <=65kW] GEMS (Air Conditioners up to 65kW) Determination 2019 | MEPS 2019 | AS/NZS 3823.1.1:2012 | RZAV50CAV1 / FCTA50AVMA |  | N/A | DAIKIN | N/A | Non Ducted | Single Split System | Cassette | Air | Air | Thailand | 1.11 | N/A | 5 | N/A | N/A | N/A | N/A | N/A | 1.27 | 6 | Enthalpy Test Room | 4.5788 | 5.0369 | N/A | - | N/A | N/A | N/A | N/A | N/A | N/A | N/A | N/A | N/A | N/A | N/A | N/A | N/A | N/A | N/A | N/A | N/A | Single | R32 | Australia,New Zealand | 163025 | 2029-07-08 |  | Approved | Reverse Cycle | N/A | Yes | Class 9 | Yes | N/A | N/A | N/A | N/A | N/A | N/A | N/A | Available | N/A | N/A | http://www.daikin.com.au/ | http://www.daikin.com.au | N/A |  |  | AAC8336 | Yes | Variable output compressor | Inverter | No | - | 5000 | 1.11 | - | 400 | 2500 | No | - | - | - | 1014.54 | 5385 | No | 365.6 | 2692.5 | No | - | - | 6000 | 1.27 | 470 | 3000 | No | - | - | Yes | 1400 | 5500 | No | - | - | No | - | - | - | - | - | No | - | - | No | - | - | No | - | - | - | - | 4.46 | 4.567 | 5.686 | 6.287 | 6.037 | 6.285 | 277 | 417 | 1110 | 547 | 678 | 1459 | 2.5 | 3 | 4 | 4.638 | 5.247 | 5.852 | 4.961 | 5.494 | 5.859 | 1727 | 666 | 128 | 568 | 309 | 88 | 3 | 3.5 | 4 | No | - | - | - | - | N/A | N/A | N/A | 16.97 | 4.2832 | 4.5203
[SEER Non Multi-Split <=65kW] GEMS (Air Conditioners up to 65kW) Determination 2019 | MEPS 2019 | AS/NZS 3823.1.1:2012 | RZAV50CAV1 / FHA50CAVMA |  | N/A | DAIKIN | N/A | Non Ducted | Single Split System | Under ceiling | Air | Air | Thailand | 1.42 | N/A | 5 | N/A | N/A | N/A | N/A | N/A | 1.66 | 6 | Enthalpy Test Room | 3.9813 | 3.92 | N/A | - | N/A | N/A | N/A | N/A | N/A | N/A | N/A | N/A | N/A | N/A | N/A | N/A | N/A | N/A | N/A | N/A | N/A | Single | R32 | Australia,New Zealand | 162957 | 2029-07-18 |  | Approved | Reverse Cycle | N/A | Yes | Class 9 | Yes | N/A | N/A | N/A | N/A | N/A | N/A | N/A | Available | N/A | N/A | http://www.daikin.com.au/ | http://www.daikin.com.au | N/A |  |  | AAC8361 | Yes | Variable output compressor | Inverter | No | - | 5000 | 1.42 | - | 420 | 2500 | No | - | - | - | 1297.88 | 5385 | No | 383.88 | 2692.5 | No | - | - | 6000 | 1.66 | 550 | 3000 | No | - | - | Yes | 1800 | 5500 | No | - | - | No | - | - | - | - | - | No | - | - | No | - | - | No | - | - | - | - | 4.216 | 4.195 | 5.085 | 5.925 | 5.588 | 5.651 | 298 | 462 | 1249 | 585 | 738 | 1629 | 2.5 | 2.5 | 3.5 | 3.823 | 4.328 | 4.979 | 4.156 | 4.61 | 4.998 | 2084 | 795 | 140 | 669 | 359 | 95 | 2 | 2.5 | 3 | No | - | - | - | - | N/A | N/A | N/A | 15.77 | 3.3937 | 3.502
[SEER Non Multi-Split <=65kW] GEMS (Air Conditioners up to 65kW) Determination 2019 | MEPS 2019 | AS/NZS 3823.1.1:2012 | RZAV50CV1 / FAA50BAVMA |  | N/A | DAIKIN | 2.806 | Non Ducted | Single Split System | Wall Hung | Air | Air | Thailand | 1.45 | 7.195 | 5 | N/A | N/A | N/A | N/A | N/A | 1.61 | 6 | Enthalpy Test Room | 4.1026 | 4.2839 | Yes | - | N/A | 13.7 | 13.1 | N/A | N/A | N/A | N/A | N/A | 3.8845 | 3.8074 | N/A | N/A | N/A | N/A | N/A | N/A | Enthalpy Test Room | Single | R32 | Australia,New Zealand | 135290 | 2026-01-25 |  | Approved | Reverse Cycle | N/A | No | Class 9 | Yes | N/A | Yes | N/A | N/A | N/A | KRP58M51, EKMKSA2 | 3.9562 | Available | N/A | N/A | http://www.daikin.com.au/ | http://www.daikin.com.au | Yes |  |  | AAC5718 | Yes | Variable output compressor | Inverter | No | - | 5000 | 1.45 | - | 460 | 2500 | No | - | - | - | 1325.3 | 5385 | No | 420.44 | 2692.5 | No | - | - | 6000 | 1.61 | 510 | 3000 | No | - | - | Yes | 1500 | 5500 | No | - | - | No | - | - | - | - | - | No | - | - | No | - | - | No | - | - | - | - | 4.028 | 4.016 | 4.808 | 5.547 | 5.245 | 5.308 | 314 | 485 | 1324 | 628 | 789 | 1737 | 2.5 | 2.5 | 3 | 4.142 | 4.638 | 5.36 | 4.499 | 4.959 | 5.387 | 1926 | 743 | 132 | 620 | 335 | 90 | 2.5 | 3 | 3.5 | No | - | - | - | - | N/A | N/A | N/A | 15.345 | 3.3292 | 3.6104
[SEER Non Multi-Split <=65kW] GEMS (Air Conditioners up to 65kW) Determination 2019 | MEPS 2019 | AS/NZS 3823.1.2:2012 | RZAV50CV1 / FBA50BAVMA |  | N/A | DAIKIN | 0.66 | Ducted | Single Split System | - | Air | Air | Thailand | 1.37 | 4.34 | 5 | N/A | N/A | N/A | N/A | N/A | 1.41 | 6 | Enthalpy Test Room | 3.9496 | 4.5288 | Yes | - | N/A | 15.4 | 13.9 | N/A | N/A | N/A | N/A | N/A | 3.7971 | 4.3692 | N/A | N/A | N/A | N/A | N/A | N/A | Enthalpy Test Room | Single | R32 | Australia,New Zealand | 132850 | 2026-01-25 |  | Approved | Reverse Cycle | N/A | No | Class 10 | Yes | N/A | Yes | N/A | N/A | N/A | KRP58M6 | 3.9528 | Available | N/A | N/A | http://www.daikin.com.au/ | http://www.daikin.com.au | Yes |  |  | AAC5712 | Yes | Variable output compressor | Inverter | No | - | 5000 | 1.37 | - | 510 | 2500 | No | - | - | - | 1252.18 | 5385 | No | 466.14 | 2692.5 | No | - | - | 6000 | 1.41 | 550 | 3000 | No | - | - | Yes | 1550 | 5500 | No | - | - | No | - | - | - | - | - | No | - | - | No | - | - | No | - | - | - | - | 3.86 | 3.896 | 4.638 | 5.182 | 4.946 | 5.067 | 330 | 501 | 1374 | 674 | 839 | 1821 | 2 | 2 | 3 | 4.109 | 4.569 | 5.011 | 4.345 | 4.742 | 5.011 | 1941 | 754 | 139 | 641 | 349 | 94 | 2.5 | 3 | 3.5 | No | - | - | - | - | N/A | N/A | N/A | 15.345 | 3.5165 | 4.1043
[SEER Non Multi-Split <=65kW] GEMS (Air Conditioners up to 65kW) Determination 2019 | MEPS 2019 | AS/NZS 3823.1.1:2012 | RZAV50CV1 / FCA50CAVMA |  | N/A | DAIKIN | 0.05 | Non Ducted | Single Split System | Cassette | Air | Air | Thailand | 1.11 | 4.95 | 5 | N/A | N/A | N/A | N/A | N/A | 1.27 | 6 | Enthalpy Test Room | 4.6473 | 5.0924 | Yes | - | N/A | 15.4 | 13.9 | N/A | N/A | N/A | N/A | N/A | 4.4219 | 4.8982 | N/A | N/A | N/A | N/A | N/A | N/A | Enthalpy Test Room | Single | R32 | Australia,New Zealand | 136844 | 2026-04-23 |  | Approved | Reverse Cycle | N/A | No | Class 9 | Yes | N/A | Yes | N/A | N/A | N/A | KRP58M6 | 4.633 | Available | N/A | N/A | http://www.daikin.com.au/ | http://www.daikin.com.au | Yes |  |  | AAC5920 | Yes | Variable output compressor | Inverter | No | - | 5000 | 1.11 | - | 400 | 2500 | No | - | - | - | 1014.54 | 5385 | No | 365.6 | 2692.5 | No | - | - | 6000 | 1.27 | 470 | 3000 | No | - | - | Yes | 1400 | 5500 | No | - | - | No | - | - | - | - | - | No | - | - | No | - | - | No | - | - | - | - | 4.592 | 4.675 | 5.737 | 6.379 | 6.109 | 6.32 | 272 | 411 | 1104 | 542 | 673 | 1454 | 3 | 3 | 4 | 4.638 | 5.247 | 5.852 | 4.961 | 5.494 | 5.859 | 1723 | 662 | 124 | 565 | 305 | 85 | 3 | 3.5 | 4 | No | - | - | - | - | N/A | N/A | N/A | 15.345 | 4.3034 | 4.539
[SEER Non Multi-Split <=65kW] (Air Conditioners up to 65kW) EE Regulations 2020 Schedule 2A | MEPS 2019 | AS/NZS 3823.1.1:2012 | RZAV50CV1 / FCTA50AVMA |  | N/A | DAIKIN | N/A | Non Ducted | Single Split System | Cassette | Air | Air | Thailand | 1.11 | N/A | 5 | N/A | N/A | N/A | N/A | N/A | 1.27 | 6 | Enthalpy Test Room | 4.5553 | 5.0242 | N/A | - | N/A | N/A | N/A | N/A | N/A | N/A | N/A | N/A | N/A | N/A | N/A | N/A | N/A | N/A | N/A | N/A | N/A | Single | R32 | New Zealand | 153607 | 2123-04-02 |  | Approved | Reverse Cycle | N/A | No | Class 9 | No | N/A | N/A | N/A | N/A | N/A | N/A | N/A | Available | N/A | N/A | http://www.daikin.co.nz | https://www.daikin.co.nz/ | N/A |  |  | ZAC0787 | Yes | Variable output compressor | Inverter | No | - | 5000 | 1.11 | - | 400 | 2500 | No | - | - | - | - | - | No | - | - | No | - | - | 6000 | 1.27 | 470 | 3000 | No | - | - | Yes | 1400 | 5500 | No | - | - | No | - | - | - | - | - | No | - | - | No | - | - | No | - | - | 54 | 68 | 4.494 | 4.594 | 5.699 | 6.311 | 6.056 | 6.294 | 276 | 416 | 1108 | 545 | 677 | 1458 | 2.5 | 3 | 4 | 4.638 | 5.247 | 5.852 | 4.961 | 5.494 | 5.859 | 1726 | 665 | 127 | 567 | 308 | 87 | 3 | 3.5 | 4 | No | - | - | - | - | N/A | N/A | N/A | 16.545 | 4.2885 | 4.5252
[SEER Non Multi-Split <=65kW] GEMS (Air Conditioners up to 65kW) Determination 2019 | MEPS 2019 | AS/NZS 3823.1.1:2012 | RZAV50CV1 / FHA50BAVMA |  | N/A | DAIKIN | 1.282 | Non Ducted | Single Split System | Floor/Ceiling | Air | Air | Thailand | 1.42 | 3.718 | 5 | N/A | N/A | N/A | N/A | N/A | 1.66 | 6 | Enthalpy Test Room | 4.0814 | 3.689 | Yes | - | N/A | 15.4 | 13.9 | N/A | N/A | N/A | N/A | N/A | 3.9156 | 3.5863 | N/A | N/A | N/A | N/A | N/A | N/A | Enthalpy Test Room | Single | R32 | Australia,New Zealand | 133007 | 2026-01-21 |  | Approved | Reverse Cycle | N/A | No | Class 9 | Yes | N/A | Yes | N/A | N/A | N/A | KRP58M6 | 4.0813 | Available | N/A | N/A | http://www.daikin.com.au/ | http://www.daikin.com.au | Yes |  |  | AAC5657 | Yes | Variable output compressor | Inverter | No | - | 5000 | 1.42 | - | 420 | 2500 | No | - | - | - | 1297.88 | 5385 | No | 383.88 | 2692.5 | No | - | - | 6000 | 1.66 | 550 | 3000 | No | - | - | Yes | 1800 | 5500 | No | - | - | No | - | - | - | - | - | No | - | - | No | - | - | No | - | - | - | - | 4.246 | 4.219 | 5.095 | 5.947 | 5.604 | 5.659 | 296 | 460 | 1248 | 583 | 737 | 1628 | 2.5 | 2.5 | 3.5 | 3.823 | 4.328 | 4.979 | 4.156 | 4.61 | 4.998 | 2083 | 794 | 139 | 668 | 358 | 94 | 2 | 2.5 | 3 | No | - | - | - | - | N/A | N/A | N/A | 15.345 | 3.397 | 3.5049
[SEER Non Multi-Split <=65kW] GEMS (Air Conditioners up to 65kW) Determination 2019 | MEPS 2019 | AS/NZS 3823.1.2:2012 | RZAV60C1V1 / FBA60BAVMA |  | N/A | DAIKIN | N/A | Ducted | Single Split System | - | Air | Air | Thailand | 1.67 | N/A | 6 | N/A | N/A | N/A | N/A | N/A | 1.71 | 7.1 | Enthalpy Test Room | 3.4593 | 4.1309 | N/A | - | N/A | N/A | N/A | N/A | N/A | N/A | N/A | N/A | N/A | N/A | N/A | N/A | N/A | N/A | N/A | N/A | N/A | Single | R32 | Australia,New Zealand | 144582 | 2027-02-22 |  | Approved | Reverse Cycle | N/A | Yes | Class 10 | Yes | N/A | N/A | N/A | N/A | N/A | N/A | N/A | Available | N/A | N/A | http://www.daikin.com.au/ | http://www.daikin.com.au | N/A |  |  | AAC6461 | Yes | Variable output compressor | Inverter | No | - | 6000 | 1.67 | - | 630 | 3000 | No | - | - | - | 1526.38 | 6462 | No | 575.82 | 3231 | No | - | - | 7100 | 1.71 | 660 | 3550 | No | - | - | Yes | 1800 | 6200 | No | - | - | No | - | - | - | - | - | No | - | - | No | - | - | No | - | - | - | 68 | 3.912 | 3.922 | 4.579 | 5.139 | 4.892 | 4.978 | 395 | 604 | 1678 | 821 | 1024 | 2231 | 2 | 2 | 3 | 3.96 | 4.47 | 4.939 | 4.219 | 4.656 | 4.941 | 2376 | 905 | 160 | 775 | 415 | 108 | 2 | 2.5 | 3 | No | - | - | - | - | N/A | N/A | N/A | 15.845 | 3.4812 | 4.026
[SEER Non Multi-Split <=65kW] GEMS (Air Conditioners up to 65kW) Determination 2019 | MEPS 2019 | AS/NZS 3823.1.1:2012 | RZAV60C1V1 / FCA60CAVMA |  | N/A | DAIKIN | N/A | Non Ducted | Single Split System | Cassette | Air | Air | Thailand | 1.43 | N/A | 6 | N/A | N/A | N/A | N/A | N/A | 1.54 | 7.1 | Enthalpy Test Room | 4.1182 | 4.5684 | N/A | - | N/A | N/A | N/A | N/A | N/A | N/A | N/A | N/A | N/A | N/A | N/A | N/A | N/A | N/A | N/A | N/A | N/A | Single | R32 | Australia,New Zealand | 144508 | 2027-02-21 |  | Approved | Reverse Cycle | N/A | Yes | Class 9 | Yes | N/A | N/A | N/A | N/A | N/A | N/A | N/A | Available | N/A | N/A | http://www.daikin.com.au/ | http://www.daikin.com.au | N/A |  |  | AAC6448 | Yes | Variable output compressor | Inverter | No | - | 6000 | 1.43 | - | 510 | 3000 | No | - | - | - | 1307.02 | 6462 | No | 466.14 | 3231 | No | - | - | 7100 | 1.54 | 560 | 3550 | No | - | - | Yes | 1700 | 6300 | No | - | - | No | - | - | - | - | - | No | - | - | No | - | - | No | - | - | 54 | 68 | 4.553 | 4.582 | 5.465 | 6.157 | 5.863 | 5.988 | 335 | 511 | 1399 | 680 | 849 | 1849 | 3 | 3 | 3.5 | 4.477 | 5.152 | 5.807 | 4.833 | 5.421 | 5.817 | 2106 | 790 | 142 | 680 | 361 | 96 | 2.5 | 3.5 | 4 | No | - | - | - | - | N/A | N/A | N/A | 15.845 | 4.0443 | 4.4554
[SEER Non Multi-Split <=65kW] GEMS (Air Conditioners up to 65kW) Determination 2019 | MEPS 2019 | AS/NZS 3823.1.1:2012 | RZAV60C1V1 / FHA60BAVMA |  | N/A | DAIKIN | N/A | Non Ducted | Single Split System | Under ceiling | Air | Air | Thailand | 1.8 | N/A | 6 | N/A | N/A | N/A | N/A | N/A | 2.09 | 7.1 | Enthalpy Test Room | 3.4953 | 3.2676 | N/A | - | N/A | N/A | N/A | N/A | N/A | N/A | N/A | N/A | N/A | N/A | N/A | N/A | N/A | N/A | N/A | N/A | N/A | Single | R32 | Australia,New Zealand | 144550 | 2027-02-27 |  | Approved | Reverse Cycle | N/A | Yes | Class 9 | Yes | N/A | N/A | N/A | N/A | N/A | N/A | N/A | Available | N/A | N/A | http://www.daikin.com.au/ | http://www.daikin.com.au | N/A |  |  | AAC6509 | Yes | Variable output compressor | Inverter | No | - | 6000 | 1.8 | - | 560 | 3000 | No | - | - | - | 1645.2 | 6462 | No | 511.84 | 3231 | No | - | - | 7100 | 2.09 | 670 | 3550 | No | - | - | Yes | 2500 | 6300 | No | - | - | No | - | - | - | - | - | No | - | - | No | - | - | No | - | - | 54 | 68 | 4.106 | 4.051 | 4.755 | 5.554 | 5.224 | 5.234 | 375 | 584 | 1614 | 758 | 957 | 2120 | 2.5 | 2.5 | 3 | 3.523 | 4.109 | 4.83 | 3.894 | 4.419 | 4.853 | 2667 | 980 | 163 | 837 | 435 | 109 | 2 | 2.5 | 3 | No | - | - | - | - | N/A | N/A | N/A | 15.845 | 3.237 | 3.3123
[SEER Non Multi-Split <=65kW] GEMS (Air Conditioners up to 65kW) Determination 2019 | MEPS 2019 | AS/NZS 3823.1.2:2012 | RZAV60C2V1 / FBA60BAVMA |  | N/A | DAIKIN | N/A | Ducted | Single Split System | - | Air | Air | Thailand | 1.67 | N/A | 6 | N/A | N/A | N/A | N/A | N/A | 1.71 | 7.1 | Enthalpy Test Room | 3.4593 | 4.1309 | N/A | - | N/A | N/A | N/A | N/A | N/A | N/A | N/A | N/A | N/A | N/A | N/A | N/A | N/A | N/A | N/A | N/A | N/A | Single | R32 | Australia,New Zealand | 149019 | 2027-09-06 |  | Approved | Reverse Cycle | N/A | Yes | Class 10 | Yes | N/A | N/A | N/A | N/A | N/A | N/A | N/A | Available | N/A | N/A | http://www.daikin.com.au/ | http://www.daikin.com.au | N/A |  |  | AAC6948 | Yes | Variable output compressor | Inverter | No | - | 6000 | 1.67 | - | 630 | 3000 | No | - | - | - | 1526.38 | 6462 | No | 575.82 | 3231 | No | - | - | 7100 | 1.71 | 660 | 3550 | No | - | - | Yes | 1800 | 6200 | No | - | - | No | - | - | - | - | - | No | - | - | No | - | - | No | - | - | - | - | 3.912 | 3.922 | 4.579 | 5.139 | 4.892 | 4.978 | 395 | 604 | 1678 | 821 | 1024 | 2231 | 2 | 2 | 3 | 3.96 | 4.47 | 4.939 | 4.219 | 4.656 | 4.941 | 2376 | 905 | 160 | 775 | 415 | 108 | 2 | 2.5 | 3 | No | - | - | - | - | N/A | N/A | N/A | 15.845 | 3.4812 | 4.026
[SEER Non Multi-Split <=65kW] GEMS (Air Conditioners up to 65kW) Determination 2019 | MEPS 2019 | AS/NZS 3823.1.1:2012 | RZAV60C2V1 / FCA60CAVMA |  | N/A | DAIKIN | N/A | Non Ducted | Single Split System | Cassette | Air | Air | Thailand | 1.43 | N/A | 6 | N/A | N/A | N/A | N/A | N/A | 1.54 | 7.1 | Enthalpy Test Room | 4.1182 | 4.5684 | N/A | - | N/A | N/A | N/A | N/A | N/A | N/A | N/A | N/A | N/A | N/A | N/A | N/A | N/A | N/A | N/A | N/A | N/A | Single | R32 | Australia,New Zealand | 149005 | 2027-09-05 |  | Approved | Reverse Cycle | N/A | Yes | Class 9 | Yes | N/A | N/A | N/A | N/A | N/A | N/A | N/A | Available | N/A | N/A | http://www.daikin.com.au/ | http://www.daikin.com.au | N/A |  |  | AAC6937 | Yes | Variable output compressor | Inverter | No | - | 6000 | 1.43 | - | 510 | 3000 | No | - | - | - | 1307.02 | 6462 | No | 466.14 | 3231 | No | - | - | 7100 | 1.54 | 560 | 3550 | No | - | - | Yes | 1700 | 6300 | No | - | - | No | - | - | - | - | - | No | - | - | No | - | - | No | - | - | - | - | 4.553 | 4.582 | 5.465 | 6.157 | 5.863 | 5.988 | 335 | 511 | 1399 | 680 | 849 | 1849 | 3 | 3 | 3.5 | 4.477 | 5.152 | 5.807 | 4.833 | 5.421 | 5.817 | 2106 | 790 | 142 | 680 | 361 | 96 | 2.5 | 3.5 | 4 | No | - | - | - | - | N/A | N/A | N/A | 15.845 | 4.0443 | 4.4554
[SEER Non Multi-Split <=65kW] GEMS (Air Conditioners up to 65kW) Determination 2019 | MEPS 2019 | AS/NZS 3823.1.1:2012 | RZAV60C2V1 / FCTA60AVMA |  | N/A | DAIKIN | N/A | Non Ducted | Single Split System | Cassette | Air | Air | Thailand | 1.43 | N/A | 6 | N/A | N/A | N/A | N/A | N/A | 1.54 | 7.1 | Enthalpy Test Room | 4.0553 | 4.5227 | N/A | - | N/A | N/A | N/A | N/A | N/A | N/A | N/A | N/A | N/A | N/A | N/A | N/A | N/A | N/A | N/A | N/A | N/A | Single | R32 | Australia,New Zealand | 150448 | 2027-10-16 |  | Approved | Reverse Cycle | N/A | Yes | Class 9 | Yes | N/A | N/A | N/A | N/A | N/A | N/A | N/A | Available | N/A | N/A | http://www.daikin.com.au/ | http://www.daikin.com.au | N/A |  |  | AAC7099 | Yes | Variable output compressor | Inverter | No | - | 6000 | 1.43 | - | 510 | 3000 | No | - | - | - | 1307.02 | 6462 | No | 466.14 | 3231 | No | - | - | 7100 | 1.54 | 560 | 3550 | No | - | - | Yes | 1700 | 6300 | No | - | - | No | - | - | - | - | - | No | - | - | No | - | - | No | - | - | - | - | 4.472 | 4.517 | 5.437 | 6.104 | 5.822 | 5.969 | 339 | 516 | 1404 | 684 | 853 | 1853 | 2.5 | 3 | 3.5 | 4.477 | 5.152 | 5.807 | 4.833 | 5.421 | 5.817 | 2109 | 794 | 145 | 683 | 363 | 99 | 2.5 | 3.5 | 4 | No | - | - | - | - | N/A | N/A | N/A | 17.045 | 4.0333 | 4.4441
[SEER Non Multi-Split <=65kW] GEMS (Air Conditioners up to 65kW) Determination 2019 | MEPS 2019 | AS/NZS 3823.1.1:2012 | RZAV60C2V1 / FHA60CAVMA |  | N/A | DAIKIN | N/A | Non Ducted | Single Split System | Under ceiling | Air | Air | Thailand | 1.8 | N/A | 6 | N/A | N/A | N/A | N/A | N/A | 2.09 | 7.1 | Enthalpy Test Room | 3.4848 | 3.1992 | N/A | - | N/A | N/A | N/A | N/A | N/A | N/A | N/A | N/A | N/A | N/A | N/A | N/A | N/A | N/A | N/A | N/A | N/A | Single | R32 | Australia,New Zealand | 149017 | 2027-09-11 |  | Approved | Reverse Cycle | N/A | Yes | Class 9 | Yes | N/A | N/A | N/A | N/A | N/A | N/A | N/A | Available | N/A | N/A | http://www.daikin.com.au/ | http://www.daikin.com.au | N/A |  |  | AAC6979 | Yes | Variable output compressor | Inverter | No | - | 6000 | 1.8 | - | 560 | 3000 | No | - | - | - | 1645.2 | 6462 | No | 511.84 | 3231 | No | - | - | 7100 | 2.09 | 670 | 3550 | No | - | - | Yes | 2500 | 6300 | No | - | - | No | - | - | - | - | - | No | - | - | No | - | - | No | - | - | - | - | 4.106 | 4.051 | 4.755 | 5.554 | 5.224 | 5.234 | 375 | 584 | 1614 | 758 | 957 | 2120 | 2.5 | 2.5 | 3 | 3.523 | 4.109 | 4.83 | 3.894 | 4.419 | 4.853 | 2667 | 980 | 163 | 837 | 435 | 109 | 2 | 2.5 | 3 | No | - | - | - | - | N/A | N/A | N/A | 15.845 | 3.237 | 3.3123
[SEER Non Multi-Split <=65kW] GEMS (Air Conditioners up to 65kW) Determination 2019 | MEPS 2019 | AS/NZS 3823.1.2:2012 | RZAV60CAV1 / FBA60BAVMA |  | N/A | DAIKIN | N/A | Ducted | Single Split System | - | Air | Air | Thailand | 1.67 | N/A | 6 | N/A | N/A | N/A | N/A | N/A | 1.71 | 7.1 | Enthalpy Test Room | 3.4804 | 4.4929 | N/A | - | N/A | N/A | N/A | N/A | N/A | N/A | N/A | N/A | N/A | N/A | N/A | N/A | N/A | N/A | N/A | N/A | N/A | Single | R32 | Australia,New Zealand | 162947 | 2029-07-03 |  | Approved | Reverse Cycle | N/A | Yes | Class 10 | Yes | N/A | N/A | N/A | N/A | N/A | N/A | N/A | Available | N/A | N/A | http://www.daikin.com.au/ | http://www.daikin.com.au | N/A |  |  | AAC8330 | Yes | Variable output compressor | Inverter | No | - | 6000 | 1.67 | - | 630 | 3000 | No | - | - | - | 1526.38 | 6462 | No | 575.82 | 3231 | No | - | - | 7100 | 1.71 | 660 | 3550 | No | - | - | Yes | 1800 | 6200 | No | - | - | No | - | - | - | - | - | No | - | - | No | - | - | No | - | - | - | - | 3.916 | 3.925 | 4.58 | 5.141 | 4.894 | 4.979 | 395 | 604 | 1677 | 821 | 1024 | 2230 | 2 | 2 | 3 | 3.96 | 4.47 | 4.939 | 4.219 | 4.656 | 4.941 | 2376 | 904 | 160 | 775 | 414 | 107 | 2 | 2.5 | 3 | No | - | - | - | - | N/A | N/A | N/A | 15.77 | 3.4817 | 4.0265
[SEER Non Multi-Split <=65kW] GEMS (Air Conditioners up to 65kW) Determination 2019 | MEPS 2019 | AS/NZS 3823.1.1:2012 | RZAV60CAV1 / FCA60CAVMA |  | N/A | DAIKIN | N/A | Non Ducted | Single Split System | Cassette | Air | Air | Thailand | 1.43 | N/A | 6 | N/A | N/A | N/A | N/A | N/A | 1.54 | 7.1 | Enthalpy Test Room | 4.1061 | 4.6769 | N/A | - | N/A | N/A | N/A | N/A | N/A | N/A | N/A | N/A | N/A | N/A | N/A | N/A | N/A | N/A | N/A | N/A | N/A | Single | R32 | Australia,New Zealand | 162944 | 2029-07-02 |  | Approved | Reverse Cycle | N/A | Yes | Class 9 | Yes | N/A | N/A | N/A | N/A | N/A | N/A | N/A | Available | N/A | N/A | http://www.daikin.com.au/ | http://www.daikin.com.au | N/A |  |  | AAC8324 | Yes | Variable output compressor | Inverter | No | - | 6000 | 1.43 | - | 510 | 3000 | No | - | - | - | 1307.02 | 6462 | No | 466.14 | 3231 | No | - | - | 7100 | 1.54 | 560 | 3550 | No | - | - | Yes | 1700 | 6300 | No | - | - | No | - | - | - | - | - | No | - | - | No | - | - | No | - | - | - | - | 4.558 | 4.586 | 5.467 | 6.161 | 5.866 | 5.989 | 335 | 511 | 1399 | 680 | 849 | 1849 | 3 | 3 | 3.5 | 4.477 | 5.152 | 5.807 | 4.833 | 5.421 | 5.817 | 2106 | 790 | 142 | 680 | 361 | 96 | 2.5 | 3.5 | 4 | No | - | - | - | - | N/A | N/A | N/A | 15.77 | 4.045 | 4.4562
[SEER Non Multi-Split <=65kW] GEMS (Air Conditioners up to 65kW) Determination 2019 | MEPS 2019 | AS/NZS 3823.1.1:2012 | RZAV60CAV1 / FCTA60AVMA |  | N/A | DAIKIN | N/A | Non Ducted | Single Split System | Cassette | Air | Air | Thailand | 1.43 | N/A | 6 | N/A | N/A | N/A | N/A | N/A | 1.54 | 7.1 | Enthalpy Test Room | 4.1061 | 4.6769 | N/A | - | N/A | N/A | N/A | N/A | N/A | N/A | N/A | N/A | N/A | N/A | N/A | N/A | N/A | N/A | N/A | N/A | N/A | Single | R32 | Australia,New Zealand | 163026 | 2029-07-07 |  | Approved | Reverse Cycle | N/A | Yes | Class 9 | Yes | N/A | N/A | N/A | N/A | N/A | N/A | N/A | Available | N/A | N/A | http://www.daikin.com.au/ | http://www.daikin.com.au | N/A |  |  | AAC8333 | Yes | Variable output compressor | Inverter | No | - | 6000 | 1.43 | - | 510 | 3000 | No | - | - | - | 1307.02 | 6462 | No | 466.14 | 3231 | No | - | - | 7100 | 1.54 | 560 | 3550 | No | - | - | Yes | 1700 | 6300 | No | - | - | No | - | - | - | - | - | No | - | - | No | - | - | No | - | - | - | - | 4.477 | 4.521 | 5.439 | 6.107 | 5.825 | 5.97 | 339 | 516 | 1403 | 684 | 852 | 1852 | 2.5 | 3 | 3.5 | 4.477 | 5.152 | 5.807 | 4.833 | 5.421 | 5.817 | 2109 | 793 | 145 | 683 | 363 | 99 | 2.5 | 3.5 | 4 | No | - | - | - | - | N/A | N/A | N/A | 16.97 | 4.034 | 4.4448
[SEER Non Multi-Split <=65kW] GEMS (Air Conditioners up to 65kW) Determination 2019 | MEPS 2019 | AS/NZS 3823.1.1:2012 | RZAV60CAV1 / FHA60CAVMA |  | N/A | DAIKIN | N/A | Non Ducted | Single Split System | Under ceiling | Air | Air | Thailand | 1.8 | N/A | 6 | N/A | N/A | N/A | N/A | N/A | 2.09 | 7.1 | Enthalpy Test Room | 3.3277 | 3.6204 | N/A | - | N/A | N/A | N/A | N/A | N/A | N/A | N/A | N/A | N/A | N/A | N/A | N/A | N/A | N/A | N/A | N/A | N/A | Single | R32 | Australia,New Zealand | 162958 | 2029-07-18 |  | Approved | Reverse Cycle | N/A | Yes | Class 9 | Yes | N/A | N/A | N/A | N/A | N/A | N/A | N/A | Available | N/A | N/A | http://www.daikin.com.au/ | http://www.daikin.com.au | N/A |  |  | AAC8356 | Yes | Variable output compressor | Inverter | No | - | 6000 | 1.8 | - | 560 | 3000 | No | - | - | - | 1645.2 | 6462 | No | 511.84 | 3231 | No | - | - | 7100 | 2.09 | 670 | 3550 | No | - | - | Yes | 2500 | 6300 | No | - | - | No | - | - | - | - | - | No | - | - | No | - | - | No | - | - | - | - | 4.11 | 4.054 | 4.757 | 5.556 | 5.226 | 5.235 | 375 | 583 | 1614 | 757 | 956 | 2120 | 2.5 | 2.5 | 3 | 3.523 | 4.109 | 4.83 | 3.894 | 4.419 | 4.853 | 2667 | 980 | 163 | 836 | 435 | 109 | 2 | 2.5 | 3 | No | - | - | - | - | N/A | N/A | N/A | 15.77 | 3.236 | 3.3126
[SEER Non Multi-Split <=65kW] GEMS (Air Conditioners up to 65kW) Determination 2019 | MEPS 2019 | AS/NZS 3823.1.1:2012 | RZAV60CV1 / FAA60BAVMA |  | N/A | DAIKIN | 2.806 | Non Ducted | Single Split System | Wall Hung | Air | Air | Thailand | 1.8 | 7.195 | 6 | N/A | N/A | N/A | N/A | N/A | 2.05 | 7.1 | Enthalpy Test Room | 3.5697 | 3.9087 | Yes | - | N/A | 13.7 | 13.1 | N/A | N/A | N/A | N/A | N/A | 3.8845 | 3.8074 | N/A | N/A | N/A | N/A | N/A | N/A | Enthalpy Test Room | Single | R32 | Australia,New Zealand | 135293 | 2026-01-19 |  | Approved | Reverse Cycle | N/A | No | Class 9 | Yes | N/A | Yes | N/A | N/A | N/A | KRP58M51, EKMKSA2 | 3.9562 | Available | N/A | N/A | http://www.daikin.com.au/ | http://www.daikin.com.au | Yes |  |  | AAC5643 | Yes | Variable output compressor | Inverter | No | - | 6000 | 1.8 | - | 600 | 3000 | No | - | - | - | 1645.2 | 6462 | No | 548.4 | 3231 | No | - | - | 7100 | 2.05 | 630 | 3550 | No | - | - | Yes | 1950 | 6300 | No | - | - | No | - | - | - | - | - | No | - | - | No | - | - | No | - | - | - | - | 3.976 | 3.937 | 4.583 | 5.289 | 4.993 | 5.016 | 390 | 603 | 1677 | 798 | 1004 | 2215 | 2 | 2 | 3 | 3.843 | 4.376 | 5.128 | 4.219 | 4.71 | 5.158 | 2447 | 922 | 154 | 774 | 409 | 103 | 2 | 2.5 | 3.5 | No | - | - | - | - | N/A | N/A | N/A | 15.345 | 3.24 | 3.378
[SEER Non Multi-Split <=65kW] GEMS (Air Conditioners up to 65kW) Determination 2019 | MEPS 2019 | AS/NZS 3823.1.2:2012 | RZAV60CV1 / FBA60BAVMA |  | N/A | DAIKIN | 1.117 | Ducted | Single Split System | - | Air | Air | Thailand | 1.67 | 4.883 | 6 | N/A | N/A | N/A | N/A | N/A | 1.71 | 7.1 | Enthalpy Test Room | 3.4593 | 4.1309 | Yes | - | N/A | 15.4 | 13.9 | N/A | N/A | N/A | N/A | N/A | 3.3577 | 4.0298 | N/A | N/A | N/A | N/A | N/A | N/A | Enthalpy Test Room | Single | R32 | Australia,New Zealand | 132851 | 2026-01-20 |  | Approved | Reverse Cycle | N/A | No | Class 10 | Yes | N/A | Yes | N/A | N/A | N/A | KRP58M6 | 3.4593 | Available | N/A | N/A | http://www.daikin.com.au/ | http://www.daikin.com.au | Yes |  |  | AAC5647 | Yes | Variable output compressor | Inverter | No | - | 6000 | 1.67 | - | 630 | 3000 | No | - | - | - | 1526.38 | 6462 | No | 575.82 | 3231 | No | - | - | 7100 | 1.71 | 660 | 3550 | No | - | - | Yes | 1800 | 6200 | No | - | - | No | - | - | - | - | - | No | - | - | No | - | - | No | - | - | - | - | 3.937 | 3.942 | 4.588 | 5.155 | 4.904 | 4.984 | 394 | 602 | 1676 | 820 | 1022 | 2229 | 2 | 2 | 3 | 3.96 | 4.47 | 4.939 | 4.219 | 4.656 | 4.941 | 2375 | 903 | 159 | 774 | 414 | 107 | 2 | 2.5 | 3 | No | - | - | - | - | N/A | N/A | N/A | 15.345 | 3.4846 | 4.0298
[SEER Non Multi-Split <=65kW] GEMS (Air Conditioners up to 65kW) Determination 2019 | MEPS 2019 | AS/NZS 3823.1.1:2012 | RZAV60CV1 / FCA60CAVMA |  | N/A | DAIKIN | 0.731 | Non Ducted | Single Split System | Cassette | Air | Air | Thailand | 1.43 | 5.269 | 6 | N/A | N/A | N/A | N/A | N/A | 1.54 | 7.1 | Enthalpy Test Room | 4.1182 | 4.5684 | Yes | - | N/A | 15.4 | 13.9 | N/A | N/A | N/A | N/A | N/A | 3.988 | 4.4424 | N/A | N/A | N/A | N/A | N/A | N/A | Enthalpy Test Room | Single | R32 | Australia,New Zealand | 132280 | 2026-01-12 |  | Approved | Reverse Cycle | N/A | No | Class 9 | Yes | N/A | Yes | N/A | N/A | N/A | KRP58M6 | 4.1301 | Available | N/A | N/A | http://www.daikin.com.au/ | http://www.daikin.com.au | Yes |  |  | AAC5628 | Yes | Variable output compressor | Inverter | No | - | 6000 | 1.43 | - | 510 | 3000 | No | - | - | - | 1307.02 | 6462 | No | 466.14 | 3231 | No | - | - | 7100 | 1.54 | 560 | 3550 | No | - | - | Yes | 1700 | 6300 | No | - | - | No | - | - | - | - | - | No | - | - | No | - | - | No | - | - | - | - | 4.587 | 4.609 | 5.477 | 6.18 | 5.881 | 5.996 | 333 | 509 | 1397 | 678 | 847 | 1848 | 3 | 3 | 3.5 | 4.477 | 5.152 | 5.807 | 4.833 | 5.421 | 5.817 | 2105 | 789 | 141 | 679 | 360 | 95 | 2.5 | 3.5 | 4 | No | - | - | - | - | N/A | N/A | N/A | 15.345 | 4.0489 | 4.4602
[SEER Non Multi-Split <=65kW] (Air Conditioners up to 65kW) EE Regulations 2020 Schedule 2A | MEPS 2019 | AS/NZS 3823.1.1:2012 | RZAV60CV1 / FCTA60AVMA |  | N/A | DAIKIN | N/A | Non Ducted | Single Split System | Cassette | Air | Air | Thailand | 1.43 | N/A | 6 | N/A | N/A | N/A | N/A | N/A | 1.54 | 7.1 | Enthalpy Test Room | 4.0553 | 4.5227 | N/A | - | N/A | N/A | N/A | N/A | N/A | N/A | N/A | N/A | N/A | N/A | N/A | N/A | N/A | N/A | N/A | N/A | N/A | Single | R32 | New Zealand | 153673 | 2123-04-02 |  | Approved | Reverse Cycle | N/A | No | Class 9 | No | N/A | N/A | N/A | N/A | N/A | N/A | N/A | Available | N/A | N/A | http://www.daikin.co.nz | https://www.daikin.co.nz/ | N/A |  |  | ZAC0798 | Yes | Variable output compressor | Inverter | No | - | 6000 | 1.43 | - | 510 | 3000 | No | - | - | - | - | - | No | - | - | No | - | - | 7100 | 1.54 | 560 | 3550 | No | - | - | Yes | 1700 | 6300 | No | - | - | No | - | - | - | - | - | No | - | - | No | - | - | No | - | - | 54 | 68 | 0.356 | 4.568 | 5.449 | 6.126 | 5.839 | 1.386 | 83 | 65 | 1423 | 702 | 875 | 1839 | 0 | 3 | 3.5 | 4.477 | 5.152 | 5.807 | 4.828 | 4.738 | 5.155 | 2108 | 792 | 2771 | 682 | 832 | 98 | 2.5 | 3.5 | 4 | No | - | - | - | - | N/A | N/A | N/A | 16.545 | 4.0379 | 4.4488
[SEER Non Multi-Split <=65kW] GEMS (Air Conditioners up to 65kW) Determination 2019 | MEPS 2019 | AS/NZS 3823.1.1:2012 | RZAV60CV1 / FHA60BAVMA |  | N/A | DAIKIN | 1.753 | Non Ducted | Single Split System | Floor/Ceiling | Air | Air | Thailand | 1.8 | 4.247 | 6 | N/A | N/A | N/A | N/A | N/A | 2.09 | 7.1 | Enthalpy Test Room | 3.4953 | 3.2676 | Yes | - | N/A | 15.4 | 13.9 | N/A | 5.1867 | N/A | N/A | N/A | 3.3881 | 3.1971 | N/A | N/A | N/A | N/A | N/A | N/A | Enthalpy Test Room | Single | R32 | Australia,New Zealand | 133008 | 2026-01-25 |  | Approved | Reverse Cycle | N/A | No | Class 9 | Yes | N/A | Yes | N/A | N/A | N/A | KRP58M6 | 3.4912 | Available | N/A | N/A | http://www.daikin.com.au/ | http://www.daikin.com.au | Yes |  |  | AAC5715 | Yes | Variable output compressor | Inverter | No | - | 6000 | 1.8 | - | 560 | 3000 | No | - | - | - | 1645.2 | 6462 | No | 511.84 | 3231 | No | - | - | 7100 | 2.09 | 670 | 3550 | No | - | - | Yes | 2500 | 6300 | No | - | - | No | - | - | - | - | - | No | - | - | No | - | - | No | - | - | - | - | 4.133 | 4.072 | 4.764 | 5.572 | 5.238 | 5.24 | 373 | 582 | 1612 | 756 | 955 | 2118 | 2.5 | 2.5 | 3 | 3.523 | 4.109 | 4.83 | 3.894 | 4.419 | 4.853 | 2666 | 979 | 162 | 836 | 434 | 108 | 2 | 2.5 | 3 | No | - | - | - | - | N/A | N/A | N/A | 15.345 | 3.24 | 3.3149
[SEER Non Multi-Split <=65kW] GEMS (Air Conditioners up to 65kW) Determination 2019 | MEPS 2019 | AS/NZS 3823.1.2:2012 | RZAV71C2V1 / FBA71BVMA |  | N/A | DAIKIN | N/A | Ducted | Single Split System | - | Air | Air | Thailand | 2.02 | N/A | 7.1 | N/A | N/A | N/A | N/A | N/A | 1.99 | 8 | Enthalpy Test Room | 3.3358 | 3.8727 | N/A | - | N/A | N/A | N/A | N/A | N/A | N/A | N/A | N/A | N/A | N/A | N/A | N/A | N/A | N/A | N/A | N/A | N/A | Single | R32 | Australia,New Zealand | 144583 | 2027-02-24 |  | Approved | Reverse Cycle | N/A | Yes | Class 10 | Yes | N/A | N/A | N/A | N/A | N/A | N/A | N/A | Available | N/A | N/A | http://www.daikin.com.au/ | http://www.daikin.com.au | N/A |  |  | AAC6495 | Yes | Variable output compressor | Inverter | No | - | 7100 | 2.02 | - | 770 | 3550 | No | - | - | - | 1846.28 | 7646.7 | No | 703.78 | 3823.35 | No | - | - | 8000 | 1.99 | 820 | 4000 | No | - | - | Yes | 2200 | 7050 | No | - | - | No | - | - | - | - | - | No | - | - | No | - | - | No | - | - | - | 67 | 4 | 3.971 | 4.516 | 5.105 | 4.841 | 4.879 | 466 | 716 | 2024 | 987 | 1234 | 2702 | 2.5 | 2 | 3 | 3.711 | 4.14 | 4.492 | 3.908 | 4.268 | 4.485 | 2847 | 1088 | 186 | 933 | 499 | 123 | 2 | 2.5 | 2.5 | No | - | - | - | - | N/A | N/A | N/A | 14.555 | 3.4313 | 3.9231
[SEER Non Multi-Split <=65kW] GEMS (Air Conditioners up to 65kW) Determination 2019 | MEPS 2019 | AS/NZS 3823.1.1:2012 | RZAV71C2V1 / FCA71CAVMA |  | N/A | DAIKIN | N/A | Non Ducted | Single Split System | Cassette | Air | Air | Thailand | 1.81 | N/A | 7.1 | N/A | N/A | N/A | N/A | N/A | 1.81 | 8 | Enthalpy Test Room | 3.8239 | 4.1937 | N/A | - | N/A | N/A | N/A | N/A | N/A | N/A | N/A | N/A | N/A | N/A | N/A | N/A | N/A | N/A | N/A | N/A | N/A | Single | R32 | Australia,New Zealand | 144509 | 2027-02-24 |  | Approved | Reverse Cycle | N/A | Yes | Class 9 | Yes | N/A | N/A | N/A | N/A | N/A | N/A | N/A | Available | N/A | N/A | http://www.daikin.com.au/ | http://www.daikin.com.au | N/A |  |  | AAC6472 | Yes | Variable output compressor | Inverter | No | - | 7100 | 1.81 | - | 660 | 3550 | No | - | - | - | 1654.34 | 7646.7 | No | 603.24 | 3823.35 | No | - | - | 8000 | 1.81 | 720 | 4000 | No | - | - | Yes | 2100 | 7100 | No | - | - | No | - | - | - | - | - | No | - | - | No | - | - | No | - | - | 54 | 67 | 4.496 | 4.468 | 5.145 | 5.844 | 5.538 | 5.585 | 411 | 633 | 1773 | 859 | 1074 | 2357 | 2.5 | 2.5 | 3.5 | 4.092 | 4.645 | 5.108 | 4.354 | 4.822 | 5.105 | 2585 | 974 | 168 | 840 | 446 | 112 | 2.5 | 3 | 3.5 | No | - | - | - | - | N/A | N/A | N/A | 14.555 | 3.8189 | 4.3029
[SEER Non Multi-Split <=65kW] GEMS (Air Conditioners up to 65kW) Determination 2019 | MEPS 2019 | AS/NZS 3823.1.1:2012 | RZAV71C2V1 / FCTA71AVMA |  | N/A | DAIKIN | N/A | Non Ducted | Single Split System | Cassette | Air | Air | Thailand | 1.81 | N/A | 7.1 | N/A | N/A | N/A | N/A | N/A | 1.81 | 8 | Enthalpy Test Room | 3.7774 | 4.1962 | N/A | - | N/A | N/A | N/A | N/A | N/A | N/A | N/A | N/A | N/A | N/A | N/A | N/A | N/A | N/A | N/A | N/A | N/A | Single | R32 | Australia,New Zealand | 150449 | 2027-11-23 |  | Approved | Reverse Cycle | N/A | Yes | Class 9 | Yes | N/A | N/A | N/A | N/A | N/A | N/A | N/A | Available | N/A | N/A | http://www.daikin.com.au/ | http://www.daikin.com.au | N/A |  |  | AAC7181 | Yes | Variable output compressor | Inverter | No | - | 7100 | 1.81 | - | 660 | 3550 | No | - | - | - | 1654.34 | 7646.7 | No | 603.24 | 3823.35 | No | - | - | 8000 | 1.81 | 720 | 4000 | No | - | - | Yes | 2100 | 7100 | No | - | - | No | - | - | - | - | - | No | - | - | No | - | - | No | - | - | - | - | 4.429 | 4.416 | 5.121 | 5.804 | 5.507 | 5.571 | 415 | 637 | 1778 | 862 | 1078 | 2361 | 2.5 | 2.5 | 3.5 | 4.092 | 4.645 | 5.108 | 4.354 | 4.822 | 5.105 | 2588 | 977 | 171 | 843 | 448 | 114 | 2.5 | 3 | 3.5 | No | - | - | - | - | N/A | N/A | N/A | 15.755 | 3.8105 | 4.2936
[SEER Non Multi-Split <=65kW] GEMS (Air Conditioners up to 65kW) Determination 2019 | MEPS 2019 | AS/NZS 3823.1.1:2012 | RZAV71C2V1 / FHA71BVMA |  | N/A | DAIKIN | N/A | Non Ducted | Single Split System | Under ceiling | Air | Air | Thailand | 2.12 | N/A | 7.1 | N/A | N/A | N/A | N/A | N/A | 2.26 | 8 | Enthalpy Test Room | 3.4484 | 3.6005 | N/A | - | N/A | N/A | N/A | N/A | N/A | N/A | N/A | N/A | N/A | N/A | N/A | N/A | N/A | N/A | N/A | N/A | N/A | Single | R32 | Australia,New Zealand | 144551 | 2027-02-27 |  | Approved | Reverse Cycle | N/A | Yes | Class 9 | Yes | N/A | N/A | N/A | N/A | N/A | N/A | N/A | Available | N/A | N/A | http://www.daikin.com.au/ | http://www.daikin.com.au | N/A |  |  | AAC6504 | Yes | Variable output compressor | Inverter | No | - | 7100 | 2.12 | - | 720 | 3550 | No | - | - | - | 1937.68 | 7646.7 | No | 658.08 | 3823.35 | No | - | - | 8000 | 2.26 | 820 | 4000 | No | - | - | Yes | 2350 | 7000 | No | - | - | No | - | - | - | - | - | No | - | - | No | - | - | No | - | - | 55 | 67 | 4.113 | 4.042 | 4.606 | 5.338 | 5.025 | 5.013 | 452 | 703 | 1984 | 943 | 1187 | 2629 | 2.5 | 2.5 | 3 | 3.537 | 3.98 | 4.468 | 3.796 | 4.184 | 4.476 | 2985 | 1130 | 187 | 959 | 509 | 123 | 2 | 2 | 2.5 | No | - | - | - | - | N/A | N/A | N/A | 14.555 | 3.2731 | 3.4644
[SEER Non Multi-Split <=65kW] GEMS (Air Conditioners up to 65kW) Determination 2019 | MEPS 2019 | AS/NZS 3823.1.1:2012 | RZAV71C2V1 / FHA71CVMA |  | N/A | DAIKIN | N/A | Non Ducted | Single Split System | Under ceiling | Air | Air | Thailand | 2.12 | N/A | 7.1 | N/A | N/A | N/A | N/A | N/A | 2.26 | 8 | Enthalpy Test Room | 3.4419 | 3.604 | N/A | - | N/A | N/A | N/A | N/A | N/A | N/A | N/A | N/A | N/A | N/A | N/A | N/A | N/A | N/A | N/A | N/A | N/A | Single | R32 | Australia,New Zealand | 151171 | 2027-11-23 |  | Approved | Reverse Cycle | N/A | Yes | Class 9 | Yes | N/A | N/A | N/A | N/A | N/A | N/A | N/A | Available | N/A | N/A | http://www.daikin.com.au/ | http://www.daikin.com.au | N/A |  |  | AAC7182 | Yes | Variable output compressor | Inverter | No | - | 7100 | 2.12 | - | 720 | 3550 | No | - | - | - | 1937.68 | 7646.7 | No | 658.08 | 3823.35 | No | - | - | 8000 | 2.26 | 820 | 4000 | No | - | - | Yes | 2350 | 7000 | No | - | - | No | - | - | - | - | - | No | - | - | No | - | - | No | - | - | - | - | 4.113 | 4.042 | 4.606 | 5.338 | 5.025 | 5.013 | 452 | 703 | 1984 | 943 | 1187 | 2629 | 2.5 | 2.5 | 3 | 3.537 | 3.98 | 4.468 | 3.796 | 4.184 | 4.476 | 2985 | 1130 | 187 | 959 | 509 | 123 | 2 | 2 | 2.5 | No | - | - | - | - | N/A | N/A | N/A | 14.555 | 3.2731 | 3.4644
[SEER Non Multi-Split <=65kW] GEMS (Air Conditioners up to 65kW) Determination 2019 | MEPS 2019 | AS/NZS 3823.1.1:2012 | RZAV71C2Y1 / FAA71BVMA |  | N/A | DAIKIN | N/A | Non Ducted | Single Split System | Wall Hung | Air | Air | Thailand | 2.22 | N/A | 7.1 | N/A | N/A | N/A | N/A | N/A | 2.37 | 8 | Enthalpy Test Room | 3.1876 | 3.334 | N/A | 87.3099 | N/A | N/A | N/A | N/A | N/A | N/A | N/A | N/A | N/A | N/A | N/A | N/A | N/A | N/A | N/A | N/A | N/A | Three | R32 | Australia,New Zealand | 144463 | 2027-02-24 |  | Approved | Reverse Cycle | N/A | Yes | Class 9 | Yes | N/A | N/A | N/A | N/A | N/A | N/A | N/A | Available | N/A | N/A | http://www.daikin.com.au/ | http://www.daikin.com.au | N/A |  |  | AAC6469 | Yes | Variable output compressor | Inverter | No | - | 7100 | 2.22 | - | 740 | 3550 | No | - | - | - | 2029.08 | 7646.7 | No | 676.36 | 3823.35 | No | - | - | 8000 | 2.37 | 820 | 4000 | No | - | - | Yes | 2300 | 7050 | No | - | - | No | - | - | - | - | - | No | - | - | No | - | - | No | - | - | 61 | 67 | 4.001 | 3.92 | 4.455 | 5.19 | 4.877 | 4.851 | 466 | 726 | 2052 | 971 | 1224 | 2718 | 2.5 | 2 | 2.5 | 3.524 | 3.94 | 4.46 | 3.791 | 4.164 | 4.473 | 2997 | 1141 | 187 | 960 | 511 | 123 | 2 | 2 | 2.5 | No | - | - | - | - | N/A | N/A | N/A | 14.555 | 3.1289 | 3.3069
[SEER Non Multi-Split <=65kW] GEMS (Air Conditioners up to 65kW) Determination 2019 | MEPS 2019 | AS/NZS 3823.1.2:2012 | RZAV71C2Y1 / FBA71BVMA |  | N/A | DAIKIN | N/A | Ducted | Single Split System | - | Air | Air | Thailand | 2.02 | N/A | 7.1 | N/A | N/A | N/A | N/A | N/A | 1.99 | 8 | Enthalpy Test Room | 3.3617 | 3.9059 | N/A | - | N/A | N/A | N/A | N/A | N/A | N/A | N/A | N/A | N/A | N/A | N/A | N/A | N/A | N/A | N/A | N/A | N/A | Three | R32 | Australia,New Zealand | 144588 | 2027-02-22 |  | Approved | Reverse Cycle | N/A | Yes | Class 10 | Yes | N/A | N/A | N/A | N/A | N/A | N/A | N/A | Available | N/A | N/A | http://www.daikin.com.au/ | http://www.daikin.com.au | N/A |  |  | AAC6458 | Yes | Variable output compressor | Inverter | No | - | 7100 | 2.02 | - | 770 | 3550 | No | - | - | - | 1846.28 | 7646.7 | No | 703.78 | 3823.35 | No | - | - | 8000 | 1.99 | 820 | 4000 | No | - | - | Yes | 2200 | 7050 | No | - | - | No | - | - | - | - | - | No | - | - | No | - | - | No | - | - | - | 67 | 4 | 3.971 | 4.516 | 5.105 | 4.841 | 4.879 | 466 | 716 | 2024 | 987 | 1234 | 2702 | 2.5 | 2 | 3 | 3.711 | 4.14 | 4.492 | 3.908 | 4.268 | 4.485 | 2847 | 1088 | 186 | 933 | 499 | 123 | 2 | 2.5 | 2.5 | No | - | - | - | - | N/A | N/A | N/A | 14.555 | 3.4313 | 3.9231
[SEER Non Multi-Split <=65kW] GEMS (Air Conditioners up to 65kW) Determination 2019 | MEPS 2019 | AS/NZS 3823.1.1:2012 | RZAV71C2Y1 / FCA71CAVMA |  | N/A | DAIKIN | N/A | Non Ducted | Single Split System | Cassette | Air | Air | Thailand | 1.81 | N/A | 7.1 | N/A | N/A | N/A | N/A | N/A | 1.81 | 8 | Enthalpy Test Room | 3.8621 | 4.2211 | N/A | - | N/A | N/A | N/A | N/A | N/A | N/A | N/A | N/A | N/A | N/A | N/A | N/A | N/A | N/A | N/A | N/A | N/A | Three | R32 | Australia,New Zealand | 144514 | 2027-02-22 |  | Approved | Reverse Cycle | N/A | Yes | Class 9 | Yes | N/A | N/A | N/A | N/A | N/A | N/A | N/A | Available | N/A | N/A | http://www.daikin.com.au/ | http://www.daikin.com.au | N/A |  |  | AAC6453 | Yes | Variable output compressor | Inverter | No | - | 7100 | 1.81 | - | 660 | 3550 | No | - | - | - | 1654.34 | 7646.7 | No | 603.24 | 3823.35 | No | - | - | 8000 | 1.81 | 720 | 4000 | No | - | - | Yes | 2100 | 7100 | No | - | - | No | - | - | - | - | - | No | - | - | No | - | - | No | - | - | 54 | 67 | 4.496 | 4.468 | 5.142 | 5.844 | 5.538 | 5.585 | 411 | 633 | 1773 | 859 | 1074 | 2357 | 2.5 | 2.5 | 3.5 | 4.092 | 4.645 | 5.108 | 4.354 | 4.822 | 5.105 | 2585 | 974 | 168 | 840 | 446 | 112 | 2.5 | 3 | 3.5 | No | - | - | - | - | N/A | N/A | N/A | 14.555 | 3.8189 | 4.3029
[SEER Non Multi-Split <=65kW] GEMS (Air Conditioners up to 65kW) Determination 2019 | MEPS 2019 | AS/NZS 3823.1.1:2012 | RZAV71C2Y1 / FCTA71AVMA |  | N/A | DAIKIN | N/A | Non Ducted | Single Split System | Cassette | Air | Air | Thailand | 1.81 | N/A | 7.1 | N/A | N/A | N/A | N/A | N/A | 1.81 | 8 | Enthalpy Test Room | 3.774 | 4.2 | N/A | - | N/A | N/A | N/A | N/A | N/A | N/A | N/A | N/A | N/A | N/A | N/A | N/A | N/A | N/A | N/A | N/A | N/A | Three | R32 | Australia,New Zealand | 150450 | 2027-11-21 |  | Approved | Reverse Cycle | N/A | Yes | Class 9 | Yes | N/A | N/A | N/A | N/A | N/A | N/A | N/A | Available | N/A | N/A | http://www.daikin.com.au/ | http://www.daikin.com.au | N/A |  |  | AAC7175 | Yes | Variable output compressor | Inverter | No | - | 7100 | 1.81 | - | 660 | 3550 | No | - | - | - | 1654.34 | 7646.7 | No | 603.24 | 3823.35 | No | - | - | 8000 | 1.81 | 720 | 4000 | No | - | - | Yes | 2100 | 7100 | No | - | - | No | - | - | - | - | - | No | - | - | No | - | - | No | - | - | - | - | 4.429 | 4.416 | 5.121 | 5.804 | 5.507 | 5.571 | 415 | 637 | 1778 | 862 | 1078 | 2361 | 2.5 | 2.5 | 3.5 | 4.092 | 4.645 | 5.108 | 4.354 | 4.822 | 5.105 | 2588 | 977 | 171 | 843 | 448 | 114 | 2.5 | 3 | 3.5 | No | - | - | - | - | N/A | N/A | N/A | 15.755 | 3.8105 | 4.2936
[SEER Non Multi-Split <=65kW] GEMS (Air Conditioners up to 65kW) Determination 2019 | MEPS 2019 | AS/NZS 3823.1.1:2012 | RZAV71C2Y1 / FHA71BVMA |  | N/A | DAIKIN | N/A | Non Ducted | Single Split System | Under ceiling | Air | Air | Thailand | 2.12 | N/A | 7.1 | N/A | N/A | N/A | N/A | N/A | 2.26 | 8 | Enthalpy Test Room | 3.483 | 3.6297 | N/A | - | N/A | N/A | N/A | N/A | N/A | N/A | N/A | N/A | N/A | N/A | N/A | N/A | N/A | N/A | N/A | N/A | N/A | Three | R32 | Australia,New Zealand | 144556 | 2027-02-27 |  | Approved | Reverse Cycle | N/A | Yes | Class 9 | Yes | N/A | N/A | N/A | N/A | N/A | N/A | N/A | Available | N/A | N/A | http://www.daikin.com.au/ | http://www.daikin.com.au | N/A |  |  | AAC6512 | Yes | Variable output compressor | Inverter | No | - | 7100 | 2.12 | - | 720 | 3550 | No | - | - | - | 1937.68 | 7646.7 | No | 658.08 | 3823.35 | No | - | - | 8000 | 2.26 | 820 | 4000 | No | - | - | Yes | 2350 | 7000 | No | - | - | No | - | - | - | - | - | No | - | - | No | - | - | No | - | - | 55 | 67 | 4.113 | 4.042 | 4.606 | 5.338 | 5.025 | 5.013 | 452 | 703 | 1984 | 943 | 1187 | 2629 | 2.5 | 2.5 | 3 | 3.537 | 3.98 | 4.468 | 3.796 | 4.184 | 4.476 | 2985 | 1130 | 187 | 959 | 509 | 123 | 2 | 2 | 2.5 | No | - | - | - | - | N/A | N/A | N/A | 14.555 | 3.2731 | 3.4644
[SEER Non Multi-Split <=65kW] GEMS (Air Conditioners up to 65kW) Determination 2019 | MEPS 2019 | AS/NZS 3823.1.1:2012 | RZAV71C2Y1 / FHA71CVMA |  | N/A | DAIKIN | N/A | Non Ducted | Single Split System | Under ceiling | Air | Air | Thailand | 2.12 | N/A | 7.1 | N/A | N/A | N/A | N/A | N/A | 2.26 | 8 | Enthalpy Test Room | 3.4393 | 3.6081 | N/A | - | N/A | N/A | N/A | N/A | N/A | N/A | N/A | N/A | N/A | N/A | N/A | N/A | N/A | N/A | N/A | N/A | N/A | Three | R32 | Australia,New Zealand | 151172 | 2027-11-21 |  | Approved | Reverse Cycle | N/A | Yes | Class 9 | Yes | N/A | N/A | N/A | N/A | N/A | N/A | N/A | Available | N/A | N/A | http://www.daikin.com.au/ | http://www.daikin.com.au | N/A |  |  | AAC7174 | Yes | Variable output compressor | Inverter | No | - | 7100 | 2.12 | - | 720 | 3550 | No | - | - | - | 1937.68 | 7646.7 | No | 658.08 | 3823.35 | No | - | - | 8000 | 2.26 | 820 | 4000 | No | - | - | Yes | 2350 | 7000 | No | - | - | No | - | - | - | - | - | No | - | - | No | - | - | No | - | - | - | - | 4.113 | 4.042 | 4.606 | 5.338 | 5.025 | 5.013 | 452 | 703 | 1984 | 943 | 1187 | 2629 | 2.5 | 2.5 | 3 | 3.537 | 3.98 | 4.468 | 3.796 | 4.184 | 4.476 | 2985 | 1130 | 187 | 959 | 509 | 123 | 2 | 2 | 2.5 | No | - | - | - | - | N/A | N/A | N/A | 14.555 | 3.2731 | 3.4644
[SEER Non Multi-Split <=65kW] GEMS (Air Conditioners up to 65kW) Determination 2019 | MEPS 2019 | AS/NZS 3823.1.1:2012 | RZAV71CV1 / FAA71BVMA |  | N/A | DAIKIN | 2.806 | Non Ducted | Single Split System | Wall Hung | Air | Air | Thailand | 2.22 | 7.195 | 7.1 | N/A | N/A | N/A | N/A | N/A | 2.37 | 8 | Enthalpy Test Room | 3.1571 | 3.3017 | Yes | 87.3 | N/A | 13.7 | 13.1 | N/A | N/A | N/A | N/A | N/A | 3.8845 | 3.8074 | N/A | N/A | N/A | N/A | N/A | N/A | Enthalpy Test Room | Single | R32 | Australia,New Zealand | 135294 | 2026-01-25 |  | Approved | Reverse Cycle | N/A | No | Class 9 | Yes | N/A | Yes | N/A | N/A | N/A | KRP58M51, EKMKSA2 | 3.9562 | Available | N/A | N/A | http://www.daikin.com.au/ | http://www.daikin.com.au | Yes |  |  | AAC5719 | Yes | Variable output compressor | Inverter | No | - | 7100 | 2.22 | - | 740 | 3550 | No | - | - | - | 2029.08 | 7646.7 | No | 676.36 | 3823.35 | No | - | - | 8000 | 2.37 | 820 | 4000 | No | - | - | Yes | 2300 | 7050 | No | - | - | No | - | - | - | - | - | No | - | - | No | - | - | No | - | - | - | - | 4.024 | 3.938 | 4.462 | 5.203 | 4.887 | 4.856 | 464 | 724 | 2050 | 969 | 1223 | 2717 | 2.5 | 2 | 2.5 | 3.524 | 3.94 | 4.46 | 3.791 | 4.164 | 4.473 | 2996 | 1140 | 186 | 959 | 510 | 122 | 2 | 2 | 2.5 | No | - | - | - | - | N/A | N/A | N/A | 14.055 | 3.1312 | 3.3092
[SEER Non Multi-Split <=65kW] GEMS (Air Conditioners up to 65kW) Determination 2019 | MEPS 2019 | AS/NZS 3823.1.2:2012 | RZAV71CV1 / FBA71BVMA |  | N/A | DAIKIN | 1.619 | Ducted | Single Split System | - | Air | Air | Thailand | 2.02 | 5.481 | 7.1 | N/A | N/A | N/A | N/A | N/A | 1.99 | 8 | Enthalpy Test Room | 3.3358 | 3.8727 | Yes | - | N/A | 12 | 12.1 | N/A | N/A | N/A | N/A | N/A | 3.2723 | 3.8365 | N/A | N/A | N/A | N/A | N/A | N/A | Enthalpy Test Room | Single | R32 | Australia,New Zealand | 132852 | 2026-01-25 |  | Approved | Reverse Cycle | N/A | No | Class 10 | Yes | N/A | Yes | N/A | N/A | N/A | KRP58M51, EKMKSA2 | 3.3349 | Available | N/A | N/A | http://www.daikin.com.au/ | http://www.daikin.com.au | Yes |  |  | AAC5713 | Yes | Variable output compressor | Inverter | No | - | 7100 | 2.02 | - | 770 | 3550 | No | - | - | - | 1846.28 | 7646.7 | No | 703.78 | 3823.35 | No | - | - | 8000 | 1.99 | 820 | 4000 | No | - | - | Yes | 2200 | 7050 | No | - | - | No | - | - | - | - | - | No | - | - | No | - | - | No | - | - | - | - | 4.023 | 3.989 | 4.523 | 5.118 | 4.851 | 4.884 | 464 | 714 | 2022 | 986 | 1232 | 2701 | 2.5 | 2 | 3 | 3.711 | 4.14 | 4.492 | 3.908 | 4.268 | 4.485 | 2846 | 1087 | 185 | 932 | 498 | 122 | 2 | 2.5 | 2.5 | No | - | - | - | - | N/A | N/A | N/A | 14.055 | 3.4341 | 3.9264
[SEER Non Multi-Split <=65kW] GEMS (Air Conditioners up to 65kW) Determination 2019 | MEPS 2019 | AS/NZS 3823.1.1:2012 | RZAV71CV1 / FCA71CAVMA |  | N/A | DAIKIN | 1.48 | Non Ducted | Single Split System | Cassette | Air | Air | Thailand | 1.81 | 5.62 | 7.1 | N/A | N/A | N/A | N/A | N/A | 1.81 | 8 | Enthalpy Test Room | 3.8239 | 4.1937 | Yes | - | N/A | 12 | 12.1 | N/A | N/A | N/A | N/A | N/A | 3.7343 | 4.1063 | N/A | N/A | N/A | N/A | N/A | N/A | Enthalpy Test Room | Single | R32 | Australia,New Zealand | 132283 | 2026-01-12 |  | Approved | Reverse Cycle | N/A | No | Class 9 | Yes | N/A | Yes | N/A | N/A | N/A | KRP58M51, EKMKSA2 | 3.8162 | Available | N/A | N/A | http://www.daikin.com.au/ | http://www.daikin.com.au | Yes |  |  | AAC5633 | Yes | Variable output compressor | Inverter | No | - | 7100 | 1.81 | - | 660 | 3550 | No | - | - | - | 1654.34 | 7646.7 | No | 603.24 | 3823.35 | No | - | - | 8000 | 1.81 | 720 | 4000 | No | - | - | Yes | 2100 | 7100 | No | - | - | No | - | - | - | - | - | No | - | - | No | - | - | No | - | - | - | - | 4.524 | 4.49 | 5.151 | 5.861 | 5.551 | 5.591 | 409 | 631 | 1771 | 857 | 1073 | 2356 | 3 | 2.5 | 3.5 | 4.092 | 4.645 | 5.108 | 4.354 | 4.822 | 5.105 | 2584 | 973 | 166 | 839 | 445 | 111 | 2.5 | 3 | 3.5 | No | - | - | - | - | N/A | N/A | N/A | 14.055 | 3.8223 | 4.3069
[SEER Non Multi-Split <=65kW] (Air Conditioners up to 65kW) EE Regulations 2020 Schedule 2A | MEPS 2019 | AS/NZS 3823.1.1:2012 | RZAV71CV1 / FCTA71AVMA |  | N/A | DAIKIN | N/A | Non Ducted | Single Split System | Cassette | Air | Air | Thailand | 1.81 | N/A | 7.1 | N/A | N/A | N/A | N/A | N/A | 1.81 | 8 | Enthalpy Test Room | 3.7774 | 4.1962 | N/A | - | N/A | N/A | N/A | N/A | N/A | N/A | N/A | N/A | N/A | N/A | N/A | N/A | N/A | N/A | N/A | N/A | N/A | Single | R32 | New Zealand | 153675 | 2123-04-02 |  | Approved | Reverse Cycle | N/A | No | Class 9 | No | N/A | N/A | N/A | N/A | N/A | N/A | N/A | Available | N/A | N/A | http://www.daikin.co.nz | https://www.daikin.co.nz/ | N/A |  |  | ZAC0797 | Yes | Variable output compressor | Inverter | No | - | 7100 | 1.81 | - | 660 | 3550 | No | - | - | - | - | - | No | - | - | No | - | - | 8000 | 1.81 | 720 | 4000 | No | - | - | Yes | 2100 | 7100 | No | - | - | No | - | - | - | - | - | No | - | - | No | - | - | No | - | - | 54 | 67 | 2.028 | 1.506 | 3.307 | 5.486 | 5.515 | 5.473 | 89 | 98 | 1776 | 876 | 67 | 2344 | 0.5 | 0 | 1.5 | 4.621 | 4.653 | 5.108 | 4.714 | 4.731 | 0 | 2587 | 976 | 283 | 31 | 461 | 113 | 3 | 3 | 3.5 | No | - | - | - | - | N/A | N/A | N/A | 15.255 | 3.814 | 4.2975
[SEER Non Multi-Split <=65kW] GEMS (Air Conditioners up to 65kW) Determination 2019 | MEPS 2019 | AS/NZS 3823.1.1:2012 | RZAV71CV1 / FHA71BVMA |  | N/A | DAIKIN | 2.068 | Non Ducted | Single Split System | Floor/Ceiling | Air | Air | Thailand | 2.12 | 5.032 | 7.1 | N/A | N/A | N/A | N/A | N/A | 2.26 | 8 | Enthalpy Test Room | 3.4484 | 3.6005 | Yes | - | N/A | 12 | 12.1 | N/A | N/A | N/A | N/A | N/A | 3.3723 | 3.5296 | N/A | N/A | N/A | N/A | N/A | N/A | Enthalpy Test Room | Single | R32 | Australia,New Zealand | 133010 | 2026-01-25 |  | Approved | Reverse Cycle | N/A | No | Class 9 | Yes | N/A | Yes | N/A | N/A | N/A | KRP58M51, EKMKSA2 | 3.439 | Available | N/A | N/A | http://www.daikin.com.au/ | http://www.daikin.com.au | Yes |  |  | AAC5716 | Yes | Variable output compressor | Inverter | No | - | 7100 | 2.12 | - | 720 | 3550 | No | - | - | - | 1937.68 | 7646.7 | No | 658.08 | 3823.35 | No | - | - | 8000 | 2.26 | 820 | 4000 | No | - | - | Yes | 2350 | 7000 | No | - | - | No | - | - | - | - | - | No | - | - | No | - | - | No | - | - | - | - | 4.136 | 4.06 | 4.613 | 5.352 | 5.036 | 5.018 | 451 | 701 | 1982 | 941 | 1186 | 2628 | 2.5 | 2.5 | 3 | 3.537 | 3.98 | 4.468 | 3.796 | 4.184 | 4.476 | 2984 | 1129 | 185 | 958 | 508 | 122 | 2 | 2 | 2.5 | No | - | - | - | - | N/A | N/A | N/A | 14.055 | 3.2757 | 3.4669
[SEER Non Multi-Split <=65kW] GEMS (Air Conditioners up to 65kW) Determination 2019 | MEPS 2019 | AS/NZS 3823.1.1:2012 | RZAV71CY1 / FAA71BVMA |  | N/A | DAIKIN | 2.068 | Non Ducted | Single Split System | Floor/Ceiling | Air | Air | Thailand | 2.22 | 5.032 | 7.1 | N/A | N/A | N/A | N/A | N/A | 2.37 | 8 | Enthalpy Test Room | 3.1876 | 3.334 | Yes | 87.3 | N/A | 12 | 12.1 | N/A | N/A | N/A | N/A | N/A | 3.3723 | 3.5296 | N/A | N/A | N/A | N/A | N/A | N/A | Enthalpy Test Room | Three | R32 | Australia,New Zealand | 136172 | 2026-02-24 |  | Approved | Reverse Cycle | N/A | No | Class 9 | Yes | N/A | Yes | N/A | N/A | N/A | KRP59M51, EKMKSA2 | 3.439 | Available | N/A | N/A | http://www.daikin.com.au/ | http://www.daikin.com.au | Yes |  |  | AAC5804 | Yes | Variable output compressor | Inverter | No | - | 7100 | 2.22 | - | 740 | 3550 | No | - | - | - | 2029.08 | 7646.7 | No | 676.36 | 3823.35 | No | - | - | 8000 | 2.37 | 820 | 4000 | No | - | - | Yes | 2300 | 7050 | No | - | - | No | - | - | - | - | - | No | - | - | No | - | - | No | - | - | - | - | 4.024 | 3.938 | 4.462 | 5.203 | 4.887 | 4.856 | 464 | 724 | 2050 | 969 | 1223 | 2717 | 2.5 | 2 | 2.5 | 3.524 | 3.94 | 4.46 | 3.791 | 4.164 | 4.473 | 2996 | 1140 | 186 | 959 | 510 | 122 | 2 | 2 | 2.5 | No | - | - | - | - | N/A | N/A | N/A | 14.055 | 3.1312 | 3.3092
[SEER Non Multi-Split <=65kW] GEMS (Air Conditioners up to 65kW) Determination 2019 | MEPS 2019 | AS/NZS 3823.1.2:2012 | RZAV71CY1 / FBA71BVMA |  | N/A | DAIKIN | 1.619 | Ducted | Single Split System | - | Air | Air | Thailand | 2.02 | 5.481 | 7.1 | N/A | N/A | N/A | N/A | N/A | 1.99 | 8 | Enthalpy Test Room | 3.3617 | 3.9059 | Yes | - | N/A | 12 | 12.1 | N/A | N/A | N/A | N/A | N/A | 3.2723 | 3.8365 | N/A | N/A | N/A | N/A | N/A | N/A | Enthalpy Test Room | Three | R32 | Australia,New Zealand | 132924 | 2026-02-24 |  | Approved | Reverse Cycle | N/A | No | Class 10 | Yes | N/A | Yes | N/A | N/A | N/A | KRP59M51, EKMKSA2 | 3.3349 | Available | N/A | N/A | http://www.daikin.com.au/ | http://www.daikin.com.au | Yes |  |  | AAC5800 | Yes | Variable output compressor | Inverter | No | - | 7100 | 2.02 | - | 770 | 3550 | No | - | - | - | 1846.28 | 7646.7 | No | 703.78 | 3823.35 | No | - | - | 8000 | 1.99 | 820 | 4000 | No | - | - | Yes | 2200 | 7050 | No | - | - | No | - | - | - | - | - | No | - | - | No | - | - | No | - | - | - | - | 4.023 | 3.989 | 4.523 | 5.118 | 4.851 | 4.884 | 464 | 714 | 2022 | 986 | 1232 | 2701 | 2.5 | 2 | 3 | 3.711 | 4.14 | 4.492 | 3.908 | 4.268 | 4.485 | 2846 | 1087 | 185 | 932 | 498 | 122 | 2 | 2.5 | 2.5 | No | - | - | - | - | N/A | N/A | N/A | 14.055 | 3.4341 | 3.9264
[SEER Non Multi-Split <=65kW] GEMS (Air Conditioners up to 65kW) Determination 2019 | MEPS 2019 | AS/NZS 3823.1.1:2012 | RZAV71CY1 / FCA71CAVMA |  | N/A | DAIKIN | 1.48 | Non Ducted | Single Split System | Cassette | Air | Air | Thailand | 1.81 | 5.62 | 7.1 | N/A | N/A | N/A | N/A | N/A | 1.81 | 8 | Enthalpy Test Room | 3.8621 | 4.2211 | Yes | - | N/A | 12 | 12.1 | N/A | N/A | N/A | N/A | N/A | 3.7343 | 4.1063 | N/A | N/A | N/A | N/A | N/A | N/A | Enthalpy Test Room | Three | R32 | Australia,New Zealand | 132384 | 2026-03-10 |  | Approved | Reverse Cycle | N/A | No | Class 9 | Yes | N/A | Yes | N/A | N/A | N/A | KRP59M51, EKMKSA2 | 3.8162 | Available | N/A | N/A | http://www.daikin.com.au/ | http://www.daikin.com.au | Yes |  |  | AAC5820 | Yes | Variable output compressor | Inverter | No | - | 7100 | 1.81 | - | 660 | 3550 | No | - | - | - | 1654.34 | 7646.7 | No | 603.24 | 3823.35 | No | - | - | 8000 | 1.81 | 720 | 4000 | No | - | - | Yes | 2100 | 7100 | No | - | - | No | - | - | - | - | - | No | - | - | No | - | - | No | - | - | - | - | 4.524 | 4.49 | 5.151 | 5.861 | 5.551 | 5.591 | 409 | 631 | 1771 | 857 | 1073 | 2356 | 3 | 2.5 | 3.5 | 4.092 | 4.645 | 5.108 | 4.354 | 4.822 | 5.105 | 2584 | 973 | 166 | 839 | 445 | 111 | 2.5 | 3 | 3.5 | No | - | - | - | - | N/A | N/A | N/A | 14.055 | 3.8223 | 4.3069
[SEER Non Multi-Split <=65kW] (Air Conditioners up to 65kW) EE Regulations 2020 Schedule 2A | MEPS 2019 | AS/NZS 3823.1.1:2012 | RZAV71CY1 / FCTA71AVMA |  | N/A | DAIKIN | N/A | Non Ducted | Single Split System | Cassette | Air | Air | Thailand | 1.81 | N/A | 7.1 | N/A | N/A | N/A | N/A | N/A | 1.81 | 8 | Enthalpy Test Room | 3.774 | 4.2 | N/A | - | N/A | N/A | N/A | N/A | N/A | N/A | N/A | N/A | N/A | N/A | N/A | N/A | N/A | N/A | N/A | N/A | N/A | Three | R32 | New Zealand | 153676 | 2123-04-02 |  | Approved | Reverse Cycle | N/A | No | Class 9 | No | N/A | N/A | N/A | N/A | N/A | N/A | N/A | Available | N/A | N/A | http://www.daikin.co.nz | https://www.daikin.co.nz/ | N/A |  |  | ZAC0796 | Yes | Variable output compressor | Inverter | No | - | 7100 | 1.81 | - | 660 | 3550 | No | - | - | - | - | - | No | - | - | No | - | - | 8000 | 1.81 | 720 | 4000 | No | - | - | Yes | 2100 | 7100 | No | - | - | No | - | - | - | - | - | No | - | - | No | - | - | No | - | - | 54 | 67 | 4.457 | 4.437 | 5.13 | 5.616 | 5.544 | 0.204 | 425 | 631 | 1753 | 861 | 1044 | 2214 | 2.5 | 2.5 | 3.5 | 5.155 | 4.412 | 4.922 | 4.577 | 4.846 | 5.105 | 2587 | 977 | 1247 | 1629 | 1596 | 2796 | 3.5 | 2.5 | 3 | No | - | - | - | - | N/A | N/A | N/A | 15.255 | 3.814 | 4.2975
[SEER Non Multi-Split <=65kW] GEMS (Air Conditioners up to 65kW) Determination 2019 | MEPS 2019 | AS/NZS 3823.1.1:2012 | RZAV71CY1 / FHA71BVMA |  | N/A | DAIKIN | 2.068 | Non Ducted | Single Split System | Floor/Ceiling | Air | Air | Thailand | 2.12 | 5.032 | 7.1 | N/A | N/A | N/A | N/A | N/A | 2.26 | 8 | Enthalpy Test Room | 3.483 | 3.6297 | Yes | - | N/A | 12 | 12.1 | N/A | N/A | N/A | N/A | N/A | 3.3723 | 3.5296 | N/A | N/A | N/A | N/A | N/A | N/A | Enthalpy Test Room | Three | R32 | Australia,New Zealand | 133018 | 2026-03-10 |  | Approved | Reverse Cycle | N/A | No | Class 9 | Yes | N/A | Yes | N/A | N/A | N/A | KRP59M51, EKMKSA2 | 3.439 | Available | N/A | N/A | http://www.daikin.com.au/ | http://www.daikin.com.au | Yes |  |  | AAC5825 | Yes | Variable output compressor | Inverter | No | - | 7100 | 2.12 | - | 720 | 3550 | No | - | - | - | 1937.68 | 7646.7 | No | 658.08 | 3823.35 | No | - | - | 8000 | 2.26 | 820 | 4000 | No | - | - | Yes | 2350 | 7000 | No | - | - | No | - | - | - | - | - | No | - | - | No | - | - | No | - | - | - | - | 4.136 | 4.06 | 4.613 | 5.352 | 5.036 | 5.018 | 451 | 701 | 1982 | 941 | 1186 | 2628 | 2.5 | 2.5 | 3 | 3.537 | 3.98 | 4.468 | 3.796 | 4.184 | 4.476 | 2984 | 1129 | 185 | 958 | 508 | 122 | 2 | 2 | 2.5 | No | - | - | - | - | N/A | N/A | N/A | 14.055 | 3.2757 | 3.4669
[SEER Non Multi-Split <=65kW] GEMS (Air Conditioners up to 65kW) Determination 2019 | MEPS 2019 | AS/NZS 3823.1.2:2012 | RZAV85C2V1 / FBA85BVMA |  | N/A | DAIKIN | N/A | Ducted | Single Split System | - | Air | Air | Thailand | 2.3 | N/A | 8.5 | N/A | N/A | N/A | N/A | N/A | 2.5 | 10 | Enthalpy Test Room | 3.9962 | 4.482 | N/A | - | N/A | N/A | N/A | N/A | N/A | N/A | N/A | N/A | N/A | N/A | N/A | N/A | N/A | N/A | N/A | N/A | N/A | Single | R32 | Australia,New Zealand | 144584 | 2027-02-22 |  | Approved | Reverse Cycle | N/A | Yes | Class 10 | Yes | N/A | N/A | N/A | N/A | N/A | N/A | N/A | Available | N/A | N/A | http://www.daikin.com.au/ | http://www.daikin.com.au | N/A |  |  | AAC6460 | Yes | Variable output compressor | Inverter | No | - | 8500 | 2.3 | - | 870 | 4250 | No | - | - | - | 2102.2 | 9154.5 | No | 795.18 | 4577.25 | No | - | - | 10000 | 2.5 | 990 | 5000 | No | - | - | Yes | 2400 | 8800 | No | - | - | No | - | - | - | - | - | No | - | - | No | - | - | No | - | - | - | 71 | 4.305 | 4.255 | 4.793 | 5.446 | 5.153 | 5.172 | 522 | 805 | 2287 | 1111 | 1391 | 3056 | 2.5 | 2.5 | 3 | 3.865 | 4.266 | 4.643 | 4.064 | 4.412 | 4.641 | 3412 | 1312 | 217 | 1115 | 598 | 143 | 2 | 2.5 | 3 | No | - | - | - | - | N/A | N/A | N/A | 14.68 | 3.6176 | 3.9222
[SEER Non Multi-Split <=65kW] GEMS (Air Conditioners up to 65kW) Determination 2019 | MEPS 2019 | AS/NZS 3823.1.1:2012 | RZAV85C2V1 / FCA85CVMA |  | N/A | DAIKIN | N/A | Non Ducted | Single Split System | Cassette | Air | Air | Thailand | 2 | N/A | 8.5 | N/A | N/A | N/A | N/A | N/A | 2.13 | 10 | Enthalpy Test Room | 4.5482 | 5.0121 | N/A | - | N/A | N/A | N/A | N/A | N/A | N/A | N/A | N/A | N/A | N/A | N/A | N/A | N/A | N/A | N/A | N/A | N/A | Single | R32 | Australia,New Zealand | 144510 | 2027-02-22 |  | Approved | Reverse Cycle | N/A | Yes | Class 9 | Yes | N/A | N/A | N/A | N/A | N/A | N/A | N/A | Available | N/A | N/A | http://www.daikin.com.au/ | http://www.daikin.com.au | N/A |  |  | AAC6451 | Yes | Variable output compressor | Inverter | No | - | 8500 | 2 | - | 790 | 4250 | No | - | - | - | 1828 | 9154.5 | No | 722.06 | 4577.25 | No | - | - | 10000 | 2.13 | 940 | 5000 | No | - | - | Yes | 2190 | 8800 | No | - | - | No | - | - | - | - | - | No | - | - | No | - | - | No | - | - | 61 | 71 | 4.722 | 4.702 | 8.375 | 5.997 | 5.698 | 5.763 | 473 | 725 | 2047 | 1006 | 1255 | 2739 | 3 | 3 | 6.5 | 0 | 4.632 | 4.912 | 4.349 | 4.716 | 4.897 | 3149 | 1211 | 207 | 1044 | 561 | 137 | 0 | 3 | 3 | No | - | - | - | - | N/A | N/A | N/A | 14.68 | 4.1471 | 4.588
[SEER Non Multi-Split <=65kW] GEMS (Air Conditioners up to 65kW) Determination 2019 | MEPS 2019 | AS/NZS 3823.1.1:2012 | RZAV85C2V1 / FCTA85AVMA |  | N/A | DAIKIN | N/A | Non Ducted | Single Split System | Cassette | Air | Air | Thailand | 2 | N/A | 8.5 | N/A | N/A | N/A | N/A | N/A | 2.13 | 10 | Enthalpy Test Room | 4.4868 | 5.0222 | N/A | - | N/A | N/A | N/A | N/A | N/A | N/A | N/A | N/A | N/A | N/A | N/A | N/A | N/A | N/A | N/A | N/A | N/A | Single | R32 | Australia,New Zealand | 150451 | 2027-10-17 |  | Approved | Reverse Cycle | N/A | Yes | Class 9 | Yes | N/A | N/A | N/A | N/A | N/A | N/A | N/A | Available | N/A | N/A | http://www.daikin.com.au/ | http://www.daikin.com.au | N/A |  |  | AAC7100 | Yes | Variable output compressor | Inverter | No | - | 8500 | 2 | - | 790 | 4250 | No | - | - | - | 1828 | 9154.5 | No | 722.06 | 4577.25 | No | - | - | 10000 | 2.13 | 940 | 5000 | No | - | - | Yes | 2190 | 8800 | No | - | - | No | - | - | - | - | - | No | - | - | No | - | - | No | - | - | - | - | 4.66 | 4.654 | 5.326 | 5.961 | 5.67 | 5.751 | 477 | 729 | 2052 | 1010 | 1259 | 2743 | 3 | 3 | 3.5 | 4.19 | 4.632 | 4.912 | 4.349 | 4.716 | 4.897 | 3152 | 1215 | 210 | 1047 | 564 | 139 | 2.5 | 3 | 3 | No | - | - | - | - | N/A | N/A | N/A | 15.88 | 4.1389 | 4.5794
[SEER Non Multi-Split <=65kW] GEMS (Air Conditioners up to 65kW) Determination 2019 | MEPS 2019 | AS/NZS 3823.1.1:2012 | RZAV85C2V1 / FHA85BVMA |  | N/A | DAIKIN | N/A | Non Ducted | Single Split System | Under ceiling | Air | Air | Thailand | 2.51 | N/A | 8.5 | N/A | N/A | N/A | N/A | N/A | 2.75 | 10 | Enthalpy Test Room | 4.0843 | 4.0824 | N/A | - | N/A | N/A | N/A | N/A | N/A | N/A | N/A | N/A | N/A | N/A | N/A | N/A | N/A | N/A | N/A | N/A | N/A | Single | R32 | Australia,New Zealand | 144552 | 2027-02-27 |  | Approved | Reverse Cycle | N/A | Yes | Class 9 | Yes | N/A | N/A | N/A | N/A | N/A | N/A | N/A | Available | N/A | N/A | http://www.daikin.com.au/ | http://www.daikin.com.au | N/A |  |  | AAC6510 | Yes | Variable output compressor | Inverter | No | - | 8500 | 2.51 | - | 820 | 4250 | No | - | - | - | 2294.14 | 9154.5 | No | 749.48 | 4577.25 | No | - | - | 10000 | 2.75 | 1000 | 5000 | No | - | - | Yes | 2500 | 8700 | No | - | - | No | - | - | - | - | - | No | - | - | No | - | - | No | - | - | 60 | 71 | 4.365 | 4.253 | 4.794 | 5.628 | 5.273 | 5.219 | 514 | 805 | 2287 | 1074 | 1358 | 3028 | 2.5 | 2.5 | 3 | 3.708 | 4.116 | 4.58 | 3.949 | 4.311 | 4.588 | 3554 | 1358 | 220 | 1147 | 611 | 144 | 2 | 2.5 | 3 | No | - | - | - | - | N/A | N/A | N/A | 14.68 | 3.3208 | 3.5719
[SEER Non Multi-Split <=65kW] GEMS (Air Conditioners up to 65kW) Determination 2019 | MEPS 2019 | AS/NZS 3823.1.1:2012 | RZAV85C2V1 / FHA85CVMA |  | N/A | DAIKIN | N/A | Non Ducted | Single Split System | Under ceiling | Air | Air | Thailand | 2.51 | N/A | 8.5 | N/A | N/A | N/A | N/A | N/A | 2.75 | 10 | Enthalpy Test Room | 4.0024 | 4.0761 | N/A | - | N/A | N/A | N/A | N/A | N/A | N/A | N/A | N/A | N/A | N/A | N/A | N/A | N/A | N/A | N/A | N/A | N/A | Single | R32 | Australia,New Zealand | 151173 | 2027-11-23 |  | Approved | Reverse Cycle | N/A | Yes | Class 9 | Yes | N/A | N/A | N/A | N/A | N/A | N/A | N/A | Available | N/A | N/A | http://www.daikin.com.au/ | http://www.daikin.com.au | N/A |  |  | AAC7177 | Yes | Variable output compressor | Inverter | No | - | 8500 | 2.51 | - | 820 | 4250 | No | - | - | - | 2294.14 | 9154.5 | No | 749.48 | 4577.25 | No | - | - | 10000 | 2.75 | 1000 | 5000 | No | - | - | Yes | 2500 | 8700 | No | - | - | No | - | - | - | - | - | No | - | - | No | - | - | No | - | - | - | - | 4.365 | 4.253 | 4.794 | 5.628 | 5.273 | 5.219 | 514 | 805 | 2287 | 1074 | 1358 | 3028 | 2.5 | 2.5 | 3 | 3.708 | 4.116 | 4.58 | 3.949 | 4.311 | 4.588 | 3554 | 1358 | 220 | 1147 | 611 | 144 | 2 | 2.5 | 3 | No | - | - | - | - | N/A | N/A | N/A | 14.68 | 3.3208 | 3.5719
[SEER Non Multi-Split <=65kW] GEMS (Air Conditioners up to 65kW) Determination 2019 | MEPS 2019 | AS/NZS 3823.1.1:2012 | RZAV85C2Y1 / FAA85BVMA |  | N/A | DAIKIN | N/A | Non Ducted | Single Split System | Wall Hung | Air | Air | Thailand | 2.59 | N/A | 8.5 | N/A | N/A | N/A | N/A | N/A | 3.01 | 10 | Enthalpy Test Room | 3.7958 | 3.575 | N/A | - | N/A | N/A | N/A | N/A | N/A | N/A | N/A | N/A | N/A | N/A | N/A | N/A | N/A | N/A | N/A | N/A | N/A | Three | R32 | Australia,New Zealand | 144464 | 2027-02-21 |  | Approved | Reverse Cycle | N/A | Yes | Class 9 | Yes | N/A | N/A | N/A | N/A | N/A | N/A | N/A | Available | N/A | N/A | http://www.daikin.com.au/ | http://www.daikin.com.au | N/A |  |  | AAC6447 | Yes | Variable output compressor | Inverter | No | - | 8500 | 2.59 | - | 860 | 4250 | No | - | - | - | 2367.26 | 9154.5 | No | 786.04 | 4577.25 | No | - | - | 10000 | 3.01 | 1020 | 5000 | No | - | - | Yes | 2900 | 8700 | No | - | - | No | - | - | - | - | - | No | - | - | No | - | - | No | - | - | 65 | 71 | 4.208 | 4.101 | 4.609 | 5.397 | 5.031 | 4.101 | 534 | 836 | 2380 | 1122 | 1417 | 3156 | 2.5 | 2.5 | 3 | 3.491 | 3.927 | 4.478 | 3.774 | 4.166 | 4.493 | 3773 | 1422 | 224 | 1198 | 631 | 147 | 1.5 | 2 | 2.5 | No | - | - | - | - | N/A | N/A | N/A | 14.68 | 3.2202 | 3.2684
[SEER Non Multi-Split <=65kW] GEMS (Air Conditioners up to 65kW) Determination 2019 | MEPS 2019 | AS/NZS 3823.1.2:2012 | RZAV85C2Y1 / FBA85BVMA |  | N/A | DAIKIN | N/A | Ducted | Single Split System | - | Air | Air | Thailand | 2.3 | N/A | 8.5 | N/A | N/A | N/A | N/A | N/A | 2.5 | 10 | Enthalpy Test Room | 4.0328 | 4.522 | N/A | - | N/A | N/A | N/A | N/A | N/A | N/A | N/A | N/A | N/A | N/A | N/A | N/A | N/A | N/A | N/A | N/A | N/A | Three | R32 | Australia,New Zealand | 144589 | 2027-02-24 |  | Approved | Reverse Cycle | N/A | Yes | Class 10 | Yes | N/A | N/A | N/A | N/A | N/A | N/A | N/A | Available | N/A | N/A | http://www.daikin.com.au/ | http://www.daikin.com.au | N/A |  |  | AAC6492 | Yes | Variable output compressor | Inverter | No | - | 8500 | 2.3 | - | 870 | 4250 | No | - | - | - | 2102.2 | 9154.5 | No | 795.18 | 4577.25 | No | - | - | 10000 | 2.5 | 990 | 5000 | No | - | - | Yes | 2400 | 8800 | No | - | - | No | - | - | - | - | - | No | - | - | No | - | - | No | - | - | - | 71 | 4.305 | 4.255 | 4.793 | 5.446 | 5.153 | 5.172 | 522 | 805 | 2287 | 1111 | 1391 | 3056 | 2.5 | 2.5 | 3 | 3.865 | 4.266 | 4.643 | 4.064 | 4.412 | 4.641 | 3412 | 1312 | 217 | 1115 | 598 | 143 | 2 | 2.5 | 3 | No | - | - | - | - | N/A | N/A | N/A | 14.68 | 3.6176 | 3.9222
[SEER Non Multi-Split <=65kW] GEMS (Air Conditioners up to 65kW) Determination 2019 | MEPS 2019 | AS/NZS 3823.1.1:2012 | RZAV85C2Y1 / FCA85CVMA |  | N/A | DAIKIN | N/A | Non Ducted | Single Split System | Cassette | Air | Air | Thailand | 2 | N/A | 8.5 | N/A | N/A | N/A | N/A | N/A | 2.13 | 10 | Enthalpy Test Room | 4.5892 | 5.0538 | N/A | - | N/A | N/A | N/A | N/A | N/A | N/A | N/A | N/A | N/A | N/A | N/A | N/A | N/A | N/A | N/A | N/A | N/A | Three | R32 | Australia,New Zealand | 144515 | 2027-02-24 |  | Approved | Reverse Cycle | N/A | Yes | Class 9 | Yes | N/A | N/A | N/A | N/A | N/A | N/A | N/A | Available | N/A | N/A | http://www.daikin.com.au/ | http://www.daikin.com.au | N/A |  |  | AAC6475 | Yes | Variable output compressor | Inverter | No | - | 8500 | 2 | - | 790 | 4250 | No | - | - | - | 1828 | 9154.5 | No | 722.06 | 4577.25 | No | - | - | 10000 | 2.13 | 940 | 5000 | No | - | - | Yes | 2190 | 8800 | No | - | - | No | - | - | - | - | - | No | - | - | No | - | - | No | - | - | 61 | 71 | 4.722 | 4.702 | 5.345 | 0 | 5.698 | 2.145 | 473 | 725 | 2047 | 1006 | 1255 | 2739 | 3 | 3 | 3.5 | 4.19 | 4.632 | 4.912 | 4.349 | 5.667 | 4.897 | 3149 | 1211 | 207 | 1044 | 561 | 137 | 2.5 | 3 | 3 | No | - | - | - | - | N/A | N/A | N/A | 14.68 | 4.1471 | 4.588
[SEER Non Multi-Split <=65kW] GEMS (Air Conditioners up to 65kW) Determination 2019 | MEPS 2019 | AS/NZS 3823.1.1:2012 | RZAV85C2Y1 / FCTA85AVMA |  | N/A | DAIKIN | N/A | Non Ducted | Single Split System | Cassette | Air | Air | Thailand | 2 | N/A | 8.5 | N/A | N/A | N/A | N/A | N/A | 2.13 | 10 | Enthalpy Test Room | 4.4637 | 5.0307 | N/A | - | N/A | N/A | N/A | N/A | N/A | N/A | N/A | N/A | N/A | N/A | N/A | N/A | N/A | N/A | N/A | N/A | N/A | Three | R32 | Australia,New Zealand | 150452 | 2027-10-16 |  | Approved | Reverse Cycle | N/A | Yes | Class 9 | Yes | N/A | N/A | N/A | N/A | N/A | N/A | N/A | Available | N/A | N/A | http://www.daikin.com.au/ | http://www.daikin.com.au | N/A |  |  | AAC7098 | Yes | Variable output compressor | Inverter | No | - | 8500 | 2 | - | 790 | 4250 | No | - | - | - | 1828 | 9154.5 | No | 722.06 | 4577.25 | No | - | - | 10000 | 2.13 | 940 | 5000 | No | - | - | Yes | 2190 | 8800 | No | - | - | No | - | - | - | - | - | No | - | - | No | - | - | No | - | - | - | - | 4.66 | 4.654 | 5.326 | 5.961 | 5.67 | 5.751 | 477 | 729 | 2052 | 1010 | 1259 | 2743 | 3 | 3 | 3.5 | 4.19 | 4.632 | 4.912 | 4.349 | 4.716 | 4.897 | 3152 | 1215 | 210 | 1047 | 564 | 139 | 2.5 | 3 | 3 | No | - | - | - | - | N/A | N/A | N/A | 15.88 | 4.1389 | 4.5794
[SEER Non Multi-Split <=65kW] GEMS (Air Conditioners up to 65kW) Determination 2019 | MEPS 2019 | AS/NZS 3823.1.1:2012 | RZAV85C2Y1 / FHA85BVMA |  | N/A | DAIKIN | N/A | Non Ducted | Single Split System | Under ceiling | Air | Air | Thailand | 2.51 | N/A | 8.5 | N/A | N/A | N/A | N/A | N/A | 2.75 | 10 | Enthalpy Test Room | 4.1224 | 4.1271 | N/A | - | N/A | N/A | N/A | N/A | N/A | N/A | N/A | N/A | N/A | N/A | N/A | N/A | N/A | N/A | N/A | N/A | N/A | Three | R32 | Australia,New Zealand | 144557 | 2027-02-27 |  | Approved | Reverse Cycle | N/A | Yes | Class 9 | Yes | N/A | N/A | N/A | N/A | N/A | N/A | N/A | Available | N/A | N/A | http://www.daikin.com.au/ | http://www.daikin.com.au | N/A |  |  | AAC6507 | Yes | Variable output compressor | Inverter | No | - | 8500 | 2.51 | - | 820 | 4250 | No | - | - | - | 2294.14 | 9154.5 | No | 749.48 | 4577.25 | No | - | - | 10000 | 2.75 | 1000 | 5000 | No | - | - | Yes | 2500 | 8700 | No | - | - | No | - | - | - | - | - | No | - | - | No | - | - | No | - | - | 60 | 71 | 4.365 | 4.253 | 4.794 | 5.628 | 5.273 | 5.219 | 514 | 805 | 2287 | 1074 | 1358 | 3028 | 2.5 | 2.5 | 3 | 3.708 | 4.116 | 4.58 | 3.949 | 4.311 | 4.588 | 3554 | 1358 | 220 | 1147 | 611 | 144 | 2 | 2.5 | 3 | No | - | - | - | - | N/A | N/A | N/A | 14.68 | 3.3208 | 3.5719
[SEER Non Multi-Split <=65kW] GEMS (Air Conditioners up to 65kW) Determination 2019 | MEPS 2019 | AS/NZS 3823.1.1:2012 | RZAV85C2Y1 / FHA85CVMA |  | N/A | DAIKIN | N/A | Non Ducted | Single Split System | Under ceiling | Air | Air | Thailand | 2.51 | N/A | 8.5 | N/A | N/A | N/A | N/A | N/A | 2.75 | 10 | Enthalpy Test Room | 4.0033 | 4.0828 | N/A | - | N/A | N/A | N/A | N/A | N/A | N/A | N/A | N/A | N/A | N/A | N/A | N/A | N/A | N/A | N/A | N/A | N/A | Three | R32 | Australia,New Zealand | 151174 | 2027-11-20 |  | Approved | Reverse Cycle | N/A | Yes | Class 9 | Yes | N/A | N/A | N/A | N/A | N/A | N/A | N/A | Available | N/A | N/A | http://www.daikin.com.au/ | http://www.daikin.com.au | N/A |  |  | AAC7173 | Yes | Variable output compressor | Inverter | No | - | 8500 | 2.51 | - | 820 | 4250 | No | - | - | - | 2294.14 | 9154.5 | No | 749.48 | 4577.25 | No | - | - | 10000 | 2.75 | 1000 | 5000 | No | - | - | Yes | 2500 | 8700 | No | - | - | No | - | - | - | - | - | No | - | - | No | - | - | No | - | - | - | - | 4.365 | 4.253 | 4.794 | 5.628 | 5.273 | 5.219 | 514 | 805 | 2287 | 1074 | 1358 | 3028 | 2.5 | 2.5 | 3 | 3.708 | 4.116 | 4.58 | 3.949 | 4.311 | 4.588 | 3554 | 1358 | 220 | 1147 | 611 | 144 | 2 | 2.5 | 3 | No | - | - | - | - | N/A | N/A | N/A | 14.68 | 3.3208 | 3.5719
[SEER Non Multi-Split <=65kW] GEMS (Air Conditioners up to 65kW) Determination 2019 | MEPS 2019 | AS/NZS 3823.1.1:2012 | RZAV85CV1 / FAA85BVMA |  | N/A | DAIKIN | 2.806 | Non Ducted | Single Split System | Wall Hung | Air | Air | Thailand | 2.59 | 7.195 | 8.5 | N/A | N/A | N/A | N/A | N/A | 3.01 | 10 | Enthalpy Test Room | 3.7598 | 3.5533 | Yes | - | N/A | 13.7 | 13.1 | N/A | N/A | N/A | N/A | N/A | 3.8845 | 3.8074 | N/A | N/A | N/A | N/A | N/A | N/A | Enthalpy Test Room | Single | R32 | Australia,New Zealand | 135295 | 2026-01-19 |  | Approved | Reverse Cycle | N/A | No | Class 9 | Yes | N/A | Yes | N/A | N/A | N/A | KRP58M51, EKMKSA2 | 3.9562 | Available | N/A | N/A | http://www.daikin.com.au/ | http://www.daikin.com.au | Yes |  |  | AAC5644 | Yes | Variable output compressor | Inverter | No | - | 8500 | 2.59 | - | 860 | 4250 | No | - | - | - | 2367.26 | 9154.5 | No | 786.04 | 4577.25 | No | - | - | 10000 | 3.01 | 1020 | 5000 | No | - | - | Yes | 2900 | 8700 | No | - | - | No | - | - | - | - | - | No | - | - | No | - | - | No | - | - | - | - | 4.229 | 4.117 | 4.615 | 5.409 | 5.069 | 5.013 | 533 | 834 | 2378 | 1120 | 1415 | 3155 | 2.5 | 2.5 | 3 | 3.491 | 3.927 | 4.478 | 3.774 | 4.166 | 4.493 | 3772 | 1420 | 223 | 1197 | 630 | 146 | 1.5 | 2 | 2.5 | No | - | - | - | - | N/A | N/A | N/A | 14.18 | 3.2222 | 3.2702
[SEER Non Multi-Split <=65kW] GEMS (Air Conditioners up to 65kW) Determination 2019 | MEPS 2019 | AS/NZS 3823.1.2:2012 | RZAV85CV1 / FBA85BVMA |  | N/A | DAIKIN | 1.539 | Ducted | Single Split System | - | Air | Air | Thailand | 2.3 | 6.961 | 8.5 | N/A | N/A | N/A | N/A | N/A | 2.5 | 10 | Enthalpy Test Room | 3.9962 | 4.482 | Yes | - | N/A | 13.7 | 13.1 | N/A | N/A | N/A | N/A | N/A | 3.9099 | 4.4032 | N/A | N/A | N/A | N/A | N/A | N/A | Enthalpy Test Room | Single | R32 | Australia,New Zealand | 132853 | 2026-01-22 |  | Approved | Reverse Cycle | N/A | No | Class 10 | Yes | N/A | Yes | N/A | N/A | N/A | KRP58M5, EKMKSA2 | 3.9953 | Available | N/A | N/A | http://www.daikin.com.au/ | http://www.daikin.com.au | Yes |  |  | AAC5661 | Yes | Variable output compressor | Inverter | No | - | 8500 | 2.3 | - | 870 | 4250 | No | - | - | - | 2102.2 | 9154.5 | No | 795.18 | 4577.25 | No | - | - | 10000 | 2.5 | 990 | 5000 | No | - | - | Yes | 2400 | 8800 | No | - | - | No | - | - | - | - | - | No | - | - | No | - | - | No | - | - | - | - | 4.327 | 4.272 | 4.8 | 5.459 | 5.163 | 5.176 | 520 | 803 | 2285 | 1110 | 1389 | 3054 | 2.5 | 2.5 | 3 | 3.865 | 4.266 | 4.643 | 4.064 | 4.412 | 4.641 | 3410 | 1311 | 216 | 1114 | 597 | 142 | 2 | 2.5 | 3 | No | - | - | - | - | N/A | N/A | N/A | 14.18 | 3.6202 | 3.9248
[SEER Non Multi-Split <=65kW] GEMS (Air Conditioners up to 65kW) Determination 2019 | MEPS 2019 | AS/NZS 3823.1.1:2012 | RZAV85CV1 / FCA85CVMA |  | N/A | DAIKIN | 1.655 | Non Ducted | Single Split System | Cassette | Air | Air | Thailand | 2 | 6.845 | 8.5 | N/A | N/A | N/A | N/A | N/A | 2.13 | 10 | Enthalpy Test Room | 4.5482 | 5.0121 | Yes | - | N/A | 13.7 | 13.1 | N/A | N/A | N/A | N/A | N/A | 4.4334 | 4.901 | N/A | N/A | N/A | N/A | N/A | N/A | Enthalpy Test Room | Single | R32 | Australia,New Zealand | 132286 | 2026-01-12 |  | Approved | Reverse Cycle | N/A | No | Class 9 | Yes | N/A | Yes | N/A | N/A | N/A | KRP58M5, EKMKSA2 | 4.5426 | Available | N/A | N/A | http://www.daikin.com.au/ | http://www.daikin.com.au | Yes |  |  | AAC5629 | Yes | Variable output compressor | Inverter | No | - | 8500 | 2 | - | 790 | 4250 | No | - | - | - | 1828 | 9154.5 | No | 722.06 | 4577.25 | No | - | - | 10000 | 2.13 | 940 | 5000 | No | - | - | Yes | 2190 | 8800 | No | - | - | No | - | - | - | - | - | No | - | - | No | - | - | No | - | - | - | - | 4.748 | 4.723 | 5.353 | 6.012 | 5.709 | 5.769 | 471 | 723 | 2045 | 1005 | 1253 | 2738 | 3 | 3 | 3.5 | 4.19 | 4.632 | 4.912 | 4.349 | 4.716 | 4.897 | 3148 | 1210 | 206 | 1043 | 560 | 136 | 2.5 | 3 | 3 | No | - | - | - | - | N/A | N/A | N/A | 14.18 | 4.1505 | 4.5915
[SEER Non Multi-Split <=65kW] (Air Conditioners up to 65kW) EE Regulations 2020 Schedule 2A | MEPS 2019 | AS/NZS 3823.1.1:2012 | RZAV85CV1 / FCTA85AVMA |  | N/A | DAIKIN | N/A | Non Ducted | Single Split System | Cassette | Air | Air | Thailand | 2 | N/A | 8.5 | N/A | N/A | N/A | N/A | N/A | 2.13 | 10 | Enthalpy Test Room | 4.4868 | 5.0222 | N/A | - | N/A | N/A | N/A | N/A | N/A | N/A | N/A | N/A | N/A | N/A | N/A | N/A | N/A | N/A | N/A | N/A | N/A | Single | R32 | New Zealand | 153677 | 2123-04-02 |  | Approved | Reverse Cycle | N/A | No | Class 9 | No | N/A | N/A | N/A | N/A | N/A | N/A | N/A | Available | N/A | N/A | http://www.daikin.co.nz | https://www.daikin.co.nz/ | N/A |  |  | ZAC0795 | Yes | Variable output compressor | Inverter | No | - | 8500 | 2 | - | 790 | 4250 | No | - | - | - | - | - | No | - | - | No | - | - | 10000 | 2.13 | 940 | 5000 | No | - | - | Yes | 2190 | 8800 | No | - | - | No | - | - | - | - | - | No | - | - | No | - | - | No | - | - | 61 | 71 | 0 | 0.295 | 5.334 | 5.976 | 5.682 | 5.756 | 463 | 716 | 2050 | 1009 | 1257 | 2741 | 0 | 0 | 3.5 | 4.19 | 4.632 | 4.912 | 4.349 | 4.716 | 4.897 | 3151 | 1217 | 3257 | 4796 | 5571 | 2718 | 2.5 | 3 | 3 | No | - | - | - | - | N/A | N/A | N/A | 15.38 | 4.1423 | 4.583
[SEER Non Multi-Split <=65kW] GEMS (Air Conditioners up to 65kW) Determination 2019 | MEPS 2019 | AS/NZS 3823.1.1:2012 | RZAV85CV1 / FHA85BVMA |  | N/A | DAIKIN | 2.367 | Non Ducted | Single Split System | Floor/Ceiling | Air | Air | Thailand | 2.51 | 6.133 | 8.5 | N/A | N/A | N/A | N/A | N/A | 2.75 | 10 | Enthalpy Test Room | 4.0843 | 4.0824 | Yes | - | N/A | 13.7 | 13.1 | N/A | N/A | N/A | N/A | N/A | 4.0164 | 4.0092 | N/A | N/A | N/A | N/A | N/A | N/A | Enthalpy Test Room | Single | R32 | Australia,New Zealand | 133011 | 2026-01-22 |  | Approved | Reverse Cycle | N/A | No | Class 9 | Yes | N/A | Yes | N/A | N/A | N/A | KRP58M5, EKMKSA2 | 4.1058 | Available | N/A | N/A | http://www.daikin.com.au/ | http://www.daikin.com.au | Yes |  |  | AAC5662 | Yes | Variable output compressor | Inverter | No | - | 8500 | 2.51 | - | 820 | 4250 | No | - | - | - | 2294.14 | 9154.5 | No | 749.48 | 4577.25 | No | - | - | 10000 | 2.75 | 1000 | 5000 | No | - | - | Yes | 2500 | 8700 | No | - | - | No | - | - | - | - | - | No | - | - | No | - | - | No | - | - | - | - | 4.387 | 4.269 | 4.801 | 5.641 | 5.283 | 5.223 | 512 | 803 | 2285 | 1073 | 1357 | 3026 | 2.5 | 2.5 | 3 | 3.708 | 4.116 | 4.58 | 3.949 | 4.311 | 4.588 | 3553 | 1357 | 219 | 1146 | 610 | 143 | 2 | 2.5 | 3 | No | - | - | - | - | N/A | N/A | N/A | 14.18 | 3.323 | 3.5741
[SEER Non Multi-Split <=65kW] GEMS (Air Conditioners up to 65kW) Determination 2019 | MEPS 2019 | AS/NZS 3823.1.1:2012 | RZAV85CY1 / FAA85BVMA |  | N/A | DAIKIN | 2.068 | Non Ducted | Single Split System | Floor/Ceiling | Air | Air | Thailand | 2.59 | 5.032 | 8.5 | N/A | N/A | N/A | N/A | N/A | 3.01 | 10 | Enthalpy Test Room | 3.7958 | 3.575 | Yes | - | N/A | 12 | 12.1 | N/A | N/A | N/A | N/A | N/A | 3.3723 | 3.5296 | N/A | N/A | N/A | N/A | N/A | N/A | Enthalpy Test Room | Three | R32 | Australia,New Zealand | 136173 | 2026-02-25 |  | Approved | Reverse Cycle | N/A | No | Class 9 | Yes | N/A | Yes | N/A | N/A | N/A | KRP59M51, EKMKSA2 | 3.439 | Available | N/A | N/A | http://www.daikin.com.au/ | http://www.daikin.com.au | Yes |  |  | AAC5808 | Yes | Variable output compressor | Inverter | No | - | 8500 | 2.59 | - | 860 | 4250 | No | - | - | - | 2367.26 | 9154.5 | No | 786.04 | 4577.25 | No | - | - | 10000 | 3.01 | 1020 | 5000 | No | - | - | Yes | 2900 | 8700 | No | - | - | No | - | - | - | - | - | No | - | - | No | - | - | No | - | - | - | - | 4.229 | 4.117 | 4.615 | 5.409 | 5.069 | 5.013 | 533 | 834 | 2378 | 1120 | 1415 | 3155 | 2.5 | 2.5 | 3 | 3.491 | 3.927 | 4.478 | 3.774 | 4.166 | 4.493 | 3772 | 1420 | 223 | 1197 | 630 | 146 | 1.5 | 2 | 2.5 | No | - | - | - | - | N/A | N/A | N/A | 14.18 | 3.2222 | 3.2702
[SEER Non Multi-Split <=65kW] GEMS (Air Conditioners up to 65kW) Determination 2019 | MEPS 2019 | AS/NZS 3823.1.2:2012 | RZAV85CY1 / FBA85BVMA |  | N/A | DAIKIN | 1.539 | Ducted | Single Split System | - | Air | Air | Thailand | 2.3 | 6.961 | 8.5 | N/A | N/A | N/A | N/A | N/A | 2.5 | 10 | Enthalpy Test Room | 4.0328 | 4.522 | Yes | - | N/A | 13.7 | 13.1 | N/A | N/A | N/A | N/A | N/A | 3.9099 | 4.4032 | N/A | N/A | N/A | N/A | N/A | N/A | Enthalpy Test Room | Three | R32 | Australia,New Zealand | 132925 | 2026-02-24 |  | Approved | Reverse Cycle | N/A | No | Class 10 | Yes | N/A | Yes | N/A | N/A | N/A | KRP58M51, EKMKSA2 | 3.9953 | Available | N/A | N/A | http://www.daikin.com.au/ | http://www.daikin.com.au | Yes |  |  | AAC5797 | Yes | Variable output compressor | Inverter | No | - | 8500 | 2.3 | - | 870 | 4250 | No | - | - | - | 2102.2 | 9154.5 | No | 795.18 | 4577.25 | No | - | - | 10000 | 2.5 | 990 | 5000 | No | - | - | Yes | 2400 | 8800 | No | - | - | No | - | - | - | - | - | No | - | - | No | - | - | No | - | - | - | - | 4.327 | 4.272 | 4.8 | 5.459 | 5.163 | 5.176 | 520 | 803 | 2285 | 1110 | 1389 | 3054 | 2.5 | 2.5 | 3 | 3.865 | 4.266 | 4.643 | 4.064 | 4.412 | 4.641 | 3410 | 1311 | 216 | 1114 | 597 | 142 | 2 | 2.5 | 3 | No | - | - | - | - | N/A | N/A | N/A | 14.18 | 3.6202 | 3.9248
[SEER Non Multi-Split <=65kW] GEMS (Air Conditioners up to 65kW) Determination 2019 | MEPS 2019 | AS/NZS 3823.1.1:2012 | RZAV85CY1 / FCA85CVMA |  | N/A | DAIKIN | 1.655 | Non Ducted | Single Split System | Cassette | Air | Air | Thailand | 2 | 6.845 | 8.5 | N/A | N/A | N/A | N/A | N/A | 2.13 | 10 | Enthalpy Test Room | 4.5892 | 5.0538 | Yes | - | N/A | 13.7 | 13.1 | N/A | N/A | N/A | N/A | N/A | 4.4334 | 4.901 | N/A | N/A | N/A | N/A | N/A | N/A | Enthalpy Test Room | Three | R32 | Australia,New Zealand | 132385 | 2026-03-11 |  | Approved | Reverse Cycle | N/A | No | Class 9 | Yes | N/A | Yes | N/A | N/A | N/A | KRP58M51, EKMKSA2 | 4.5426 | Available | N/A | N/A | http://www.daikin.com.au/ | http://www.daikin.com.au | Yes |  |  | AAC5828 | Yes | Variable output compressor | Inverter | No | - | 8500 | 2 | - | 790 | 4250 | No | - | - | - | 1828 | 9154.5 | No | 722.06 | 4577.25 | No | - | - | 10000 | 2.13 | 940 | 5000 | No | - | - | Yes | 2190 | 8800 | No | - | - | No | - | - | - | - | - | No | - | - | No | - | - | No | - | - | - | - | 4.748 | 4.723 | 5.353 | 6.012 | 5.709 | 5.769 | 471 | 723 | 2045 | 1005 | 1253 | 2738 | 3 | 3 | 3.5 | 4.19 | 4.632 | 4.912 | 4.349 | 4.716 | 4.897 | 3148 | 1210 | 206 | 1043 | 560 | 136 | 2.5 | 3 | 3 | No | - | - | - | - | N/A | N/A | N/A | 14.18 | 4.1505 | 4.5915
[SEER Non Multi-Split <=65kW] (Air Conditioners up to 65kW) EE Regulations 2020 Schedule 2A | MEPS 2019 | AS/NZS 3823.1.1:2012 | RZAV85CY1 / FCTA85AVMA |  | N/A | DAIKIN | N/A | Non Ducted | Single Split System | Cassette | Air | Air | Thailand | 2 | N/A | 8.5 | N/A | N/A | N/A | N/A | N/A | 2.13 | 10 | Enthalpy Test Room | 4.4637 | 5.0307 | N/A | - | N/A | N/A | N/A | N/A | N/A | N/A | N/A | N/A | N/A | N/A | N/A | N/A | N/A | N/A | N/A | N/A | N/A | Three | R32 | New Zealand | 153678 | 2123-04-02 |  | Approved | Reverse Cycle | N/A | No | Class 9 | No | N/A | N/A | N/A | N/A | N/A | N/A | N/A | Available | N/A | N/A | http://www.daikin.co.nz | https://www.daikin.co.nz/ | N/A |  |  | ZAC0794 | Yes | Variable output compressor | Inverter | No | - | 8500 | 2 | - | 790 | 4250 | No | - | - | - | - | - | No | - | - | No | - | - | 10000 | 2.13 | 940 | 5000 | No | - | - | Yes | 2190 | 8800 | No | - | - | No | - | - | - | - | - | No | - | - | No | - | - | No | - | - | 61 | 71 | 4.686 | 4.674 | 5.334 | 5.976 | 5.682 | 5.756 | 475 | 727 | 2050 | 1009 | 1257 | 2741 | 3 | 3 | 3.5 | 4.19 | 4.632 | 4.978 | 4.349 | 4.716 | 4.897 | 3151 | 1213 | 209 | 1046 | 563 | 138 | 2.5 | 3 | 3 | No | - | - | - | - | N/A | N/A | N/A | 15.38 | 4.1423 | 4.583
[SEER Non Multi-Split <=65kW] GEMS (Air Conditioners up to 65kW) Determination 2019 | MEPS 2019 | AS/NZS 3823.1.1:2012 | RZAV85CY1 / FHA85BVMA |  | N/A | DAIKIN | 2.367 | Non Ducted | Single Split System | Floor/Ceiling | Air | Air | Thailand | 2.51 | 6.133 | 8.5 | N/A | N/A | N/A | N/A | N/A | 2.75 | 10 | Enthalpy Test Room | 4.1224 | 4.1271 | Yes | - | N/A | 13.7 | 13.1 | N/A | N/A | N/A | N/A | N/A | 3.9881 | 4.0092 | N/A | N/A | N/A | N/A | N/A | N/A | Enthalpy Test Room | Three | R32 | Australia,New Zealand | 133019 | 2026-03-12 |  | Approved | Reverse Cycle | N/A | No | Class 9 | Yes | N/A | Yes | N/A | N/A | N/A | KRP58M51, EKMKSA2 | 4.0769 | Available | N/A | N/A | http://www.daikin.com.au/ | http://www.daikin.com.au | Yes |  |  | AAC5831 | Yes | Variable output compressor | Inverter | No | - | 8500 | 2.51 | - | 820 | 4250 | No | - | - | - | 2294.14 | 9154.5 | No | 749.48 | 4577.25 | No | - | - | 10000 | 2.75 | 1000 | 5000 | No | - | - | Yes | 2500 | 8700 | No | - | - | No | - | - | - | - | - | No | - | - | No | - | - | No | - | - | - | - | 4.387 | 4.269 | 4.801 | 5.641 | 5.283 | 5.223 | 512 | 803 | 2285 | 1073 | 1357 | 3026 | 2.5 | 2.5 | 3 | 3.708 | 4.116 | 4.58 | 3.949 | 4.311 | 4.588 | 3553 | 1357 | 219 | 1146 | 610 | 143 | 2 | 2.5 | 3 | No | - | - | - | - | N/A | N/A | N/A | 14.18 | 3.323 | 3.5741
[SEER Non Multi-Split <=65kW] GEMS (Air Conditioners up to 65kW) Determination 2019 | MEPS 2019 | AS/NZS 3823.1.2:2012 | RZQ180M2Y1 / FDYQN180LCV1 |  | N/A | DAIKIN | N/A | Ducted | Single Split System | - | Air | Air | Australia,Thailand | 5.82 | N/A | 18 | N/A | N/A | N/A | N/A | N/A | 6.11 | 20 | Enthalpy Test Room | 3.0678 | 3.4308 | N/A | 90.0111 | N/A | N/A | N/A | N/A | N/A | N/A | N/A | N/A | N/A | N/A | N/A | N/A | N/A | N/A | N/A | N/A | N/A | Three | R410A | Australia,New Zealand | 145444 | 2027-03-24 |  | Approved | Reverse Cycle | N/A | Yes | Class 11 | Yes | N/A | N/A | N/A | N/A | N/A | N/A | N/A | Available | N/A | N/A | http://www.daikin.com.au/ | http://www.daikin.com.au | N/A |  |  | AAC6563 | Yes | Variable output compressor | Inverter | No | - | 18000 | 5.82 | - | 2580 | 9000 | No | - | - | - | 5319.48 | 19386 | No | 2358.12 | 9693 | No | - | - | 20000 | 6.11 | 2870 | 10000 | No | - | - | Yes | 6550 | 14700 | No | - | - | No | - | - | - | - | - | No | - | - | No | - | - | No | - | - | - | - | 3.123 | 3.15 | 3.612 | 3.943 | 3.774 | 3.876 | 1506 | 2280 | 6405 | 3235 | 4004 | 8616 | 1.5 | 1.5 | 2 | 2.61 | 2.954 | 3.226 | 2.698 | 3.051 | 3.211 | 10119 | 3811 | 646 | 3372 | 1746 | 429 | 1 | 1 | 1.5 | No | - | - | - | - | N/A | N/A | N/A | 50.4 | 3.0048 | 3.1845
[SEER Non Multi-Split <=65kW] GEMS (Air Conditioners up to 65kW) Determination 2019 | MEPS 2019 | AS/NZS 3823.1.2:2012 | RZQ180MY / FDYQN180LCV |  | N/A | DAIKIN | N/A | Ducted | Single Split System | - | Air | Air | Thailand,Australia | 5.82 | N/A | 18 | N/A | N/A | N/A | N/A | N/A | 6.11 | 20 | Enthalpy Test Room | 3.0678 | 3.4308 | N/A | 90 | N/A | N/A | N/A | N/A | N/A | N/A | N/A | N/A | N/A | N/A | N/A | N/A | N/A | N/A | N/A | N/A | N/A | Three | R410A | Australia | 125282 | 2025-04-01 |  | Approved | Reverse Cycle | N/A | Yes | Class 11 | Yes | N/A | N/A | N/A | N/A | N/A | N/A | N/A | Available | N/A | N/A | http://www.daikin.com.au/ | http://www.daikin.com.au | N/A |  |  | AAC4339 | Yes | Variable output compressor | Inverter | No | - | 18000 | 5.82 | - | 2580 | 9000 | No | - | - | - | 5319.48 | 19386 | No | 2358.12 | 9693 | No | - | - | 20000 | 6.11 | 2870 | 10000 | No | - | - | No | - | - | - | 6550 | 14700 | No | - | - | - | - | - | - | - | - | No | - | - | No | - | - | - | 72 | 3.128 | 3.153 | 3.614 | 3.945 | 3.776 | 3.877 | 1505 | 2278 | 6403 | 3234 | 4003 | 8615 | 1.5 | 1.5 | 2 | 2.557 | 2.821 | 3.189 | 2.745 | 2.979 | 3.199 | 10325 | 3983 | 651 | 3316 | 1785 | 430 | 1 | 1 | 1.5 | No | - | - | - | - | N/A | N/A | N/A | 50 | 3.0055 | 3.1852
[SEER Non Multi-Split <=65kW] GEMS (Air Conditioners up to 65kW) Determination 2019 | MEPS 2019 | AS/NZS 3823.1.2:2012 | RZQ180MY1 / FDYQN180LCV1 |  | N/A | DAIKIN | N/A | Ducted | Single Split System | - | Air | Air | Australia,Thailand | 5.82 | N/A | 18 | N/A | N/A | N/A | N/A | N/A | 6.11 | 20 | Enthalpy Test Room | 3.0678 | 3.4308 | N/A | 90.01 | N/A | N/A | N/A | N/A | N/A | N/A | N/A | N/A | N/A | N/A | N/A | N/A | N/A | N/A | N/A | N/A | N/A | Three | R410A | Australia | 126907 | 2025-04-21 |  | Approved | Reverse Cycle | N/A | Yes | Class 11 | Yes | N/A | N/A | N/A | N/A | N/A | N/A | N/A | Available | N/A | N/A | http://www.daikin.com.au/ | http://www.daikin.com.au | N/A |  |  | AAC4801 | Yes | Variable output compressor | Inverter | No | - | 18000 | 5.82 | - | 2580 | 9000 | No | - | - | - | 5319.48 | 19386 | No | 2358.12 | 9693 | No | - | - | 20000 | 6.11 | 2870 | 10000 | No | - | - | Yes | 6550 | 14700 | No | - | - | No | - | - | - | - | - | No | - | - | No | - | - | No | - | - | - | 72 | 3.128 | 3.153 | 3.614 | 3.945 | 3.776 | 3.877 | 1505 | 2278 | 6403 | 3234 | 4003 | 8615 | 1.5 | 1.5 | 2 | 2.61 | 2.954 | 3.226 | 2.698 | 3.051 | 3.211 | 10118 | 3810 | 645 | 3371 | 1745 | 429 | 1 | 1 | 1.5 | No | - | - | - | - | N/A | N/A | N/A | 50 | 3.0055 | 3.1852
[SEER Non Multi-Split <=65kW] GEMS (Air Conditioners up to 65kW) Determination 2019 | MEPS 2019 | AS/NZS 3823.1.2:2012 | RZQ200MY / FDYQN200LCV |  | N/A | DAIKIN | N/A | Ducted | Single Split System | - | Air | Air | Australia,Thailand | 6.11 | N/A | 19.5 | N/A | N/A | N/A | N/A | N/A | 6.85 | 22.4 | Enthalpy Test Room | 3.0438 | 3.3802 | N/A | 87.2 | N/A | N/A | N/A | N/A | N/A | N/A | N/A | N/A | N/A | N/A | N/A | N/A | N/A | N/A | N/A | N/A | N/A | Three | R410A | Australia | 125368 | 2025-04-01 |  | Approved | Reverse Cycle | N/A | Yes | Class 11 | Yes | N/A | N/A | N/A | N/A | N/A | N/A | N/A | Available | N/A | N/A | http://www.daikin.com.au/ | http://www.daikin.com.au | N/A |  |  | AAC4341 | Yes | Variable output compressor | Inverter | No | - | 19500 | 6.11 | - | 2930 | 9750 | No | - | - | - | 5584.54 | 21001.5 | No | 2678.02 | 10500.75 | No | - | - | 22400 | 6.85 | 3190 | 11200 | No | - | - | No | - | - | - | 7170 | 16400 | No | - | - | - | - | - | - | - | - | No | - | - | No | - | - | - | 74 | 3.106 | 3.14 | 3.571 | 3.845 | 3.689 | 3.808 | 1651 | 2490 | 7032 | 3606 | 4450 | 9512 | 1.5 | 1.5 | 2 | 2.579 | 2.847 | 3.215 | 2.767 | 3.004 | 3.223 | 11455 | 4405 | 709 | 3673 | 1970 | 466 | 1 | 1 | 1.5 | No | - | - | - | - | N/A | N/A | N/A | 50 | 3.1056 | 3.1913
[SEER Non Multi-Split <=65kW] GEMS (Air Conditioners up to 65kW) Determination 2019 | MEPS 2019 | AS/NZS 3823.1.2:2012 | RZQ200MY1 / FDYQN200LCV1 |  | N/A | DAIKIN | N/A | Ducted | Single Split System | - | Air | Air | Australia,Thailand | 6.11 | N/A | 19.5 | N/A | N/A | N/A | N/A | N/A | 6.85 | 22.4 | Enthalpy Test Room | 3.0438 | 3.3802 | N/A | 87.2 | N/A | N/A | N/A | N/A | N/A | N/A | N/A | N/A | N/A | N/A | N/A | N/A | N/A | N/A | N/A | N/A | N/A | Three | R410A | Australia | 127352 | 2025-04-20 |  | Approved | Reverse Cycle | N/A | Yes | Class 11 | Yes | N/A | N/A | N/A | N/A | N/A | N/A | N/A | Available | N/A | N/A | http://www.daikin.com.au/ | http://www.daikin.com.au | N/A |  |  | AAC4795 | Yes | Variable output compressor | Inverter | No | - | 19500 | 6.11 | - | 2930 | 9750 | No | - | - | - | 5584.54 | 21001.5 | No | 2678.02 | 10500.75 | No | - | - | 22400 | 6.85 | 3190 | 11200 | No | - | - | Yes | 7170 | 16400 | No | - | - | No | - | - | - | - | - | - | - | - | No | - | - | No | - | - | - | 74 | 3.106 | 3.14 | 3.571 | 3.845 | 3.689 | 3.808 | 1651 | 2490 | 7032 | 3606 | 4450 | 9512 | 1.5 | 1.5 | 2 | 2.628 | 2.973 | 3.25 | 2.717 | 3.072 | 3.235 | 11241 | 4224 | 703 | 3738 | 1929 | 465 | 1 | 1 | 1.5 | No | - | - | - | - | N/A | N/A | N/A | 50 | 3.1056 | 3.1913
[SEER Non Multi-Split <=65kW] GEMS (Air Conditioners up to 65kW) Determination 2019 | MEPS 2019 | AS/NZS 3823.1.2:2012 | RZQ250LY1 / FDYQN250LBV1 |  | N/A | DAIKIN | N/A | Ducted | Single Split System | - | Air | Air | Australia,Thailand | 7.85 | N/A | 23.5 | N/A | N/A | N/A | N/A | N/A | 8.47 | 26.8 | Enthalpy Test Room | 2.9966 | 3.1886 | N/A | 90.67 | N/A | N/A | N/A | N/A | N/A | N/A | N/A | N/A | N/A | N/A | N/A | N/A | N/A | N/A | N/A | N/A | N/A | Three | R410A | Australia | 127638 | 2025-04-20 |  | Approved | Reverse Cycle | N/A | Yes | Class 11 | Yes | N/A | N/A | N/A | N/A | N/A | N/A | N/A | Available | N/A | N/A | http://www.daikin.com.au/ | http://www.daikin.com.au | N/A |  |  | AAC4796 | Yes | Variable output compressor | Inverter | No | - | 23500 | 7.85 | - | 3260 | 11750 | No | - | - | - | 7174.9 | 25309.5 | No | 2979.64 | 12654.75 | No | - | - | 26800 | 8.47 | 3630 | 13400 | No | - | - | Yes | 8400 | 20000 | No | - | - | No | - | - | - | - | - | No | - | - | No | - | - | No | - | - | - | 79 | 3.46 | 3.406 | 3.726 | 4.19 | 3.967 | 3.975 | 1833 | 2826 | 8183 | 4035 | 5036 | 11032 | 1.5 | 1.5 | 2 | 2.719 | 3.077 | 3.405 | 2.821 | 3.203 | 3.397 | 12944 | 4818 | 743 | 4257 | 2163 | 481 | 1 | 1.5 | 1.5 | No | - | - | - | - | N/A | N/A | N/A | 33 | 2.9517 | 3.123
[SEER Non Multi-Split <=65kW] GEMS (Air Conditioners up to 65kW) Determination 2019 | MEPS 2019 | AS/NZS 3823.1.2:2012 | RZYQ10TAY1 / FDYQ250LCV1 |  | N/A | DAIKIN | N/A | Ducted | Single Split System | - | Air | Air | Australia,Thailand | 7.47 | N/A | 24 | N/A | N/A | N/A | N/A | N/A | 8.14 | 26.8 | Enthalpy Test Room | 3.0597 | 3.1889 | N/A | 85 | N/A | N/A | N/A | N/A | N/A | N/A | N/A | N/A | N/A | N/A | N/A | N/A | N/A | N/A | N/A | N/A | N/A | Three | R410A | Australia | 128451 | 2025-04-23 |  | Approved | Reverse Cycle | N/A | Yes | Class 11 | Yes | N/A | Yes | N/A | N/A | N/A | DTA104A61 | N/A | Available | N/A | N/A | http://www.daikin.com.au/ | http://www.daikin.com.au | N/A |  |  | AAC4819 | Yes | Variable output compressor | Inverter | No | - | 24000 | 7.47 | - | 3020 | 12000 | No | - | - | - | 6827.58 | 25848 | No | 2760.28 | 12924 | No | - | - | 26800 | 8.14 | 3430 | 13400 | No | - | - | Yes | 10150 | 26800 | No | - | - | No | - | - | - | - | - | No | - | - | No | - | - | No | - | - | - | 78 | 3.479 | 3.478 | 3.974 | 4.429 | 4.217 | 4.284 | 1806 | 2758 | 7767 | 3842 | 4782 | 10399 | 1.5 | 1.5 | 2 | 3.146 | 3.369 | 3.601 | 3.255 | 3.45 | 3.594 | 11256 | 4476 | 772 | 3752 | 2067 | 511 | 1.5 | 1.5 | 2 | No | - | - | - | - | N/A | N/A | N/A | 59 | 3.1293 | 3.2137
[SEER Non Multi-Split <=65kW] GEMS (Air Conditioners up to 65kW) Determination 2019 | MEPS 2019 | AS/NZS 3823.1.2:2012 | RZYQ10TY1 / FDYQ250LCV1 |  | N/A | DAIKIN | 5 | Ducted | Single Split System | - | Air | Air | Thailand | 7.47 | 19 | 24 | N/A | N/A | N/A | N/A | N/A | 8.14 | 26.8 | Enthalpy Test Room | 3.0637 | 3.3492 | Yes | 89.5833 | N/A | 53 | 59 | 3.9696 | N/A | N/A | N/A | N/A | 2.9917 | 3.2677 | N/A | N/A | N/A | N/A | N/A | N/A | Enthalpy Test Room | Three | R410A | Australia,New Zealand | 153941 | 2028-05-09 |  | Approved | Reverse Cycle | N/A | Yes | Class 11 | Yes | N/A | N/A | N/A | N/A | N/A | N/A | 3.0637 | Available | N/A | N/A | http://www.daikin.com.au/ | http://www.daikin.com.au | Yes |  |  | AAC7477 | Yes | Variable output compressor | Inverter | No | - | 24000 | 7.47 | - | 3020 | 12000 | No | - | - | - | 6827.58 | 25848 | No | 2760.28 | 12924 | No | - | - | 26800 | 8.14 | 3430 | 13400 | No | - | - | Yes | 10150 | 26800 | No | - | - | No | - | - | - | - | - | No | - | - | No | - | - | No | - | - | - | - | 3.509 | 3.502 | 3.983 | 4.446 | 4.23 | 4.29 | 1796 | 2746 | 7756 | 3833 | 4772 | 10390 | 2 | 2 | 2 | 3.146 | 3.369 | 3.601 | 3.255 | 3.45 | 3.594 | 11249 | 4468 | 764 | 3746 | 2061 | 505 | 1.5 | 1.5 | 2 | No | - | - | - | - | N/A | N/A | N/A | 56 | 3.1335 | 3.2176
[SEER Non Multi-Split <=65kW] GEMS (Air Conditioners up to 65kW) Determination 2019 | MEPS 2019 | AS/NZS 3823.1.2:2012 | RZYQ7T2Y1 / FDYQ180LCV1 |  | N/A | DAIKIN | 3 | Ducted | Single Split System | - | Air | Air | Thailand | 5.61 | 15 | 18 | N/A | N/A | N/A | N/A | N/A | 5.81 | 20 | Enthalpy Test Room | 3.2089 | 3.4495 | Yes | - | N/A | 53 | 59 | N/A | N/A | N/A | N/A | N/A | 3.11 | 3.3348 | N/A | N/A | N/A | N/A | N/A | N/A | Enthalpy Test Room | Three | R410A | Australia,New Zealand | 152702 | 2028-03-29 |  | Approved | Reverse Cycle | N/A | Yes | Class 11 | Yes | N/A | N/A | N/A | N/A | N/A | N/A | 3.2089 | Available | N/A | N/A | http://www.daikin.com.au/ | http://www.daikin.com.au | Yes |  |  | AAC7398 | Yes | Variable output compressor | Inverter | No | - | 18000 | 5.61 | - | 2400 | 9000 | No | - | - | - | 5127.54 | 19386 | No | 2193.6 | 9693 | No | - | - | 20000 | 5.81 | 2890 | 10000 | No | - | - | Yes | 7230 | 20000 | No | - | - | No | - | - | - | - | - | No | - | - | No | - | - | No | - | - | - | - | 3.217 | 3.256 | 3.795 | 4.15 | 3.976 | 4.094 | 1446 | 2185 | 6075 | 3056 | 3783 | 8139 | 1.5 | 1.5 | 2 | 3.019 | 3.151 | 3.212 | 3.026 | 3.14 | 3.192 | 8776 | 3596 | 663 | 3031 | 1712 | 444 | 1.5 | 1.5 | 1.5 | No | - | - | - | - | N/A | N/A | N/A | 56.4 | 3.1031 | 3.333
[SEER Non Multi-Split <=65kW] GEMS (Air Conditioners up to 65kW) Determination 2019 | MEPS 2019 | AS/NZS 3823.1.2:2012 | RZYQ7TA2Y1 / FDYQ180LCV1 |  | N/A | DAIKIN | N/A | Ducted | Single Split System | - | Air | Air | Australia,Thailand | 5.6 | N/A | 18 | N/A | N/A | N/A | N/A | N/A | 5.81 | 20 | Enthalpy Test Room | 3.2222 | 3.4357 | N/A | - | N/A | N/A | N/A | N/A | N/A | N/A | N/A | N/A | N/A | N/A | N/A | N/A | N/A | N/A | N/A | N/A | N/A | Three | R410A | Australia | 152708 | 2028-04-01 |  | Approved | Reverse Cycle | N/A | Yes | Class 11 | Yes | N/A | Yes | N/A | N/A | N/A | DTA104A61 | N/A | Available | N/A | N/A | http://www.daikin.com.au/ | http://www.daikin.com.au | N/A |  |  | AAC7402 | Yes | Variable output compressor | Inverter | No | - | 18000 | 5.6 | - | 2400 | 9000 | No | - | - | - | 5118.4 | 19386 | No | 2193.6 | 9693 | No | - | - | 20000 | 5.81 | 2890 | 10000 | No | - | - | Yes | 7230 | 20000 | No | - | - | No | - | - | - | - | - | No | - | - | No | - | - | No | - | - | - | - | 3.184 | 3.23 | 3.786 | 4.131 | 3.962 | 4.089 | 1455 | 2196 | 6082 | 3065 | 3791 | 8144 | 1.5 | 1.5 | 2 | 3.019 | 3.151 | 3.212 | 3.026 | 3.14 | 3.192 | 8782 | 3604 | 671 | 3037 | 1718 | 450 | 1.5 | 1.5 | 1.5 | No | - | - | - | - | N/A | N/A | N/A | 59.4 | 3.103 | 3.3274
[SEER Non Multi-Split <=65kW] GEMS (Air Conditioners up to 65kW) Determination 2019 | MEPS 2019 | AS/NZS 3823.1.2:2012 | RZYQ7TAY1 / FDYQ180LCV1 |  | N/A | DAIKIN | N/A | Ducted | Single Split System | - | Air | Air | Australia,Thailand | 5.6 | N/A | 18 | N/A | N/A | N/A | N/A | N/A | 5.81 | 20 | Enthalpy Test Room | 3.2222 | 3.4357 | N/A | - | N/A | N/A | N/A | N/A | N/A | N/A | N/A | N/A | N/A | N/A | N/A | N/A | N/A | N/A | N/A | N/A | N/A | Three | R410A | Australia | 128446 | 2025-05-11 |  | Approved | Reverse Cycle | N/A | Yes | Class 11 | Yes | N/A | Yes | N/A | N/A | N/A | DTA104A61 | N/A | Available | N/A | N/A | http://www.daikin.com.au/ | http://www.daikin.com.au | N/A |  |  | AAC4831 | Yes | Variable output compressor | Inverter | No | - | 18000 | 5.6 | - | 2400 | 9000 | No | - | - | - | 5118.4 | 19386 | No | 2193.6 | 9693 | No | - | - | 20000 | 5.81 | 2890 | 10000 | No | - | - | Yes | 7230 | 20000 | No | - | - | No | - | - | - | - | - | No | - | - | No | - | - | No | - | - | - | 77 | 3.189 | 3.234 | 3.788 | 4.134 | 3.964 | 4.09 | 1454 | 2194 | 6081 | 3063 | 3790 | 8143 | 1.5 | 1.5 | 2 | 3.019 | 3.151 | 3.212 | 3.026 | 3.14 | 3.192 | 8782 | 3603 | 670 | 3036 | 1717 | 449 | 1.5 | 1.5 | 1.5 | No | - | - | - | - | N/A | N/A | N/A | 59 | 3.1038 | 3.3281
[SEER Non Multi-Split <=65kW] GEMS (Air Conditioners up to 65kW) Determination 2019 | MEPS 2019 | AS/NZS 3823.1.2:2012 | RZYQ7TY1 / FDYQ180LCV1 |  | N/A | DAIKIN | 3 | Ducted | Single Split System | - | Air | Air | Thailand | 5.61 | 15 | 18 | N/A | N/A | N/A | N/A | N/A | 5.81 | 20 | Enthalpy Test Room | 3.2089 | 3.4495 | Yes | - | N/A | 53 | 59 | N/A | N/A | N/A | N/A | N/A | 3.11 | 3.3348 | N/A | N/A | N/A | N/A | N/A | N/A | Enthalpy Test Room | Three | R410A | Australia,New Zealand | 153938 | 2028-05-06 |  | Approved | Reverse Cycle | N/A | Yes | Class 11 | Yes | N/A | N/A | N/A | N/A | N/A | N/A | 3.2089 | Available | N/A | N/A | http://www.daikin.com.au/ | http://www.daikin.com.au | Yes |  |  | AAC7466 | Yes | Variable output compressor | Inverter | No | - | 18000 | 5.61 | - | 2400 | 9000 | No | - | - | - | 5127.54 | 19386 | No | 2193.6 | 9693 | No | - | - | 20000 | 5.81 | 2890 | 10000 | No | - | - | Yes | 7230 | 20000 | No | - | - | No | - | - | - | - | - | No | - | - | No | - | - | No | - | - | - | - | 3.221 | 3.259 | 3.796 | 4.153 | 3.979 | 4.095 | 1444 | 2184 | 6074 | 3055 | 3782 | 8138 | 1.5 | 1.5 | 2 | 3.019 | 3.151 | 3.212 | 3.026 | 3.14 | 3.192 | 8775 | 3595 | 662 | 3030 | 1711 | 443 | 1.5 | 1.5 | 1.5 | No | - | - | - | - | N/A | N/A | N/A | 56 | 3.1038 | 3.3337
[SEER Non Multi-Split <=65kW] GEMS (Air Conditioners up to 65kW) Determination 2019 | MEPS 2019 | AS/NZS 3823.1.2:2012 | RZYQ8TAY1 / FDYQ200LCV1 |  | N/A | DAIKIN | N/A | Ducted | Single Split System | - | Air | Air | Australia,Thailand | 6.08 | N/A | 20 | N/A | N/A | N/A | N/A | N/A | 6.17 | 22.4 | Enthalpy Test Room | 3.2137 | 3.5393 | N/A | - | N/A | N/A | N/A | N/A | N/A | N/A | N/A | N/A | N/A | N/A | N/A | N/A | N/A | N/A | N/A | N/A | N/A | Three | R410A | Australia | 128447 | 2025-04-23 |  | Approved | Reverse Cycle | N/A | Yes | Class 11 | Yes | N/A | Yes | N/A | N/A | N/A | DTA104A61 | N/A | Available | N/A | N/A | http://www.daikin.com.au/ | http://www.daikin.com.au | N/A |  |  | AAC4818 | Yes | Variable output compressor | Inverter | No | - | 20000 | 6.08 | - | 2650 | 10000 | No | - | - | - | 5557.12 | 21540 | No | 2422.1 | 10770 | No | - | - | 22400 | 6.17 | 3040 | 11200 | No | - | - | Yes | 7680 | 22400 | No | - | - | No | - | - | - | - | - | - | - | - | No | - | - | No | - | - | - | 77 | 3.286 | 3.324 | 3.857 | 4.208 | 4.033 | 4.153 | 1578 | 2384 | 6648 | 3354 | 4150 | 8922 | 1.5 | 1.5 | 2 | 3.195 | 3.345 | 3.418 | 3.209 | 3.338 | 3.398 | 9286 | 3793 | 697 | 3200 | 1802 | 466 | 1.5 | 1.5 | 1.5 | No | - | - | - | - | N/A | N/A | N/A | 59 | 3.185 | 3.5168
[SEER Non Multi-Split <=65kW] GEMS (Air Conditioners up to 65kW) Determination 2019 | MEPS 2019 | AS/NZS 3823.1.2:2012 | RZYQ8TY1 / FDYQ200LCV1 |  | N/A | DAIKIN | 3 | Ducted | Single Split System | - | Air | Air | Thailand | 6.08 | 17 | 20 | N/A | N/A | N/A | N/A | N/A | 6.17 | 22.4 | Enthalpy Test Room | 3.2008 | 3.5238 | Yes | - | N/A | 53 | 59 | N/A | N/A | N/A | N/A | N/A | 3.107 | 3.4111 | N/A | N/A | N/A | N/A | N/A | N/A | Enthalpy Test Room | Three | R410A | Australia,New Zealand | 153940 | 2028-05-06 |  | Approved | Reverse Cycle | N/A | Yes | Class 11 | Yes | N/A | N/A | N/A | N/A | N/A | N/A | 3.2008 | Available | N/A | N/A | http://www.daikin.com.au/ | http://www.daikin.com.au | Yes |  |  | AAC7465 | Yes | Variable output compressor | Inverter | No | - | 20000 | 6.08 | - | 2650 | 10000 | No | - | - | - | 5557.12 | 21540 | No | 2422.1 | 10770 | No | - | - | 22400 | 6.17 | 3040 | 11200 | No | - | - | Yes | 7680 | 22400 | No | - | - | No | - | - | - | - | - | No | - | - | No | - | - | No | - | - | - | - | 3.318 | 3.351 | 3.868 | 4.227 | 4.048 | 4.16 | 1568 | 2372 | 6637 | 3345 | 4141 | 8913 | 1.5 | 1.5 | 2 | 3.195 | 3.345 | 3.418 | 3.209 | 3.338 | 3.398 | 9279 | 3785 | 690 | 3194 | 1796 | 460 | 1.5 | 1.5 | 1.5 | No | - | - | - | - | N/A | N/A | N/A | 56 | 3.1902 | 3.5224
[SEER Non Multi-Split >65kW] GEMS (Air Conditioners above 65kW) Determination 2022 | MEPS 2020 | AS/NZS 3823.1.2:2012 | UAXYQ48*Y1 | UAXYQ48*Y1 | N/A | DAIKIN | 12800 | Ducted | Packaged | - | Air | Air | Australia | 34000 | 87200 | 100 | 2670 | N/A | N/A | N/A | 1302 | 37600 | 116 | Enthalpy Test Room | 2.8281 | 3.0777 | N/A | 83.059 | N/A | 58.28 | 58.23 | N/A | N/A | N/A | N/A | N/A | 2.9788 | 3.3065 | N/A | N/A | N/A | N/A | N/A | N/A | Enthalpy Test Room | Three | R410A | Australia,New Zealand | 151081 | 2028-03-12 |  | Approved | Reverse Cycle | 2209 | No | Class 24 | No | N/A | N/A | N/A | N/A | N/A | N/A | 3.007 | Unavailable | N/A | N/A | http://www.daikin.com.au/ | http://www.daikin.com.au | N/A |  |  | AAC7345 | Yes | Variable output compressor | Inverter | Yes | Yes | 100000 | 34000 | - | - | - | - | - | - | No | - | - | - | - | - | - | - | - | 116000 | 37600 | - | - | - | - | - | - | - | - | - | - | - | - | - | - | - | - | - | - | - | - | - | - | - | - | - | - | N/A | N/A | 2.625 | 2.677 | 3.003 | 3.183 | 3.069 | 3.166 | 10111 | 15082 | 42993 | 22438 | 27528 | 58761 | 1 | 1 | 1.5 | - | - | - | - | - | - | - | - | - | - | - | - | 0 | 0 | 0 | N/A | - | - | - | - | N/A | N/A | N/A | 262.18 | 2.8665 | 3.0141
[SEER Non Multi-Split >65kW] GEMS (Air Conditioners above 65kW) Determination 2022 | MEPS 2020 | AS/NZS 3823.1.2:2012 | UAXYQ48AY1 | UAXYQ48*Y1 | N/A | DAIKIN | 12800 | Ducted | Packaged | - | Air | Air | Australia | 34000 | 87200 | 100 | 2670 | N/A | N/A | N/A | 1302 | 37600 | 116 | Enthalpy Test Room | 2.8281 | 3.0777 | N/A | 83.059 | N/A | 58.28 | 58.23 | N/A | N/A | N/A | N/A | N/A | 2.9788 | 3.3065 | N/A | N/A | N/A | N/A | N/A | N/A | Enthalpy Test Room | Three | R410A | Australia,New Zealand | 151081 | 2028-03-12 |  | Approved | Reverse Cycle | 2209 | No | Class 24 | No | N/A | N/A | N/A | N/A | N/A | N/A | 3.007 | Unavailable | N/A | N/A | http://www.daikin.com.au/ | http://www.daikin.com.au | N/A |  |  | AAC7345 | Yes | Variable output compressor | Inverter | Yes | Yes | 100000 | 34000 | - | - | - | - | - | - | No | - | - | - | - | - | - | - | - | 116000 | 37600 | - | - | - | - | - | - | - | - | - | - | - | - | - | - | - | - | - | - | - | - | - | - | - | - | - | - | N/A | N/A | 2.625 | 2.677 | 3.003 | 3.183 | 3.069 | 3.166 | 10111 | 15082 | 42993 | 22438 | 27528 | 58761 | 1 | 1 | 1.5 | - | - | - | - | - | - | - | - | - | - | - | - | 0 | 0 | 0 | N/A | - | - | - | - | N/A | N/A | N/A | 262.18 | 2.8665 | 3.0141
[SEER Non Multi-Split >65kW] GEMS (Air Conditioners above 65kW) Determination 2022 | MEPS 2020 | AS/NZS 3823.1.2:2012 | UAXYQ48NY1 | UAXYQ48*Y1 | N/A | DAIKIN | 12800 | Ducted | Packaged | - | Air | Air | Australia | 34000 | 87200 | 100 | 2670 | N/A | N/A | N/A | 1302 | 37600 | 116 | Enthalpy Test Room | 2.8281 | 3.0777 | N/A | 83.059 | N/A | 58.28 | 58.23 | N/A | N/A | N/A | N/A | N/A | 2.9788 | 3.3065 | N/A | N/A | N/A | N/A | N/A | N/A | Enthalpy Test Room | Three | R410A | Australia,New Zealand | 151081 | 2028-03-12 |  | Approved | Reverse Cycle | 2209 | No | Class 24 | No | N/A | N/A | N/A | N/A | N/A | N/A | 3.007 | Unavailable | N/A | N/A | http://www.daikin.com.au/ | http://www.daikin.com.au | N/A |  |  | AAC7345 | Yes | Variable output compressor | Inverter | Yes | Yes | 100000 | 34000 | - | - | - | - | - | - | No | - | - | - | - | - | - | - | - | 116000 | 37600 | - | - | - | - | - | - | - | - | - | - | - | - | - | - | - | - | - | - | - | - | - | - | - | - | - | - | N/A | N/A | 2.625 | 2.677 | 3.003 | 3.183 | 3.069 | 3.166 | 10111 | 15082 | 42993 | 22438 | 27528 | 58761 | 1 | 1 | 1.5 | - | - | - | - | - | - | - | - | - | - | - | - | 0 | 0 | 0 | N/A | - | - | - | - | N/A | N/A | N/A | 262.18 | 2.8665 | 3.0141
[SEER Non Multi-Split >65kW] GEMS (Air Conditioners above 65kW) Determination 2022 | MEPS 2020 | AS/NZS 3823.1.2:2012 | UAXYQ48RY1 | UAXYQ48*Y1 | N/A | DAIKIN | 12800 | Ducted | Packaged | - | Air | Air | Australia | 34000 | 87200 | 100 | 2670 | N/A | N/A | N/A | 1302 | 37600 | 116 | Enthalpy Test Room | 2.8281 | 3.0777 | N/A | 83.059 | N/A | 58.28 | 58.23 | N/A | N/A | N/A | N/A | N/A | 2.9788 | 3.3065 | N/A | N/A | N/A | N/A | N/A | N/A | Enthalpy Test Room | Three | R410A | Australia,New Zealand | 151081 | 2028-03-12 |  | Approved | Reverse Cycle | 2209 | No | Class 24 | No | N/A | N/A | N/A | N/A | N/A | N/A | 3.007 | Unavailable | N/A | N/A | http://www.daikin.com.au/ | http://www.daikin.com.au | N/A |  |  | AAC7345 | Yes | Variable output compressor | Inverter | Yes | Yes | 100000 | 34000 | - | - | - | - | - | - | No | - | - | - | - | - | - | - | - | 116000 | 37600 | - | - | - | - | - | - | - | - | - | - | - | - | - | - | - | - | - | - | - | - | - | - | - | - | - | - | N/A | N/A | 2.625 | 2.677 | 3.003 | 3.183 | 3.069 | 3.166 | 10111 | 15082 | 42993 | 22438 | 27528 | 58761 | 1 | 1 | 1.5 | - | - | - | - | - | - | - | - | - | - | - | - | 0 | 0 | 0 | N/A | - | - | - | - | N/A | N/A | N/A | 262.18 | 2.8665 | 3.0141
[SEER Non Multi-Split >65kW] GEMS (Air Conditioners above 65kW) Determination 2022 | MEPS 2020 | AS/NZS 3823.1.2:2012 | UAXYQ48SY1 | UAXYQ48*Y1 | N/A | DAIKIN | 12800 | Ducted | Packaged | - | Air | Air | Australia | 34000 | 87200 | 100 | 2670 | N/A | N/A | N/A | 1302 | 37600 | 116 | Enthalpy Test Room | 2.8281 | 3.0777 | N/A | 83.059 | N/A | 58.28 | 58.23 | N/A | N/A | N/A | N/A | N/A | 2.9788 | 3.3065 | N/A | N/A | N/A | N/A | N/A | N/A | Enthalpy Test Room | Three | R410A | Australia,New Zealand | 151081 | 2028-03-12 |  | Approved | Reverse Cycle | 2209 | No | Class 24 | No | N/A | N/A | N/A | N/A | N/A | N/A | 3.007 | Unavailable | N/A | N/A | http://www.daikin.com.au/ | http://www.daikin.com.au | N/A |  |  | AAC7345 | Yes | Variable output compressor | Inverter | Yes | Yes | 100000 | 34000 | - | - | - | - | - | - | No | - | - | - | - | - | - | - | - | 116000 | 37600 | - | - | - | - | - | - | - | - | - | - | - | - | - | - | - | - | - | - | - | - | - | - | - | - | - | - | N/A | N/A | 2.625 | 2.677 | 3.003 | 3.183 | 3.069 | 3.166 | 10111 | 15082 | 42993 | 22438 | 27528 | 58761 | 1 | 1 | 1.5 | - | - | - | - | - | - | - | - | - | - | - | - | 0 | 0 | 0 | N/A | - | - | - | - | N/A | N/A | N/A | 262.18 | 2.8665 | 3.0141
[SEER Non Multi-Split <=65kW] GEMS (Air Conditioners up to 65kW) Determination 2019 | MEPS 2019 | AS/NZS 3823.1.2:2012 | UAYN350AFY1A |  | N/A | DAIKIN | N/A | Ducted | Packaged | - | Air | Air | Australia | 10.7 | N/A | 37.18 | N/A | N/A | N/A | N/A | N/A | 9.01 | 34.32 | Enthalpy Test Room | 3.3904 | 3.7168 | N/A | - | N/A | N/A | N/A | N/A | N/A | N/A | N/A | N/A | N/A | N/A | N/A | N/A | N/A | N/A | N/A | N/A | N/A | Three | R410A | Australia,New Zealand | 145274 | 2027-05-25 |  | Approved | Reverse Cycle | N/A | Yes | Class 6 | Yes | N/A | N/A | N/A | N/A | N/A | N/A | N/A | Available | N/A | N/A | http://www.daikin.com.au/ | http://www.daikin.com.au | N/A |  |  | AAC6729 | Yes | Two-stage | - | No | No | 37180 | 10.7 | - | - | - | No | - | - | Yes | 9810 | 39700 | - | - | - | - | 5630 | 19570 | 34320 | 9.01 | - | - | - | 4920 | 17780 | - | - | - | - | 8100 | 21540 | - | - | - | No | - | - | - | - | - | No | - | - | - | - | - | - | - | 2.979 | 3.023 | 3.39 | 3.365 | 3.278 | 3.523 | 3332 | 4991 | 14178 | 7923 | 9612 | 19653 | 1 | 1.5 | 1.5 | 2.343 | 2.591 | 3.284 | 2.618 | 2.75 | 3.313 | 19304 | 7400 | 1071 | 5940 | 3286 | 702 | 0.5 | 1 | 1.5 | - | - | - | - | - | N/A | N/A | N/A | 77.8 | 3.3914 | 3.7011
[SEER Non Multi-Split <=65kW] GEMS (Air Conditioners up to 65kW) Determination 2019 | MEPS 2019 | AS/NZS 3823.1.2:2012 | UAYN400AFY1A |  | N/A | DAIKIN | N/A | Ducted | Packaged | - | Air | Air | Australia | 11.84 | N/A | 40.82 | N/A | N/A | N/A | N/A | N/A | 10.67 | 37.56 | Enthalpy Test Room | 3.362 | 3.4335 | N/A | - | N/A | N/A | N/A | N/A | N/A | N/A | N/A | N/A | N/A | N/A | N/A | N/A | N/A | N/A | N/A | N/A | N/A | Three | R410A | Australia,New Zealand | 146683 | 2027-05-26 |  | Approved | Reverse Cycle | N/A | No | Class 7 | No | N/A | N/A | N/A | N/A | N/A | N/A | N/A | Available | N/A | N/A | http://www.daikin.com.au/ | http://www.daikin.com.au | N/A |  |  | AAC6743 | Yes | Two-stage | - | No | No | 40820 | 11.84 | - | - | - | No | - | - | Yes | 10690 | 43870 | - | - | - | - | 6230 | 22460 | 37560 | 10.67 | - | - | - | 5720 | 19490 | - | - | - | - | 9390 | 20970 | - | - | - | No | - | - | - | - | - | No | - | - | - | - | - | - | - | 3.071 | 3.099 | 3.455 | 3.459 | 3.361 | 3.592 | 3567 | 5367 | 15300 | 8478 | 10311 | 21186 | 1.5 | 1.5 | 1.5 | 1.767 | 1.836 | 2.688 | 2.239 | 2.378 | 2.96 | 27916 | 11307 | 1358 | 7551 | 4109 | 817 | 0 | 0 | 1 | - | - | - | - | - | N/A | N/A | N/A | 74.35 | 3.376 | 3.4392
[SEER Non Multi-Split <=65kW] GEMS (Air Conditioners up to 65kW) Determination 2019 | MEPS 2019 | AS/NZS 3823.1.2:2012 | UAYN470AFY1A |  | N/A | DAIKIN | N/A | Ducted | Packaged | - | Air | Air | Australia | 14.26 | N/A | 45.8 | N/A | N/A | N/A | N/A | N/A | 12.81 | 44.13 | Enthalpy Test Room | 3.1336 | 3.3612 | N/A | - | N/A | N/A | N/A | N/A | N/A | N/A | N/A | N/A | N/A | N/A | N/A | N/A | N/A | N/A | N/A | N/A | N/A | Three | R410A | Australia,New Zealand | 146703 | 2027-05-24 |  | Approved | Reverse Cycle | N/A | Yes | Class 7 | Yes | N/A | N/A | N/A | N/A | N/A | N/A | N/A | Available | N/A | N/A | http://www.daikin.com.au/ | http://www.daikin.com.au | N/A |  |  | AAC6719 | Yes | Two-stage | - | No | No | 45800 | 14.26 | - | - | - | No | - | - | Yes | 13010 | 49460 | - | - | - | - | 7750 | 25330 | 44130 | 12.81 | - | - | - | 7110 | 23170 | - | - | - | - | 11470 | 33170 | - | - | - | No | - | - | - | - | - | No | - | - | - | - | - | - | - | 2.86 | 2.88 | 3.179 | 3.172 | 3.082 | 3.293 | 4328 | 6515 | 18694 | 10404 | 12647 | 25960 | 1 | 1 | 1.5 | 2.694 | 2.892 | 2.988 | 2.747 | 2.918 | 2.983 | 21556 | 8487 | 1428 | 7239 | 3943 | 930 | 1 | 1 | 1 | - | - | - | - | - | N/A | N/A | N/A | 75.7 | 3.1552 | 3.3775
[SEER Non Multi-Split <=65kW] GEMS (Air Conditioners up to 65kW) Determination 2019 | MEPS 2019 | AS/NZS 3823.1.2:2012 | UAYN530AFY1A |  | N/A | DAIKIN | N/A | Ducted | Packaged | - | Air | Air | Australia | 17.32 | N/A | 53.43 | N/A | N/A | N/A | N/A | N/A | 16.67 | 54.34 | Enthalpy Test Room | 3.0087 | 3.1799 | N/A | - | N/A | N/A | N/A | N/A | N/A | N/A | N/A | N/A | N/A | N/A | N/A | N/A | N/A | N/A | N/A | N/A | N/A | Three | R410A | Australia,New Zealand | 146974 | 2027-05-23 |  | Approved | Reverse Cycle | N/A | Yes | Class 7 | Yes | N/A | N/A | N/A | N/A | N/A | N/A | N/A | Available | N/A | N/A | http://www.daikin.com.au/ | http://www.daikin.com.au | N/A |  |  | AAC6717 | Yes | Two-stage | - | No | No | 53430 | 17.32 | - | - | - | No | - | - | Yes | 15920 | 57520 | - | - | - | - | 9520 | 30860 | 54340 | 16.67 | - | - | - | 9050 | 28520 | - | - | - | - | 14610 | 32280 | - | - | - | No | - | - | - | - | - | No | - | - | - | - | - | - | - | 2.827 | 2.838 | 3.096 | 3.119 | 3.027 | 3.202 | 5139 | 7751 | 22431 | 12376 | 15055 | 31174 | 1 | 1 | 1.5 | 1.881 | 1.966 | 2.741 | 2.154 | 2.273 | 2.757 | 37885 | 15210 | 1851 | 11276 | 6139 | 1187 | 0 | 0 | 1 | - | - | - | - | - | N/A | N/A | N/A | 75.25 | 3.0402 | 3.2108
[SEER Non Multi-Split >65kW] GEMS (Air Conditioners above 65kW) Determination 2022 | MEPS 2020 | AS/NZS 3823.1.2:2012 | UAYN640AFY1A |  | N/A | DAIKIN | 11970 | Ducted | Packaged | - | Air | Air | Australia | 20030 | 54180 | 66.15 | N/A | N/A | N/A | N/A | N/A | 19550 | 64.93 | Enthalpy Test Room | 3.2209 | 3.2403 | N/A | - | N/A | N/A | N/A | N/A | N/A | N/A | N/A | N/A | N/A | N/A | N/A | N/A | N/A | N/A | N/A | N/A | N/A | Three | R410A | Australia,New Zealand | 146979 | 2027-09-30 |  | Approved | Reverse Cycle | N/A | Yes | Class 24 | Yes | N/A | N/A | N/A | N/A | N/A | N/A | N/A | Available | N/A | N/A | http://www.daikin.com.au/ | http://www.daikin.com.au | N/A |  |  | AAC6745 | Yes | Two-stage | - | No | No | 66150 | 20030 | - | - | - | No | - | - | Yes | 18250 | 71670 | - | - | - | - | 10700 | 35130 | 64930 | 19550 | - | - | - | 10490 | 34150 | - | - | - | - | 17950 | 46370 | - | - | - | No | - | - | - | - | - | No | - | - | - | - | - | N/A | N/A | 3.02 | 3.019 | 3.279 | 3.272 | 3.17 | 3.384 | 5996 | 9067 | 26264 | 14646 | 17832 | 36557 | 1.5 | 1.5 | 1.5 | 2.579 | 2.799 | 2.971 | 2.676 | 2.792 | 2.975 | 33027 | 12779 | 2005 | 10839 | 5964 | 1286 | 1 | 1 | 1 | N/A | - | - | - | - | N/A | N/A | N/A | 68.905 | 3.2646 | 3.2821
[SEER Non Multi-Split >65kW] GEMS (Air Conditioners above 65kW) Determination 2022 | MEPS 2020 | AS/NZS 3823.1.2:2012 | UAYN750AFY1A |  | N/A | DAIKIN | 13100 | Ducted | Packaged | - | Air | Air | Australia | 22740 | 59970 | 73.07 | N/A | N/A | N/A | N/A | N/A | 21900 | 71.8 | Enthalpy Test Room | 3.1345 | 3.1973 | N/A | - | N/A | N/A | N/A | N/A | N/A | N/A | N/A | N/A | N/A | N/A | N/A | N/A | N/A | N/A | N/A | N/A | N/A | Three | R410A | Australia,New Zealand | 146981 | 2027-09-30 |  | Approved | Reverse Cycle | N/A | Yes | Class 24 | Yes | N/A | N/A | N/A | N/A | N/A | N/A | N/A | Available | N/A | N/A | http://www.daikin.com.au/ | http://www.daikin.com.au | N/A |  |  | AAC6746 | Yes | Two-stage | - | No | No | 73070 | 22740 | - | - | - | No | - | - | Yes | 20700 | 79190 | - | - | - | - | 12120 | 40210 | 71800 | 21900 | - | - | - | 11870 | 37570 | - | - | - | - | 22680 | 60570 | - | - | - | No | - | - | - | - | - | No | - | - | - | - | - | N/A | N/A | 2.988 | 2.986 | 3.24 | 3.257 | 3.155 | 3.348 | 6690 | 10124 | 29358 | 16248 | 19792 | 40819 | 1 | 1 | 1.5 | 2.655 | 2.814 | 2.897 | 2.69 | 2.84 | 2.896 | 35492 | 14064 | 2276 | 11928 | 6492 | 1461 | 1 | 1 | 1 | N/A | - | - | - | - | N/A | N/A | N/A | 78.605 | 3.1762 | 3.2392
[SEER Non Multi-Split >65kW] GEMS (Air Conditioners above 65kW) Determination 2022 | MEPS 2020 | AS/NZS 3823.1.2:2012 | UAYN840AFY1A |  | N/A | DAIKIN | 15130 | Ducted | Packaged | - | Air | Air | Australia | 26500 | 66730 | 81.86 | N/A | N/A | N/A | N/A | N/A | 26300 | 82.02 | Enthalpy Test Room | 3.0133 | 3.0417 | N/A | - | N/A | N/A | N/A | N/A | N/A | N/A | N/A | N/A | N/A | N/A | N/A | N/A | N/A | N/A | N/A | N/A | N/A | Three | R410A | Australia,New Zealand | 147137 | 2027-09-30 |  | Approved | Reverse Cycle | N/A | Yes | Class 24 | Yes | N/A | N/A | N/A | N/A | N/A | N/A | N/A | Available | N/A | N/A | http://www.daikin.com.au/ | http://www.daikin.com.au | N/A |  |  | AAC6760 | Yes | Two-stage | - | No | No | 81860 | 26500 | - | - | - | No | - | - | Yes | 24350 | 88300 | - | - | - | - | 14000 | 43760 | 82020 | 26300 | - | - | - | 13650 | 43170 | - | - | - | - | 24970 | 67640 | - | - | - | No | - | - | - | - | - | No | - | - | - | - | - | N/A | N/A | 2.864 | 2.862 | 3.09 | 3.1 | 3.004 | 3.187 | 7842 | 11862 | 34516 | 19144 | 23305 | 48056 | 1 | 1 | 1.5 | 2.591 | 2.747 | 2.874 | 2.648 | 2.808 | 2.885 | 41524 | 16435 | 2600 | 13827 | 7482 | 1660 | 1 | 1 | 1 | N/A | - | - | - | - | N/A | N/A | N/A | 82.435 | 3.0569 | 3.0859
[SEER Non Multi-Split >65kW] GEMS (Air Conditioners above 65kW) Determination 2022 | MEPS 2020 | AS/NZS 3823.1.2:2012 | UAYN940AFY1A |  | N/A | DAIKIN | 17510 | Ducted | Packaged | - | Air | Air | Australia | 31170 | 77370 | 94.88 | N/A | N/A | N/A | N/A | N/A | 29920 | 94.02 | Enthalpy Test Room | 2.9688 | 3.0649 | N/A | - | N/A | N/A | N/A | N/A | N/A | N/A | N/A | N/A | N/A | N/A | N/A | N/A | N/A | N/A | N/A | N/A | N/A | Three | R410A | Australia,New Zealand | 152833 | 2028-03-08 |  | Approved | Reverse Cycle | N/A | Yes | Class 24 | Yes | N/A | N/A | N/A | N/A | N/A | N/A | N/A | Available | N/A | N/A | http://www.daikin.com.au/ | http://www.daikin.com.au | N/A |  |  | AAC7343 | Yes | Two-stage | - | No | No | 94880 | 31170 | - | - | - | No | - | - | Yes | 31420 | 102390 | - | - | - | - | 16100 | 52080 | 94020 | 29920 | - | - | - | 15780 | 48640 | - | - | - | - | 29740 | 81230 | - | - | - | No | - | - | - | - | - | No | - | - | - | - | - | N/A | N/A | 2.882 | 2.895 | 3.053 | 3.126 | 3.043 | 3.139 | 9059 | 13622 | 40519 | 22035 | 26693 | 56589 | 1 | 1 | 1.5 | 2.603 | 2.738 | 2.82 | 2.632 | 2.768 | 2.822 | 47346 | 18866 | 3003 | 15917 | 8674 | 1916 | 1 | 1 | 1 | N/A | - | - | - | - | N/A | N/A | N/A | 82.435 | 3.017 | 3.1134
[SEER Non Multi-Split <=65kW] GEMS (Air Conditioners up to 65kW) Determination 2019 | MEPS 2019 | AS/NZS 3823.1.2:2012 | UAYQ120CY1A |  | N/A | DAIKIN | 4.4 | Ducted | Packaged | - | Air | Air | Malaysia | 10.945 | 11.87 | 34.4244 | 2063 | N/A | N/A | N/A | 1150 | 10.84 | 35.78 | Enthalpy Test Room | 3.2426 | 3.3533 | N/A | - | N/A | 26.46 | 26.44 | N/A | N/A | N/A | N/A | N/A | 3.1869 | 3.1039 | N/A | N/A | N/A | N/A | N/A | N/A | Enthalpy Test Room | Three | R410A | Australia,New Zealand | 157303 | 2028-11-01 |  | Approved | Reverse Cycle | 1638 | No | Class 6 | No | N/A | N/A | N/A | N/A | N/A | N/A | 3.245 | Available | N/A | N/A | http://www.daikin.com.au/ | http://www.daikin.com.au | N/A |  |  | AAC7858 | Yes | Two-stage | - | No | No | 34424.4 | 10.945 | - | - | - | No | - | - | Yes | 9711 | 38608 | - | - | - | - | 4749 | 15270 | 35780 | 10.84 | - | - | - | 4983 | 16407 | - | - | - | - | 9107 | 28019 | - | - | - | No | - | - | - | - | - | No | - | - | - | - | - | - | - | 2.99 | 2.972 | 3.296 | 3.306 | 3.186 | 3.435 | 3127 | 4755 | 13573 | 7521 | 9203 | 18723 | 1 | 1 | 1.5 | 2.733 | 2.913 | 3.055 | 2.796 | 2.969 | 3.058 | 17200 | 6793 | 1099 | 5739 | 3113 | 709 | 1 | 1 | 1.5 | - | - | - | - | - | N/A | N/A | N/A | 46.59 | 3.1006 | 3.2535
[SEER Non Multi-Split <=65kW] GEMS (Air Conditioners up to 65kW) Determination 2019 | MEPS 2019 | AS/NZS 3823.1.2:2012 | UAYQ150CY1A |  | N/A | DAIKIN | 4.4 | Ducted | Packaged | - | Air | Air | Malaysia | 13.64 | 11.87 | 42.81 | 2063 | N/A | N/A | N/A | 1150 | 12.86 | 43.1 | Enthalpy Test Room | 2.9991 | 3.3927 | N/A | - | N/A | 26.46 | 26.44 | N/A | N/A | N/A | N/A | N/A | 3.1869 | 3.1039 | N/A | N/A | N/A | N/A | N/A | N/A | Enthalpy Test Room | Three | R410A | Australia,New Zealand | 156597 | 2028-09-13 |  | Approved | Reverse Cycle | 1638 | No | Class 7 | No | N/A | N/A | N/A | N/A | N/A | N/A | 3.245 | Available | N/A | N/A | http://www.daikin.com.au/ | http://www.daikin.com.au | N/A |  |  | AAC7778 | No | - | - | - | No | 42810 | 13.64 | - | - | - | - | - | - | Yes | 12636 | 46477 | - | - | - | - | - | - | 43100 | 12.86 | - | - | - | - | - | - | - | - | - | 11111 | 34583 | - | - | - | - | - | - | - | - | - | No | - | - | - | - | - | - | - | 3.015 | 3.028 | 3.252 | 3.465 | 3.331 | 3.392 | 3883 | 5845 | 17137 | 8943 | 10975 | 23604 | 1.5 | 1.5 | 1.5 | 2.724 | 2.882 | 2.86 | 2.728 | 2.869 | 2.872 | 20763 | 8245 | 1381 | 7061 | 3856 | 882 | 1 | 1 | 1 | - | - | - | - | - | N/A | N/A | N/A | 46.59 | 3.1027 | 3.3109
[SEER Non Multi-Split <=65kW] GEMS (Air Conditioners up to 65kW) Determination 2019 | MEPS 2019 | AS/NZS 3823.1.2:2012 | UAYQ180CY1A |  | N/A | DAIKIN | 4.4 | Ducted | Packaged | - | Air | Air | Malaysia | 17.15 | 11.87 | 53.11 | 2063 | N/A | N/A | N/A | 1150 | 15.54 | 56.1 | Enthalpy Test Room | 2.9609 | 3.5096 | N/A | - | N/A | 26.46 | 26.44 | N/A | N/A | N/A | N/A | N/A | 3.1869 | 3.1039 | N/A | N/A | N/A | N/A | N/A | N/A | Enthalpy Test Room | Three | R410A | Australia,New Zealand | 156598 | 2028-09-12 |  | Approved | Reverse Cycle | 1638 | No | Class 7 | No | N/A | N/A | N/A | N/A | N/A | N/A | 3.245 | Available | N/A | N/A | http://www.daikin.com.au/ | http://www.daikin.com.au | N/A |  |  | AAC7773 | No | - | - | - | No | 53110 | 17.15 | - | - | - | - | - | - | Yes | 15762 | 57234 | - | - | - | - | - | - | 56100 | 15.54 | - | - | - | - | - | - | - | - | - | 43814 | 15477 | - | - | - | - | - | - | - | - | - | No | - | - | - | - | - | - | - | 2.98 | 2.992 | 3.214 | 3.434 | 3.297 | 3.355 | 4874 | 7341 | 21509 | 11193 | 13757 | 29600 | 1 | 1 | 1.5 | 0.89 | 0.917 | 1.879 | 1.224 | 1.575 | 2.548 | 82416 | 33373 | 2651 | 20326 | 9037 | 1274 | 0 | 0 | 0 | - | - | - | - | - | N/A | N/A | N/A | 58.28 | 3.0616 | 3.5649
[SEER Non Multi-Split <=65kW] GEMS (Air Conditioners up to 65kW) Determination 2019 | MEPS 2019 | AS/NZS 3823.1.2:2012 | UAYQ210CY1A |  | N/A | DAIKIN | 4.4 | Ducted | Packaged | - | Air | Air | Malaysia | 20.53 | 11.87 | 63.69 | 2063 | N/A | N/A | N/A | 1150 | 18.58 | 63.95 | Enthalpy Test Room | 3.007 | 3.3411 | N/A | - | N/A | 26.46 | 26.44 | N/A | N/A | N/A | N/A | N/A | 3.1869 | 3.1039 | N/A | N/A | N/A | N/A | N/A | N/A | Enthalpy Test Room | Three | R410A | Australia,New Zealand | 156599 | 2028-09-16 |  | Approved | Reverse Cycle | 1638 | No | Class 7 | No | N/A | N/A | N/A | N/A | N/A | N/A | 3.245 | Available | N/A | N/A | http://www.daikin.com.au/ | http://www.daikin.com.au | N/A |  |  | AAC7780 | No | - | - | - | No | 63690 | 20.53 | - | - | - | - | - | - | Yes | 18654 | 68797 | - | - | - | - | - | - | 63950 | 18.58 | - | - | - | - | - | - | - | - | - | 16270 | 49866 | - | - | - | - | - | - | - | - | - | No | - | - | - | - | - | - | - | 3.051 | 3.053 | 3.269 | 3.541 | 3.381 | 3.423 | 5731 | 8654 | 25389 | 13038 | 16111 | 34817 | 1.5 | 1.5 | 1.5 | 2.726 | 2.899 | 2.924 | 2.758 | 2.919 | 2.945 | 30765 | 12133 | 1980 | 10345 | 5604 | 1258 | 1 | 1 | 1 | - | - | - | - | - | N/A | N/A | N/A | 58.28 | 3.0728 | 3.4058
[SEER Non Multi-Split <=65kW] GEMS (Air Conditioners up to 65kW) Determination 2019 | MEPS 2019 | AS/NZS 3823.1.2:2012 | UAYQ60CY1A |  | N/A | DAIKIN | 4.4 | Ducted | Packaged | - | Air | Air | Malaysia | 4.87 | 11.87 | 16.27 | 2063 | N/A | N/A | N/A | 1150 | 4.69 | 15.24 | Enthalpy Test Room | 3.245 | 3.1625 | N/A | - | N/A | 26.46 | 26.44 | N/A | N/A | N/A | N/A | N/A | 3.1869 | 3.1039 | N/A | N/A | N/A | N/A | N/A | N/A | Enthalpy Test Room | Three | R410A | Australia,New Zealand | 155663 | 2028-07-31 |  | Approved | Reverse Cycle | 1638 | No | Class 6 | No | N/A | N/A | N/A | N/A | N/A | N/A | 3.245 | Unavailable | N/A | N/A | http://www.daikin.com.au/ | http://www.daikin.com.au | N/A |  |  | AAC7662 | Yes | Two-stage | - | Yes | - | 16270 | 4.87 | - | - | - | - | - | - | Yes | 4400 | 17510 | - | - | - | - | - | - | 15240 | 4.69 | - | - | - | - | - | - | - | - | - | 4090 | 11870 | - | - | - | - | - | - | - | - | - | No | - | - | - | - | - | - | - | 3.134 | 3.167 | 3.483 | 3.755 | 3.594 | 3.67 | 1399 | 2099 | 6055 | 3115 | 3845 | 8269 | 1.5 | 1.5 | 1.5 | 2.593 | 2.745 | 2.762 | 2.617 | 2.76 | 2.781 | 7734 | 3086 | 529 | 2622 | 1437 | 341 | 1 | 1 | 1 | - | - | - | - | - | N/A | N/A | N/A | 26.46 | 3.2806 | 3.1887
[SEER Non Multi-Split <=65kW] GEMS (Air Conditioners up to 65kW) Determination 2019 | MEPS 2019 | AS/NZS 3823.1.2:2012 | UAYQ90CY1A |  | N/A | DAIKIN | 4.4 | Ducted | Packaged | - | Air | Air | Malaysia | 8.18 | 11.87 | 26.54 | 2063 | N/A | N/A | N/A | 1150 | 7.33 | 25.68 | Enthalpy Test Room | 3.2484 | 3.5579 | N/A | - | N/A | 26.46 | 26.44 | N/A | N/A | N/A | N/A | N/A | 3.1869 | 3.1039 | N/A | N/A | N/A | N/A | N/A | N/A | Enthalpy Test Room | Three | R410A | Australia,New Zealand | 155866 | 2028-07-31 |  | Approved | Reverse Cycle | 1638 | No | Class 6 | No | N/A | N/A | N/A | N/A | N/A | N/A | 3.245 | Unavailable | N/A | N/A | http://www.daikin.com.au/ | http://www.daikin.com.au | N/A |  |  | AAC7660 | Yes | Two-stage | - | Yes | - | 26540 | 8.18 | - | - | - | - | - | - | Yes | 7450 | 29670 | - | - | - | - | - | - | 25680 | 7.33 | - | - | - | - | - | - | - | - | - | 6150 | 20060 | - | - | - | - | - | - | - | - | - | No | - | - | - | - | - | - | - | 3.192 | 3.199 | 3.482 | 3.827 | 3.635 | 3.677 | 2262 | 3410 | 9910 | 5007 | 6219 | 13486 | 1.5 | 1.5 | 1.5 | 2.829 | 3.015 | 2.993 | 2.839 | 2.998 | 3.003 | 11924 | 4710 | 800 | 4054 | 2210 | 514 | 1 | 1.5 | 1 | - | - | - | - | - | N/A | N/A | N/A | 31.98 | 3.2022 | 3.4525
[Unitary Single-Duct] GEMS (Air Conditioners up to 65kW) Determination 2019 | MEPS 2019 | AS/NZS 3823.1.5:2015 | PAC AN112 SILENT |  | N/A | De'Longhi | N/A | Non Ducted | Portable | N/A | N/A | N/A | Italy | 0.95 | N/A | 2.9 | N/A | N/A | N/A | N/A | N/A | 0 | 0 | Calorimeter Room | 2.9694 | 0 | N/A | N/A | N/A | N/A | N/A | N/A | N/A | N/A | N/A | N/A | N/A | N/A | N/A | N/A | N/A | N/A | N/A | N/A | Calorimeter Room | Single | R290 | Australia,Fiji,New Zealand | 126740 | 2025-02-19 |  | Approved | Cooling Only | N/A | N/A | Class 4 | N/A | N/A | N/A | N/A | N/A | N/A | N/A | N/A | Available | N/A | N/A |  | http://www.delonghi.com.au/ | N/A |  |  | AAC4484 | No | N/A | N/A | N/A | N/A | 2900 | 0.95 | N/A | N/A | N/A | N/A | N/A | N/A | N/A | N/A | N/A | N/A | N/A | N/A | N/A | N/A | N/A | 0 | 0 | N/A | N/A | N/A | N/A | N/A | N/A | N/A | N/A | N/A | N/A | N/A | N/A | N/A | N/A | N/A | N/A | N/A | N/A | N/A | N/A | N/A | N/A | N/A | N/A | N/A | N/A | 63 | N/A | N/A | N/A | N/A | N/A | N/A | N/A | 518 | 798 | 2135 | N/A | N/A | N/A | 0 | 0 | 0 | N/A | N/A | N/A | N/A | N/A | N/A | 0 | 0 | 0 | N/A | N/A | N/A | 0 | 0 | 0 | N/A | No | 0 | 0 | 0 | 0 | 0 | 0 | N/A | 3.0526 | 0
[Unitary Single-Duct] GEMS (Air Conditioners up to 65kW) Determination 2019 | MEPS 2019 | AS/NZS 3823.1.5:2015 | PAC CN86 SILENT |  | N/A | De'Longhi | N/A | Non Ducted | Portable | N/A | N/A | N/A | Italy | 0.9 | N/A | 2.4 | N/A | N/A | N/A | N/A | N/A | 0 | 0 | Calorimeter Room | 2.652 | 0 | N/A | N/A | N/A | N/A | N/A | N/A | N/A | N/A | N/A | N/A | N/A | N/A | N/A | N/A | N/A | N/A | N/A | N/A | Calorimeter Room | Single | R410A | Australia,Fiji,New Zealand | 126737 | 2025-02-19 |  | Approved | Cooling Only | N/A | N/A | Class 4 | N/A | N/A | N/A | N/A | N/A | N/A | N/A | N/A | Available | N/A | N/A |  | http://www.delonghi.com.au/ | N/A |  |  | AAC4482 | No | N/A | N/A | N/A | N/A | 2400 | 0.9 | N/A | N/A | N/A | N/A | N/A | N/A | N/A | N/A | N/A | N/A | N/A | N/A | N/A | N/A | N/A | 0 | 0 | N/A | N/A | N/A | N/A | N/A | N/A | N/A | N/A | N/A | N/A | N/A | N/A | N/A | N/A | N/A | N/A | N/A | N/A | N/A | N/A | N/A | N/A | N/A | N/A | N/A | N/A | 61.6 | N/A | N/A | N/A | N/A | N/A | N/A | N/A | 490 | 756 | 2022 | N/A | N/A | N/A | 0 | 0 | 0 | N/A | N/A | N/A | N/A | N/A | N/A | 0 | 0 | 0 | N/A | N/A | N/A | 0 | 0 | 0 | N/A | No | 0 | 0 | 0 | 0 | 0 | 0 | N/A | 2.6667 | 0
[Unitary Single-Duct] GEMS (Air Conditioners up to 65kW) Determination 2019 | MEPS 2019 | AS/NZS 3823.1.5:2015 | PAC CN93ECO |  | N/A | De'Longhi | N/A | Non Ducted | Portable | N/A | N/A | N/A | Italy | 0.93 | N/A | 2.6 | N/A | N/A | N/A | N/A | N/A | 0 | 0 | Calorimeter Room | 2.749 | 0 | N/A | N/A | N/A | N/A | N/A | N/A | N/A | N/A | N/A | N/A | N/A | N/A | N/A | N/A | N/A | N/A | N/A | N/A | Calorimeter Room | Single | R290 | Australia,Fiji,New Zealand | 126747 | 2025-02-19 |  | Approved | Cooling Only | N/A | N/A | Class 4 | N/A | N/A | N/A | N/A | N/A | N/A | N/A | N/A | Available | N/A | N/A |  | http://www.delonghi.com.au/ | N/A |  |  | AAC4479 | No | N/A | N/A | N/A | N/A | 2600 | 0.93 | N/A | N/A | N/A | N/A | N/A | N/A | N/A | N/A | N/A | N/A | N/A | N/A | N/A | N/A | N/A | 0 | 0 | N/A | N/A | N/A | N/A | N/A | N/A | N/A | N/A | N/A | N/A | N/A | N/A | N/A | N/A | N/A | N/A | N/A | N/A | N/A | N/A | N/A | N/A | N/A | N/A | N/A | N/A | 63.6 | N/A | N/A | N/A | N/A | N/A | N/A | N/A | 507 | 781 | 2090 | N/A | N/A | N/A | 0 | 0 | 0 | N/A | N/A | N/A | N/A | N/A | N/A | 0 | 0 | 0 | N/A | N/A | N/A | 0 | 0 | 0 | N/A | No | 0 | 0 | 0 | 0 | 0 | 0 | N/A | 2.7957 | 0
[Unitary Single-Duct] GEMS (Air Conditioners up to 65kW) Determination 2019 | MEPS 2019 | AS/NZS 3823.1.5:2015 | PAC EL110 ERF WIFI |  | N/A | De'Longhi | N/A | Non Ducted | Portable | N/A | N/A | N/A | Italy | 1.1 | N/A | 2.9 | N/A | N/A | N/A | N/A | N/A | - | - | Calorimeter Room | 2.737 | - | N/A | N/A | N/A | N/A | N/A | N/A | N/A | N/A | N/A | N/A | N/A | N/A | N/A | N/A | N/A | N/A | N/A | N/A | Calorimeter Room | Single | R290 | Australia,Fiji,New Zealand | 152602 | 2028-02-20 |  | Approved | Cooling Only | N/A | N/A | Class 4 | N/A | N/A | N/A | N/A | N/A | N/A | N/A | N/A | Available | N/A | N/A |  | http://www.delonghi.com.au/ | N/A |  |  | AAC7270 | No | N/A | N/A | N/A | N/A | 2900 | 1.1 | N/A | N/A | N/A | N/A | N/A | N/A | N/A | N/A | N/A | N/A | N/A | N/A | N/A | N/A | N/A | - | - | N/A | N/A | N/A | N/A | N/A | N/A | N/A | N/A | N/A | N/A | N/A | N/A | N/A | N/A | N/A | N/A | N/A | N/A | N/A | N/A | N/A | N/A | N/A | N/A | N/A | N/A | 63.6 | N/A | N/A | N/A | N/A | N/A | N/A | N/A | 600 | 924 | 2472 | N/A | N/A | N/A | 0 | 0 | 0 | N/A | N/A | N/A | N/A | N/A | N/A | - | - | - | N/A | N/A | N/A | - | - | - | N/A | No | - | - | - | - | - | - | N/A | 2.6364 | -
[Unitary Single-Duct] GEMS (Air Conditioners up to 65kW) Determination 2019 | MEPS 2019 | AS/NZS 3823.1.5:2015 | PAC EL112 CST |  | N/A | De'Longhi | N/A | Non Ducted | Portable | N/A | N/A | N/A | Italy | 0.95 | N/A | 2.9 | N/A | N/A | N/A | N/A | N/A | 0 | 0 | Calorimeter Room | 2.9714 | 0 | N/A | N/A | N/A | N/A | N/A | N/A | N/A | N/A | N/A | N/A | N/A | N/A | N/A | N/A | N/A | N/A | N/A | N/A | Calorimeter Room | Single | R290 | Australia,Fiji,New Zealand | 126743 | 2025-02-19 |  | Approved | Cooling Only | N/A | N/A | Class 4 | N/A | N/A | N/A | N/A | N/A | N/A | N/A | N/A | Available | N/A | N/A |  | http://www.delonghi.com.au/ | N/A |  |  | AAC4481 | No | N/A | N/A | N/A | N/A | 2900 | 0.95 | N/A | N/A | N/A | N/A | N/A | N/A | N/A | N/A | N/A | N/A | N/A | N/A | N/A | N/A | N/A | 0 | 0 | N/A | N/A | N/A | N/A | N/A | N/A | N/A | N/A | N/A | N/A | N/A | N/A | N/A | N/A | N/A | N/A | N/A | N/A | N/A | N/A | N/A | N/A | N/A | N/A | N/A | N/A | 62.9 | N/A | N/A | N/A | N/A | N/A | N/A | N/A | 518 | 798 | 2135 | N/A | N/A | N/A | 0 | 0 | 0 | N/A | N/A | N/A | N/A | N/A | N/A | 0 | 0 | 0 | N/A | N/A | N/A | 0 | 0 | 0 | N/A | No | 0 | 0 | 0 | 0 | 0 | 0 | N/A | 3.0526 | 0
[Unitary Single-Duct] GEMS (Air Conditioners up to 65kW) Determination 2019 | MEPS 2019 | AS/NZS 3823.1.5:2015 | PAC EL112 CST WIFI |  | N/A | De'Longhi | N/A | Non Ducted | Portable | N/A | N/A | N/A | Italy | 0.95 | N/A | 2.9 | N/A | N/A | N/A | N/A | N/A | - | - | Calorimeter Room | 2.9714 | - | N/A | N/A | N/A | N/A | N/A | N/A | N/A | N/A | N/A | N/A | N/A | N/A | N/A | N/A | N/A | N/A | N/A | N/A | Calorimeter Room | Single | R290 | Australia,Fiji,New Zealand | 152596 | 2028-02-20 |  | Approved | Cooling Only | N/A | N/A | Class 4 | N/A | N/A | N/A | N/A | N/A | N/A | N/A | N/A | Available | N/A | N/A |  | http://www.delonghi.com.au/ | N/A |  |  | AAC7268 | No | N/A | N/A | N/A | N/A | 2900 | 0.95 | N/A | N/A | N/A | N/A | N/A | N/A | N/A | N/A | N/A | N/A | N/A | N/A | N/A | N/A | N/A | - | - | N/A | N/A | N/A | N/A | N/A | N/A | N/A | N/A | N/A | N/A | N/A | N/A | N/A | N/A | N/A | N/A | N/A | N/A | N/A | N/A | N/A | N/A | N/A | N/A | N/A | N/A | 62.9 | N/A | N/A | N/A | N/A | N/A | N/A | N/A | 518 | 798 | 2135 | N/A | N/A | N/A | 0 | 0 | 0 | N/A | N/A | N/A | N/A | N/A | N/A | - | - | - | N/A | N/A | N/A | - | - | - | N/A | No | - | - | - | - | - | - | N/A | 3.0526 | -
[Unitary Single-Duct] GEMS (Air Conditioners up to 65kW) Determination 2019 | MEPS 2019 | AS/NZS 3823.1.5:2015 | PAC EM77 |  | N/A | De'Longhi | N/A | Non Ducted | Portable | N/A | N/A | N/A | Italy | 0.8 | N/A | 2.1 | N/A | N/A | N/A | N/A | N/A | - | - | Calorimeter Room | 2.7349 | - | N/A | N/A | N/A | N/A | N/A | N/A | N/A | N/A | N/A | N/A | N/A | N/A | N/A | N/A | N/A | N/A | N/A | N/A | Calorimeter Room | Single | R290 | Australia,Fiji,New Zealand | 137282 | 2026-04-23 |  | Approved | Cooling Only | N/A | N/A | Class 4 | N/A | N/A | N/A | N/A | N/A | N/A | N/A | N/A | Available | N/A | N/A |  | http://www.delonghi.com.au/ | N/A |  |  | AAC5912 | No | N/A | N/A | N/A | N/A | 2100 | 0.8 | N/A | N/A | N/A | N/A | N/A | N/A | N/A | N/A | N/A | N/A | N/A | N/A | N/A | N/A | N/A | - | - | N/A | N/A | N/A | N/A | N/A | N/A | N/A | N/A | N/A | N/A | N/A | N/A | N/A | N/A | N/A | N/A | N/A | N/A | N/A | N/A | N/A | N/A | N/A | N/A | N/A | N/A | 62.9 | N/A | N/A | N/A | N/A | N/A | N/A | N/A | 436 | 672 | 1798 | N/A | N/A | N/A | 0 | 0 | 0 | N/A | N/A | N/A | N/A | N/A | N/A | - | - | - | N/A | N/A | N/A | - | - | - | N/A | No | - | - | - | - | - | - | N/A | 2.625 | -
[Unitary Single-Duct] GEMS (Air Conditioners up to 65kW) Determination 2019 | MEPS 2019 | AS/NZS 3823.1.5:2015 | PAC EM82 |  | N/A | De'Longhi | N/A | Non Ducted | Portable | N/A | N/A | N/A | Italy | 0.96 | N/A | 2.4 | N/A | N/A | N/A | N/A | N/A | - | - | Calorimeter Room | 2.6856 | - | N/A | N/A | N/A | N/A | N/A | N/A | N/A | N/A | N/A | N/A | N/A | N/A | N/A | N/A | N/A | N/A | N/A | N/A | Calorimeter Room | Single | R290 | Australia,Fiji,New Zealand | 137283 | 2026-04-22 |  | Approved | Cooling Only | N/A | N/A | Class 4 | N/A | N/A | N/A | N/A | N/A | N/A | N/A | N/A | Available | N/A | N/A |  | http://www.delonghi.com.au/ | N/A |  |  | AAC5910 | No | N/A | N/A | N/A | N/A | 2400 | 0.96 | N/A | N/A | N/A | N/A | N/A | N/A | N/A | N/A | N/A | N/A | N/A | N/A | N/A | N/A | N/A | - | - | N/A | N/A | N/A | N/A | N/A | N/A | N/A | N/A | N/A | N/A | N/A | N/A | N/A | N/A | N/A | N/A | N/A | N/A | N/A | N/A | N/A | N/A | N/A | N/A | N/A | N/A | 62.8 | N/A | N/A | N/A | N/A | N/A | N/A | N/A | 523 | 806 | 2157 | N/A | N/A | N/A | 0 | 0 | 0 | N/A | N/A | N/A | N/A | N/A | N/A | - | - | - | N/A | N/A | N/A | - | - | - | N/A | No | - | - | - | - | - | - | N/A | 2.5 | -
[Unitary Single-Duct] GEMS (Air Conditioners up to 65kW) Determination 2019 | MEPS 2019 | AS/NZS 3823.1.5:2015 | PAC EM82K |  | N/A | De'Longhi | N/A | Non Ducted | Portable | N/A | N/A | N/A | Italy | 0.9 | N/A | 2.4 | N/A | N/A | N/A | N/A | N/A | - | - | Calorimeter Room | 2.7133 | - | N/A | N/A | N/A | N/A | N/A | N/A | N/A | N/A | N/A | N/A | N/A | N/A | N/A | N/A | N/A | N/A | N/A | N/A | Calorimeter Room | Single | R290 | Australia,Fiji,New Zealand | 152598 | 2028-02-20 |  | Approved | Cooling Only | N/A | N/A | Class 4 | N/A | N/A | N/A | N/A | N/A | N/A | N/A | N/A | Available | N/A | N/A |  | http://www.delonghi.com.au/ | N/A |  |  | AAC7269 | No | N/A | N/A | N/A | N/A | 2400 | 0.9 | N/A | N/A | N/A | N/A | N/A | N/A | N/A | N/A | N/A | N/A | N/A | N/A | N/A | N/A | N/A | - | - | N/A | N/A | N/A | N/A | N/A | N/A | N/A | N/A | N/A | N/A | N/A | N/A | N/A | N/A | N/A | N/A | N/A | N/A | N/A | N/A | N/A | N/A | N/A | N/A | N/A | N/A | 62.7 | N/A | N/A | N/A | N/A | N/A | N/A | N/A | 490 | 756 | 2022 | N/A | N/A | N/A | 0 | 0 | 0 | N/A | N/A | N/A | N/A | N/A | N/A | - | - | - | N/A | N/A | N/A | - | - | - | N/A | No | - | - | - | - | - | - | N/A | 2.6667 | -
[Unitary Single-Duct] GEMS (Air Conditioners up to 65kW) Determination 2019 | MEPS 2019 | AS/NZS 3823.1.5:2015 | PAC EM82K.1 |  | N/A | De'Longhi | N/A | Non Ducted | Portable | N/A | N/A | N/A | China | 0.9 | N/A | 2.4 | N/A | N/A | N/A | N/A | N/A | - | - | Calorimeter Room | 2.8023 | - | N/A | N/A | N/A | N/A | N/A | N/A | N/A | N/A | N/A | N/A | N/A | N/A | N/A | N/A | N/A | N/A | N/A | N/A | Calorimeter Room | Single | R290 | Australia,Fiji,New Zealand | 160909 | 2029-04-23 |  | Approved | Cooling Only | N/A | N/A | Class 4 | N/A | N/A | N/A | N/A | N/A | N/A | N/A | N/A | Available | N/A | N/A |  | http://www.delonghi.com.au/ | N/A |  |  | AAC8188 | No | N/A | N/A | N/A | N/A | 2400 | 0.9 | N/A | N/A | N/A | N/A | N/A | N/A | N/A | N/A | N/A | N/A | N/A | N/A | N/A | N/A | N/A | - | - | N/A | N/A | N/A | N/A | N/A | N/A | N/A | N/A | N/A | N/A | N/A | N/A | N/A | N/A | N/A | N/A | N/A | N/A | N/A | N/A | N/A | N/A | N/A | N/A | N/A | N/A | 62.48 | N/A | N/A | N/A | N/A | N/A | N/A | N/A | 490 | 756 | 2022 | N/A | N/A | N/A | 0 | 0 | 0 | N/A | N/A | N/A | N/A | N/A | N/A | - | - | - | N/A | N/A | N/A | - | - | - | N/A | No | - | - | - | - | - | - | N/A | 2.6667 | -
[Unitary Single-Duct] GEMS (Air Conditioners up to 65kW) Determination 2019 | MEPS 2019 | AS/NZS 3823.1.5:2015 | PAC EM93 SILENT |  | N/A | De'Longhi | N/A | Non Ducted | Portable | N/A | N/A | N/A | Italy | 0.97 | N/A | 2.6 | N/A | N/A | N/A | N/A | N/A | - | - | Calorimeter Room | 2.6854 | - | N/A | N/A | N/A | N/A | N/A | N/A | N/A | N/A | N/A | N/A | N/A | N/A | N/A | N/A | N/A | N/A | N/A | N/A | Calorimeter Room | Single | R290 | Australia,Fiji,New Zealand | 137284 | 2026-04-23 |  | Approved | Cooling Only | N/A | N/A | Class 4 | N/A | N/A | N/A | N/A | N/A | N/A | N/A | N/A | Available | N/A | N/A |  | http://www.delonghi.com.au/ | N/A |  |  | AAC5913 | No | N/A | N/A | N/A | N/A | 2600 | 0.97 | N/A | N/A | N/A | N/A | N/A | N/A | N/A | N/A | N/A | N/A | N/A | N/A | N/A | N/A | N/A | - | - | N/A | N/A | N/A | N/A | N/A | N/A | N/A | N/A | N/A | N/A | N/A | N/A | N/A | N/A | N/A | N/A | N/A | N/A | N/A | N/A | N/A | N/A | N/A | N/A | N/A | N/A | 62.8 | N/A | N/A | N/A | N/A | N/A | N/A | N/A | 529 | 815 | 2180 | N/A | N/A | N/A | 0 | 0 | 0 | N/A | N/A | N/A | N/A | N/A | N/A | - | - | - | N/A | N/A | N/A | - | - | - | N/A | No | - | - | - | - | - | - | N/A | 2.6804 | -
[Unitary Single-Duct] GEMS (Air Conditioners up to 65kW) Determination 2019 | MEPS 2019 | AS/NZS 3823.1.5:2015 | PAC EM93K SILENT |  | N/A | De'Longhi | N/A | Non Ducted | Portable | N/A | N/A | N/A | Italy | 1 | N/A | 2.6 | N/A | N/A | N/A | N/A | N/A | - | - | Calorimeter Room | 2.8126 | - | N/A | N/A | N/A | N/A | N/A | N/A | N/A | N/A | N/A | N/A | N/A | N/A | N/A | N/A | N/A | N/A | N/A | N/A | Calorimeter Room | Single | R290 | Australia,Fiji,New Zealand | 152603 | 2028-02-19 |  | Approved | Cooling Only | N/A | N/A | Class 4 | N/A | N/A | N/A | N/A | N/A | N/A | N/A | N/A | Available | N/A | N/A |  | http://www.delonghi.com.au/ | N/A |  |  | AAC7267 | No | N/A | N/A | N/A | N/A | 2600 | 1 | N/A | N/A | N/A | N/A | N/A | N/A | N/A | N/A | N/A | N/A | N/A | N/A | N/A | N/A | N/A | - | - | N/A | N/A | N/A | N/A | N/A | N/A | N/A | N/A | N/A | N/A | N/A | N/A | N/A | N/A | N/A | N/A | N/A | N/A | N/A | N/A | N/A | N/A | N/A | N/A | N/A | N/A | 62.7 | N/A | N/A | N/A | N/A | N/A | N/A | N/A | 545 | 840 | 2247 | N/A | N/A | N/A | 0 | 0 | 0 | N/A | N/A | N/A | N/A | N/A | N/A | - | - | - | N/A | N/A | N/A | - | - | - | N/A | No | - | - | - | - | - | - | N/A | 2.6 | -
[Unitary Single-Duct] GEMS (Air Conditioners up to 65kW) Determination 2019 | MEPS 2019 | AS/NZS 3823.1.5:2015 | PAC EM93K.1 SILENT |  | N/A | De'Longhi | N/A | Non Ducted | Portable | N/A | N/A | N/A | China | 0.95 | N/A | 2.6 | N/A | N/A | N/A | N/A | N/A | - | - | Calorimeter Room | 2.7738 | - | N/A | N/A | N/A | N/A | N/A | N/A | N/A | N/A | N/A | N/A | N/A | N/A | N/A | N/A | N/A | N/A | N/A | N/A | Calorimeter Room | Single | R290 | Australia,Fiji,New Zealand | 160910 | 2029-04-15 |  | Approved | Cooling Only | N/A | N/A | Class 4 | N/A | N/A | N/A | N/A | N/A | N/A | N/A | N/A | Available | N/A | N/A |  | http://www.delonghi.com.au/ | N/A |  |  | AAC8181 | No | N/A | N/A | N/A | N/A | 2600 | 0.95 | N/A | N/A | N/A | N/A | N/A | N/A | N/A | N/A | N/A | N/A | N/A | N/A | N/A | N/A | N/A | - | - | N/A | N/A | N/A | N/A | N/A | N/A | N/A | N/A | N/A | N/A | N/A | N/A | N/A | N/A | N/A | N/A | N/A | N/A | N/A | N/A | N/A | N/A | N/A | N/A | N/A | N/A | 62.54 | N/A | N/A | N/A | N/A | N/A | N/A | N/A | 518 | 798 | 2135 | N/A | N/A | N/A | 0 | 0 | 0 | N/A | N/A | N/A | N/A | N/A | N/A | - | - | - | N/A | N/A | N/A | - | - | - | N/A | No | - | - | - | - | - | - | N/A | 2.7368 | -
[Unitary Single-Duct] GEMS (Air Conditioners up to 65kW) Determination 2019 | MEPS 2019 | AS/NZS 3823.1.5:2015 | PAC ES72 CLASSIC |  | N/A | De'Longhi | N/A | Non Ducted | Portable | N/A | N/A | N/A | China | 0.8 | N/A | 2.1 | N/A | N/A | N/A | N/A | N/A | - | - | Calorimeter Room | 2.7765 | - | N/A | N/A | N/A | N/A | N/A | N/A | N/A | N/A | N/A | N/A | N/A | N/A | N/A | N/A | N/A | N/A | N/A | N/A | Calorimeter Room | Single | R290 | Australia,Fiji,New Zealand | 160823 | 2029-04-25 |  | Approved | Cooling Only | N/A | N/A | Class 4 | N/A | N/A | N/A | N/A | N/A | N/A | N/A | N/A | Available | N/A | N/A |  | http://www.delonghi.com.au/ | N/A |  |  | AAC8194 | No | N/A | N/A | N/A | N/A | 2100 | 0.8 | N/A | N/A | N/A | N/A | N/A | N/A | N/A | N/A | N/A | N/A | N/A | N/A | N/A | N/A | N/A | - | - | N/A | N/A | N/A | N/A | N/A | N/A | N/A | N/A | N/A | N/A | N/A | N/A | N/A | N/A | N/A | N/A | N/A | N/A | N/A | N/A | N/A | N/A | N/A | N/A | N/A | N/A | 64.4 | N/A | N/A | N/A | N/A | N/A | N/A | N/A | 436 | 672 | 1798 | N/A | N/A | N/A | 0 | 0 | 0 | N/A | N/A | N/A | N/A | N/A | N/A | - | - | - | N/A | N/A | N/A | - | - | - | N/A | No | - | - | - | - | - | - | N/A | 2.625 | -
[Unitary Single-Duct] GEMS (Air Conditioners up to 65kW) Determination 2019 | MEPS 2019 | AS/NZS 3823.1.5:2015 | PAC EX120 WH |  | N/A | De'Longhi | N/A | Non Ducted | Portable | N/A | N/A | N/A | Italy | 1 | N/A | 3 | N/A | N/A | N/A | N/A | N/A | 0 | 0 | Calorimeter Room | 3.0884 | 0 | N/A | N/A | N/A | N/A | N/A | N/A | N/A | N/A | N/A | N/A | N/A | N/A | N/A | N/A | N/A | N/A | N/A | N/A | Calorimeter Room | Single | R290 | Australia,Fiji,New Zealand | 126745 | 2025-02-19 |  | Approved | Cooling Only | N/A | N/A | Class 4 | N/A | N/A | N/A | N/A | N/A | N/A | N/A | N/A | Available | N/A | N/A |  | http://www.delonghi.com.au/ | N/A |  |  | AAC4480 | No | N/A | N/A | N/A | N/A | 3000 | 1 | N/A | N/A | N/A | N/A | N/A | N/A | N/A | N/A | N/A | N/A | N/A | N/A | N/A | N/A | N/A | 0 | 0 | N/A | N/A | N/A | N/A | N/A | N/A | N/A | N/A | N/A | N/A | N/A | N/A | N/A | N/A | N/A | N/A | N/A | N/A | N/A | N/A | N/A | N/A | N/A | N/A | N/A | N/A | 64.9 | N/A | N/A | N/A | N/A | N/A | N/A | N/A | 545 | 840 | 2247 | N/A | N/A | N/A | 0 | 0 | 0 | N/A | N/A | N/A | N/A | N/A | N/A | 0 | 0 | 0 | N/A | N/A | N/A | 0 | 0 | 0 | N/A | No | 0 | 0 | 0 | 0 | 0 | 0 | N/A | 3 | 0
[Unitary Single-Duct] GEMS (Air Conditioners up to 65kW) Determination 2019 | MEPS 2019 | AS/NZS 3823.1.5:2015 | PAC EX130 CST WIFI | PAC EX130 series | N/A | De'Longhi | N/A | Non Ducted | Portable | N/A | N/A | N/A | Italy | 1.3 | N/A | 3.3 | N/A | N/A | N/A | N/A | N/A | - | - | Calorimeter Room | 2.6222 | - | N/A | N/A | N/A | N/A | N/A | N/A | N/A | N/A | N/A | N/A | N/A | N/A | N/A | N/A | N/A | N/A | N/A | N/A | Calorimeter Room | Single | R290 | Australia,Fiji,New Zealand | 126744 | 2025-02-20 |  | Approved | Cooling Only | N/A | N/A | Class 4 | N/A | N/A | N/A | N/A | N/A | N/A | N/A | N/A | Available | N/A | N/A |  | http://www.delonghi.com.au/ | N/A |  |  | AAC4487 | No | N/A | N/A | N/A | N/A | 3300 | 1.3 | N/A | N/A | N/A | N/A | N/A | N/A | N/A | N/A | N/A | N/A | N/A | N/A | N/A | N/A | N/A | - | - | N/A | N/A | N/A | N/A | N/A | N/A | N/A | N/A | N/A | N/A | N/A | N/A | N/A | N/A | N/A | N/A | N/A | N/A | N/A | N/A | N/A | N/A | N/A | N/A | N/A | N/A | 64.2 | N/A | N/A | N/A | N/A | N/A | N/A | N/A | 708 | 1092 | 2921 | N/A | N/A | N/A | 0 | 0 | 0 | N/A | N/A | N/A | N/A | N/A | N/A | - | - | - | N/A | N/A | N/A | - | - | - | N/A | No | - | - | - | - | - | - | N/A | 2.5385 | -
[Unitary Single-Duct] GEMS (Air Conditioners up to 65kW) Determination 2019 | MEPS 2019 | AS/NZS 3823.1.5:2015 | PAC EX130 ECOREAL FEEL | PAC EX130 series | N/A | De'Longhi | N/A | Non Ducted | Portable | N/A | N/A | N/A | Italy | 1.3 | N/A | 3.3 | N/A | N/A | N/A | N/A | N/A | - | - | Calorimeter Room | 2.6222 | - | N/A | N/A | N/A | N/A | N/A | N/A | N/A | N/A | N/A | N/A | N/A | N/A | N/A | N/A | N/A | N/A | N/A | N/A | Calorimeter Room | Single | R290 | Australia,Fiji,New Zealand | 126744 | 2025-02-20 |  | Approved | Cooling Only | N/A | N/A | Class 4 | N/A | N/A | N/A | N/A | N/A | N/A | N/A | N/A | Available | N/A | N/A |  | http://www.delonghi.com.au/ | N/A |  |  | AAC4487 | No | N/A | N/A | N/A | N/A | 3300 | 1.3 | N/A | N/A | N/A | N/A | N/A | N/A | N/A | N/A | N/A | N/A | N/A | N/A | N/A | N/A | N/A | - | - | N/A | N/A | N/A | N/A | N/A | N/A | N/A | N/A | N/A | N/A | N/A | N/A | N/A | N/A | N/A | N/A | N/A | N/A | N/A | N/A | N/A | N/A | N/A | N/A | N/A | N/A | 64.2 | N/A | N/A | N/A | N/A | N/A | N/A | N/A | 708 | 1092 | 2921 | N/A | N/A | N/A | 0 | 0 | 0 | N/A | N/A | N/A | N/A | N/A | N/A | - | - | - | N/A | N/A | N/A | - | - | - | N/A | No | - | - | - | - | - | - | N/A | 2.5385 | -
[Unitary Single-Duct] GEMS (Air Conditioners up to 65kW) Determination 2019 | MEPS 2019 | AS/NZS 3823.1.5:2015 | PAC EX130 series | PAC EX130 series | N/A | De'Longhi | N/A | Non Ducted | Portable | N/A | N/A | N/A | Italy | 1.3 | N/A | 3.3 | N/A | N/A | N/A | N/A | N/A | - | - | Calorimeter Room | 2.6222 | - | N/A | N/A | N/A | N/A | N/A | N/A | N/A | N/A | N/A | N/A | N/A | N/A | N/A | N/A | N/A | N/A | N/A | N/A | Calorimeter Room | Single | R290 | Australia,Fiji,New Zealand | 126744 | 2025-02-20 |  | Approved | Cooling Only | N/A | N/A | Class 4 | N/A | N/A | N/A | N/A | N/A | N/A | N/A | N/A | Available | N/A | N/A |  | http://www.delonghi.com.au/ | N/A |  |  | AAC4487 | No | N/A | N/A | N/A | N/A | 3300 | 1.3 | N/A | N/A | N/A | N/A | N/A | N/A | N/A | N/A | N/A | N/A | N/A | N/A | N/A | N/A | N/A | - | - | N/A | N/A | N/A | N/A | N/A | N/A | N/A | N/A | N/A | N/A | N/A | N/A | N/A | N/A | N/A | N/A | N/A | N/A | N/A | N/A | N/A | N/A | N/A | N/A | N/A | N/A | 64.2 | N/A | N/A | N/A | N/A | N/A | N/A | N/A | 708 | 1092 | 2921 | N/A | N/A | N/A | 0 | 0 | 0 | N/A | N/A | N/A | N/A | N/A | N/A | - | - | - | N/A | N/A | N/A | - | - | - | N/A | No | - | - | - | - | - | - | N/A | 2.5385 | -
[Unitary Single-Duct] GEMS (Air Conditioners up to 65kW) Determination 2019 | MEPS 2019 | AS/NZS 3823.1.5:2015 | PAC N76 SILENT |  | N/A | De'Longhi | N/A | Non Ducted | Portable | N/A | N/A | N/A | Italy | 0.77 | N/A | 1.95 | N/A | N/A | N/A | N/A | N/A | 0 | 0 | Calorimeter Room | 2.5651 | 0 | N/A | N/A | N/A | N/A | N/A | N/A | N/A | N/A | N/A | N/A | N/A | N/A | N/A | N/A | N/A | N/A | N/A | N/A | Calorimeter Room | Single | R410A | Australia,Fiji,New Zealand | 126746 | 2025-02-19 |  | Approved | Cooling Only | N/A | N/A | Class 4 | N/A | N/A | N/A | N/A | N/A | N/A | N/A | N/A | Available | N/A | N/A |  | http://www.delonghi.com.au/ | N/A |  |  | AAC4485 | No | N/A | N/A | N/A | N/A | 1950 | 0.77 | N/A | N/A | N/A | N/A | N/A | N/A | N/A | N/A | N/A | N/A | N/A | N/A | N/A | N/A | N/A | 0 | 0 | N/A | N/A | N/A | N/A | N/A | N/A | N/A | N/A | N/A | N/A | N/A | N/A | N/A | N/A | N/A | N/A | N/A | N/A | N/A | N/A | N/A | N/A | N/A | N/A | N/A | N/A | 60.8 | N/A | N/A | N/A | N/A | N/A | N/A | N/A | 420 | 647 | 1730 | N/A | N/A | N/A | 0 | 0 | 0 | N/A | N/A | N/A | N/A | N/A | N/A | 0 | 0 | 0 | N/A | N/A | N/A | 0 | 0 | 0 | N/A | No | 0 | 0 | 0 | 0 | 0 | 0 | N/A | 2.5325 | 0
[Unitary Single-Duct] GEMS (Air Conditioners up to 65kW) Determination 2019 | MEPS 2019 | AS/NZS 3823.1.5:2015 | PAC N77ECO |  | N/A | De'Longhi | N/A | Non Ducted | Portable | N/A | N/A | N/A | Italy | 0.8 | N/A | 2.05 | N/A | N/A | N/A | N/A | N/A | 0 | 0 | Calorimeter Room | 2.6771 | 0 | N/A | N/A | N/A | N/A | N/A | N/A | N/A | N/A | N/A | N/A | N/A | N/A | N/A | N/A | N/A | N/A | N/A | N/A | Calorimeter Room | Single | R290 | Australia,Fiji,New Zealand | 126705 | 2025-02-12 |  | Approved | Cooling Only | N/A | N/A | Class 4 | N/A | N/A | N/A | N/A | N/A | N/A | N/A | N/A | Available | N/A | N/A |  | http://www.delonghi.com.au/ | N/A |  |  | AAC4462 | No | N/A | N/A | N/A | N/A | 2050 | 0.8 | N/A | N/A | N/A | N/A | N/A | N/A | N/A | N/A | N/A | N/A | N/A | N/A | N/A | N/A | N/A | 0 | 0 | N/A | N/A | N/A | N/A | N/A | N/A | N/A | N/A | N/A | N/A | N/A | N/A | N/A | N/A | N/A | N/A | N/A | N/A | N/A | N/A | N/A | N/A | N/A | N/A | N/A | N/A | 61.9 | N/A | N/A | N/A | N/A | N/A | N/A | N/A | 436 | 672 | 1798 | N/A | N/A | N/A | 0 | 0 | 0 | N/A | N/A | N/A | N/A | N/A | N/A | 0 | 0 | 0 | N/A | N/A | N/A | 0 | 0 | 0 | N/A | No | 0 | 0 | 0 | 0 | 0 | 0 | N/A | 2.5625 | 0
[Unitary Single-Duct] GEMS (Air Conditioners up to 65kW) Determination 2019 | MEPS 2019 | AS/NZS 3823.1.5:2015 | PAC-A-12K-WH |  | N/A | Devanti | N/A | Non Ducted | Portable | N/A | N/A | N/A | China | 1.345 | N/A | 3.5 | N/A | N/A | N/A | N/A | N/A | - | - | Calorimeter Room | 2.6583 | - | N/A | N/A | N/A | N/A | N/A | N/A | N/A | N/A | N/A | N/A | N/A | N/A | N/A | N/A | N/A | N/A | N/A | N/A | Calorimeter Room | Single | R290 | Australia | 161083 | 2029-04-23 |  | Approved | Cooling Only | N/A | N/A | Class 4 | N/A | N/A | N/A | N/A | N/A | N/A | N/A | N/A | Available | N/A | N/A |  | https://search.ipaustralia.gov.au/trademarks/search/view/1842577 | N/A |  |  | AAC8191 | No | N/A | N/A | N/A | N/A | 3500 | 1.345 | N/A | N/A | N/A | N/A | N/A | N/A | N/A | N/A | N/A | N/A | N/A | N/A | N/A | N/A | N/A | - | - | N/A | N/A | N/A | N/A | N/A | N/A | N/A | N/A | N/A | N/A | N/A | N/A | N/A | N/A | N/A | N/A | N/A | N/A | N/A | N/A | N/A | N/A | N/A | N/A | N/A | N/A | 63.9 | N/A | N/A | N/A | N/A | N/A | N/A | N/A | 733 | 1130 | 3022 | N/A | N/A | N/A | 0 | 0 | 0 | N/A | N/A | N/A | N/A | N/A | N/A | - | - | - | N/A | N/A | N/A | - | - | - | N/A | No | - | - | - | - | - | - | N/A | 2.6022 | -
[Unitary Single-Duct] GEMS (Air Conditioners up to 65kW) Determination 2019 | MEPS 2019 | AS/NZS 3823.1.5:2015 | PAC-A-14K-NEW-WH |  | N/A | Devanti | N/A | Non Ducted | Portable | N/A | N/A | N/A | China | 0.79 | N/A | 2.055 | N/A | N/A | N/A | N/A | N/A | - | - | Calorimeter Room | 2.6272 | - | N/A | N/A | N/A | N/A | N/A | N/A | N/A | N/A | N/A | N/A | N/A | N/A | N/A | N/A | N/A | N/A | N/A | N/A | Calorimeter Room | Single | R290 | Australia | 157225 | 2028-11-08 |  | Approved | Cooling Only | N/A | N/A | Class 4 | N/A | N/A | N/A | N/A | N/A | N/A | N/A | N/A | Available | N/A | N/A |  | https://search.ipaustralia.gov.au/trademarks/search/view/1842577 | N/A |  |  | AAC7862 | No | N/A | N/A | N/A | N/A | 2055 | 0.79 | N/A | N/A | N/A | N/A | N/A | N/A | N/A | N/A | N/A | N/A | N/A | N/A | N/A | N/A | N/A | - | - | N/A | N/A | N/A | N/A | N/A | N/A | N/A | N/A | N/A | N/A | N/A | N/A | N/A | N/A | N/A | N/A | N/A | N/A | N/A | N/A | N/A | N/A | N/A | N/A | N/A | N/A | 64.81 | N/A | N/A | N/A | N/A | N/A | N/A | N/A | 431 | 664 | 1775 | N/A | N/A | N/A | 0 | 0 | 0 | N/A | N/A | N/A | N/A | N/A | N/A | - | - | - | N/A | N/A | N/A | - | - | - | N/A | No | - | - | - | - | - | - | N/A | 2.6013 | -
[Unitary Single-Duct] GEMS (Air Conditioners up to 65kW) Determination 2019 | MEPS 2019 | AS/NZS 3823.1.5:2015 | PAC-A-14K-WH |  | N/A | Devanti | N/A | Non Ducted | Portable | N/A | N/A | N/A | China | 0.785 | N/A | 2.05 | N/A | N/A | N/A | N/A | N/A | 0 | 0 | Calorimeter Room | 2.6281 | 0 | N/A | N/A | N/A | N/A | N/A | N/A | N/A | N/A | N/A | N/A | N/A | N/A | N/A | N/A | N/A | N/A | N/A | N/A | Calorimeter Room | Single | R290; 140g | Australia | 130780 | 2025-07-16 |  | Approved | Cooling Only | N/A | N/A | Class 4 | N/A | N/A | N/A | N/A | N/A | N/A | N/A | N/A | Available | N/A | N/A |  | https://search.ipaustralia.gov.au/trademarks/search/view/1842577 | N/A |  |  | AAC5020 | No | N/A | N/A | N/A | N/A | 2050 | 0.785 | N/A | N/A | N/A | N/A | N/A | N/A | N/A | N/A | N/A | N/A | N/A | N/A | N/A | N/A | N/A | 0 | 0 | N/A | N/A | N/A | N/A | N/A | N/A | N/A | N/A | N/A | N/A | N/A | N/A | N/A | N/A | N/A | N/A | N/A | N/A | N/A | N/A | N/A | N/A | N/A | N/A | N/A | N/A | 63.2 | N/A | N/A | N/A | N/A | N/A | N/A | N/A | 428 | 659 | 1764 | N/A | N/A | N/A | 0 | 0 | 0 | N/A | N/A | N/A | N/A | N/A | N/A | 0 | 0 | 0 | N/A | N/A | N/A | 0 | 0 | 0 | N/A | No | 0 | 0 | 0 | 0 | 0 | 0 | N/A | 2.6115 | 0
[Unitary Single-Duct] GEMS (Air Conditioners up to 65kW) Determination 2019 | MEPS 2019 | AS/NZS 3823.1.5:2015 | PAC-A-14K-WH-WI |  | N/A | Devanti | N/A | Non Ducted | Portable | N/A | N/A | N/A | China | 0.79 | N/A | 2.05 | N/A | N/A | N/A | N/A | N/A | - | - | Calorimeter Room | 2.7379 | - | N/A | N/A | N/A | N/A | N/A | N/A | N/A | N/A | N/A | N/A | N/A | N/A | N/A | N/A | N/A | N/A | N/A | N/A | Calorimeter Room | Single | R290 | Australia | 161096 | 2029-04-23 |  | Approved | Cooling Only | N/A | N/A | Class 4 | N/A | N/A | N/A | N/A | N/A | N/A | N/A | N/A | Available | N/A | N/A |  | https://search.ipaustralia.gov.au/trademarks/search/view/1842577 | N/A |  |  | AAC8192 | No | N/A | N/A | N/A | N/A | 2050 | 0.79 | N/A | N/A | N/A | N/A | N/A | N/A | N/A | N/A | N/A | N/A | N/A | N/A | N/A | N/A | N/A | - | - | N/A | N/A | N/A | N/A | N/A | N/A | N/A | N/A | N/A | N/A | N/A | N/A | N/A | N/A | N/A | N/A | N/A | N/A | N/A | N/A | N/A | N/A | N/A | N/A | N/A | N/A | 64.54 | N/A | N/A | N/A | N/A | N/A | N/A | N/A | 431 | 664 | 1775 | N/A | N/A | N/A | 0 | 0 | 0 | N/A | N/A | N/A | N/A | N/A | N/A | - | - | - | N/A | N/A | N/A | - | - | - | N/A | No | - | - | - | - | - | - | N/A | 2.5949 | -
[Unitary Single-Duct] GEMS (Air Conditioners up to 65kW) Determination 2019 | MEPS 2019 | AS/NZS 3823.1.5:2015 | PAC-A-16K-WH |  | N/A | Devanti | N/A | Non Ducted | Portable | N/A | N/A | N/A | China | 0.785 | N/A | 2.05 | N/A | N/A | N/A | N/A | N/A | 0 | 0 | Calorimeter Room | 2.7012 | 0 | N/A | N/A | N/A | N/A | N/A | N/A | N/A | N/A | N/A | N/A | N/A | N/A | N/A | N/A | N/A | N/A | N/A | N/A | Calorimeter Room | Single | R290 | Australia | 130824 | 2025-08-04 |  | Approved | Cooling Only | N/A | N/A | Class 4 | N/A | N/A | N/A | N/A | N/A | N/A | N/A | N/A | Available | N/A | N/A |  | https://search.ipaustralia.gov.au/trademarks/search/view/1842577 | N/A |  |  | AAC5094 | No | N/A | N/A | N/A | N/A | 2050 | 0.785 | N/A | N/A | N/A | N/A | N/A | N/A | N/A | N/A | N/A | N/A | N/A | N/A | N/A | N/A | N/A | 0 | 0 | N/A | N/A | N/A | N/A | N/A | N/A | N/A | N/A | N/A | N/A | N/A | N/A | N/A | N/A | N/A | N/A | N/A | N/A | N/A | N/A | N/A | N/A | N/A | N/A | N/A | N/A | 63.7 | N/A | N/A | N/A | N/A | N/A | N/A | N/A | 428 | 659 | 1764 | N/A | N/A | N/A | 0 | 0 | 0 | N/A | N/A | N/A | N/A | N/A | N/A | 0 | 0 | 0 | N/A | N/A | N/A | 0 | 0 | 0 | N/A | No | 0 | 0 | 0 | 0 | 0 | 0 | N/A | 2.6115 | 0
[Unitary Single-Duct] GEMS (Air Conditioners up to 65kW) Determination 2019 | MEPS 2019 | AS/NZS 3823.1.5:2015 | PAC-A-18K-WH |  | N/A | Devanti | N/A | Non Ducted | Portable | N/A | N/A | N/A | China | 1 | N/A | 2.6 | N/A | N/A | N/A | N/A | N/A | - | - | Calorimeter Room | 2.7877 | - | N/A | N/A | N/A | N/A | N/A | N/A | N/A | N/A | N/A | N/A | N/A | N/A | N/A | N/A | N/A | N/A | N/A | N/A | Calorimeter Room | Single | R290 | Australia | 157988 | 2028-11-19 |  | Approved | Cooling Only | N/A | N/A | Class 4 | N/A | N/A | N/A | N/A | N/A | N/A | N/A | N/A | Available | N/A | N/A |  | https://search.ipaustralia.gov.au/trademarks/search/view/1842577 | N/A |  |  | AAC7900 | No | N/A | N/A | N/A | N/A | 2600 | 1 | N/A | N/A | N/A | N/A | N/A | N/A | N/A | N/A | N/A | N/A | N/A | N/A | N/A | N/A | N/A | - | - | N/A | N/A | N/A | N/A | N/A | N/A | N/A | N/A | N/A | N/A | N/A | N/A | N/A | N/A | N/A | N/A | N/A | N/A | N/A | N/A | N/A | N/A | N/A | N/A | N/A | N/A | 63.4 | N/A | N/A | N/A | N/A | N/A | N/A | N/A | 545 | 840 | 2247 | N/A | N/A | N/A | 0 | 0 | 0 | N/A | N/A | N/A | N/A | N/A | N/A | - | - | - | N/A | N/A | N/A | - | - | - | N/A | No | - | - | - | - | - | - | N/A | 2.6 | -
[Unitary Single-Duct] GEMS (Air Conditioners up to 65kW) Determination 2019 | MEPS 2019 | AS/NZS 3823.1.5:2015 | PAC-A-18K-WH-BK |  | N/A | Devanti | N/A | Non Ducted | Portable | N/A | N/A | N/A | China | 0.95 | N/A | 2.5 | N/A | N/A | N/A | N/A | N/A | 0 | 0 | Calorimeter Room | 2.8869 | 0 | N/A | N/A | N/A | N/A | N/A | N/A | N/A | N/A | N/A | N/A | N/A | N/A | N/A | N/A | N/A | N/A | N/A | N/A | Calorimeter Room | Single | R290 | Australia | 130869 | 2025-08-14 |  | Approved | Cooling Only | N/A | N/A | Class 4 | N/A | N/A | N/A | N/A | N/A | N/A | N/A | N/A | Available | N/A | N/A |  | https://search.ipaustralia.gov.au/trademarks/search/view/1842577 | N/A |  |  | AAC5161 | No | N/A | N/A | N/A | N/A | 2500 | 0.95 | N/A | N/A | N/A | N/A | N/A | N/A | N/A | N/A | N/A | N/A | N/A | N/A | N/A | N/A | N/A | 0 | 0 | N/A | N/A | N/A | N/A | N/A | N/A | N/A | N/A | N/A | N/A | N/A | N/A | N/A | N/A | N/A | N/A | N/A | N/A | N/A | N/A | N/A | N/A | N/A | N/A | N/A | N/A | 63.6 | N/A | N/A | N/A | N/A | N/A | N/A | N/A | 518 | 798 | 2135 | N/A | N/A | N/A | 0 | 0 | 0 | N/A | N/A | N/A | N/A | N/A | N/A | 0 | 0 | 0 | N/A | N/A | N/A | 0 | 0 | 0 | N/A | No | 0 | 0 | 0 | 0 | 0 | 0 | N/A | 2.6316 | 0
[Unitary Single-Duct] GEMS (Air Conditioners up to 65kW) Determination 2019 | MEPS 2019 | AS/NZS 3823.1.5:2015 | PAC-A-22K-% | PAC-A-22K-% | N/A | Devanti | N/A | Non Ducted | Portable | N/A | N/A | N/A | China | 1.25 | N/A | 3.3 | N/A | N/A | N/A | N/A | N/A | 0 | 0 | Calorimeter Room | 2.7109 | 0 | N/A | N/A | N/A | N/A | N/A | N/A | N/A | N/A | N/A | N/A | N/A | N/A | N/A | N/A | N/A | N/A | N/A | N/A | Calorimeter Room | Single | R290 | Australia | 130872 | 2025-08-10 |  | Approved | Cooling Only | N/A | N/A | Class 4 | N/A | N/A | N/A | N/A | N/A | N/A | N/A | N/A | Available | N/A | N/A |  | https://search.ipaustralia.gov.au/trademarks/search/view/1842577 | N/A |  |  | AAC5130 | No | N/A | N/A | N/A | N/A | 3300 | 1.25 | N/A | N/A | N/A | N/A | N/A | N/A | N/A | N/A | N/A | N/A | N/A | N/A | N/A | N/A | N/A | 0 | 0 | N/A | N/A | N/A | N/A | N/A | N/A | N/A | N/A | N/A | N/A | N/A | N/A | N/A | N/A | N/A | N/A | N/A | N/A | N/A | N/A | N/A | N/A | N/A | N/A | N/A | N/A | 62.5 | N/A | N/A | N/A | N/A | N/A | N/A | N/A | 681 | 1050 | 2809 | N/A | N/A | N/A | 0 | 0 | 0 | N/A | N/A | N/A | N/A | N/A | N/A | 0 | 0 | 0 | N/A | N/A | N/A | 0 | 0 | 0 | N/A | No | 0 | 0 | 0 | 0 | 0 | 0 | N/A | 2.64 | 0
[Unitary Single-Duct] GEMS (Air Conditioners up to 65kW) Determination 2019 | MEPS 2019 | AS/NZS 3823.1.5:2015 | PAC-A-22K-NEW-WH |  | N/A | Devanti | N/A | Non Ducted | Portable | N/A | N/A | N/A | China | 1.345 | N/A | 3.5 | N/A | N/A | N/A | N/A | N/A | - | - | Calorimeter Room | 2.6583 | - | N/A | N/A | N/A | N/A | N/A | N/A | N/A | N/A | N/A | N/A | N/A | N/A | N/A | N/A | N/A | N/A | N/A | N/A | Calorimeter Room | Single | R290 | Australia | 157992 | 2028-11-18 |  | Approved | Cooling Only | N/A | N/A | Class 4 | N/A | N/A | N/A | N/A | N/A | N/A | N/A | N/A | Available | N/A | N/A |  | https://search.ipaustralia.gov.au/trademarks/search/view/1842577 | N/A |  |  | AAC7898 | No | N/A | N/A | N/A | N/A | 3500 | 1.345 | N/A | N/A | N/A | N/A | N/A | N/A | N/A | N/A | N/A | N/A | N/A | N/A | N/A | N/A | N/A | - | - | N/A | N/A | N/A | N/A | N/A | N/A | N/A | N/A | N/A | N/A | N/A | N/A | N/A | N/A | N/A | N/A | N/A | N/A | N/A | N/A | N/A | N/A | N/A | N/A | N/A | N/A | 63.9 | N/A | N/A | N/A | N/A | N/A | N/A | N/A | 733 | 1130 | 3022 | N/A | N/A | N/A | 0 | 0 | 0 | N/A | N/A | N/A | N/A | N/A | N/A | - | - | - | N/A | N/A | N/A | - | - | - | N/A | No | - | - | - | - | - | - | N/A | 2.6022 | -
[Unitary Single-Duct] GEMS (Air Conditioners up to 65kW) Determination 2019 | MEPS 2019 | AS/NZS 3823.1.5:2015 | PAC-A-22K-WH | PAC-A-22K-% | N/A | Devanti | N/A | Non Ducted | Portable | N/A | N/A | N/A | China | 1.25 | N/A | 3.3 | N/A | N/A | N/A | N/A | N/A | 0 | 0 | Calorimeter Room | 2.7109 | 0 | N/A | N/A | N/A | N/A | N/A | N/A | N/A | N/A | N/A | N/A | N/A | N/A | N/A | N/A | N/A | N/A | N/A | N/A | Calorimeter Room | Single | R290 | Australia | 130872 | 2025-08-10 |  | Approved | Cooling Only | N/A | N/A | Class 4 | N/A | N/A | N/A | N/A | N/A | N/A | N/A | N/A | Available | N/A | N/A |  | https://search.ipaustralia.gov.au/trademarks/search/view/1842577 | N/A |  |  | AAC5130 | No | N/A | N/A | N/A | N/A | 3300 | 1.25 | N/A | N/A | N/A | N/A | N/A | N/A | N/A | N/A | N/A | N/A | N/A | N/A | N/A | N/A | N/A | 0 | 0 | N/A | N/A | N/A | N/A | N/A | N/A | N/A | N/A | N/A | N/A | N/A | N/A | N/A | N/A | N/A | N/A | N/A | N/A | N/A | N/A | N/A | N/A | N/A | N/A | N/A | N/A | 62.5 | N/A | N/A | N/A | N/A | N/A | N/A | N/A | 681 | 1050 | 2809 | N/A | N/A | N/A | 0 | 0 | 0 | N/A | N/A | N/A | N/A | N/A | N/A | 0 | 0 | 0 | N/A | N/A | N/A | 0 | 0 | 0 | N/A | No | 0 | 0 | 0 | 0 | 0 | 0 | N/A | 2.64 | 0
[Unitary Single-Duct] GEMS (Air Conditioners up to 65kW) Determination 2019 | MEPS 2019 | AS/NZS 3823.1.5:2015 | PAC-A-22K-WH-WI | PAC-A-22K-% | N/A | Devanti | N/A | Non Ducted | Portable | N/A | N/A | N/A | China | 1.25 | N/A | 3.3 | N/A | N/A | N/A | N/A | N/A | 0 | 0 | Calorimeter Room | 2.7109 | 0 | N/A | N/A | N/A | N/A | N/A | N/A | N/A | N/A | N/A | N/A | N/A | N/A | N/A | N/A | N/A | N/A | N/A | N/A | Calorimeter Room | Single | R290 | Australia | 130872 | 2025-08-10 |  | Approved | Cooling Only | N/A | N/A | Class 4 | N/A | N/A | N/A | N/A | N/A | N/A | N/A | N/A | Available | N/A | N/A |  | https://search.ipaustralia.gov.au/trademarks/search/view/1842577 | N/A |  |  | AAC5130 | No | N/A | N/A | N/A | N/A | 3300 | 1.25 | N/A | N/A | N/A | N/A | N/A | N/A | N/A | N/A | N/A | N/A | N/A | N/A | N/A | N/A | N/A | 0 | 0 | N/A | N/A | N/A | N/A | N/A | N/A | N/A | N/A | N/A | N/A | N/A | N/A | N/A | N/A | N/A | N/A | N/A | N/A | N/A | N/A | N/A | N/A | N/A | N/A | N/A | N/A | 62.5 | N/A | N/A | N/A | N/A | N/A | N/A | N/A | 681 | 1050 | 2809 | N/A | N/A | N/A | 0 | 0 | 0 | N/A | N/A | N/A | N/A | N/A | N/A | 0 | 0 | 0 | N/A | N/A | N/A | 0 | 0 | 0 | N/A | No | 0 | 0 | 0 | 0 | 0 | 0 | N/A | 2.64 | 0
[SEER Non Multi-Split <=65kW] GEMS (Air Conditioners up to 65kW) Determination 2019 | MEPS Oct 2011 | AS/NZS 3823.1.1:2012 | SAC-FIX-27-WH-AB |  | N/A | Devanti | 0.26 | Non Ducted | Single Split System | Wall Hung | Air | Air | China | 0.71 | 2.43 | 2.69 | - | 0 | 0 | 0 | - | 0.68 | 2.6 | Calorimeter Room | 3.7873 | 3.9985 | No | 0 | N/A | 1.84 | 1.84 | 0 | 0 | N/A | N/A | N/A | 3.7544 | 3.9604 | N/A | N/A | 3.0089 | 3.4209 | 3 | 3 | Calorimeter Room | Single | R410A | Australia | 125507 | 2025-01-16 |  | Approved | Reverse Cycle | - | No | Class 8 | No | - | No | - | - | - | - | 3.7873 | Available | N/A | N/A |  | https://search.ipaustralia.gov.au/trademarks/search/view/1842577 | - |  | https://reg.energyrating.gov.au/static/common/images/star_ratings_2014/aircon_rating_3_3.png | AAC4407 | N/A | - | - | N/A | N/A | N/A | 0.71 | N/A | N/A | N/A | N/A | N/A | N/A | N/A | N/A | N/A | N/A | N/A | N/A | N/A | N/A | N/A | N/A | 0.68 | N/A | N/A | N/A | N/A | N/A | N/A | N/A | N/A | N/A | N/A | N/A | N/A | N/A | N/A | N/A | N/A | N/A | N/A | N/A | N/A | N/A | N/A | N/A | N/A | N/A | N/A | N/A | N/A | N/A | N/A | N/A | N/A | N/A | N/A | N/A | N/A | N/A | N/A | N/A | N/A | N/A | N/A | N/A | N/A | N/A | N/A | N/A | N/A | N/A | N/A | N/A | N/A | N/A | N/A | N/A | N/A | N/A | N/A | N/A | N/A | N/A | N/A | N/A | N/A | N/A | N/A | N/A | 3.7558 | 3.7889
[SEER Non Multi-Split <=65kW] GEMS (Air Conditioners up to 65kW) Determination 2019 | MEPS Oct 2011 | AS/NZS 3823.1.1:2012 | SAC-FIX-70-WH-AB |  | N/A | Devanti | 0.8 | Non Ducted | Single Split System | Wall Hung | Air | Air | China | 2.15 | 6.3 | 7.1 | - | 0 | 0 | 0 | - | 2.18 | 7.3 | Calorimeter Room | 3.3185 | 3.3666 | No | 0 | N/A | 9 | 9 | 0 | 0 | N/A | N/A | N/A | 3.2715 | 3.321 | N/A | N/A | 2.043 | 2.1419 | 2 | 2 | Calorimeter Room | Single | R410A | Australia | 125556 | 2025-01-16 |  | Approved | Reverse Cycle | - | No | Class 9 | No | - | No | - | - | - | - | 3.3185 | Available | N/A | N/A |  | https://search.ipaustralia.gov.au/trademarks/search/view/1842577 | - |  | https://reg.energyrating.gov.au/static/common/images/star_ratings_2014/aircon_rating_2_2.png | AAC4409 | N/A | - | - | N/A | N/A | N/A | 2.15 | N/A | N/A | N/A | N/A | N/A | N/A | N/A | N/A | N/A | N/A | N/A | N/A | N/A | N/A | N/A | N/A | 2.18 | N/A | N/A | N/A | N/A | N/A | N/A | N/A | N/A | N/A | N/A | N/A | N/A | N/A | N/A | N/A | N/A | N/A | N/A | N/A | N/A | N/A | N/A | N/A | N/A | N/A | N/A | N/A | N/A | N/A | N/A | N/A | N/A | N/A | N/A | N/A | N/A | N/A | N/A | N/A | N/A | N/A | N/A | N/A | N/A | N/A | N/A | N/A | N/A | N/A | N/A | N/A | N/A | N/A | N/A | N/A | N/A | N/A | N/A | N/A | N/A | N/A | N/A | N/A | N/A | N/A | N/A | N/A | 3.2563 | 3.3025
[SEER Non Multi-Split <=65kW] GEMS (Air Conditioners up to 65kW) Determination 2019 | MEPS Oct 2011 | AS/NZS 3823.1.1:2012 | SAC-INV-25-WH-AB |  | N/A | Devanti | 0.08 | Non Ducted | Single Split System | Wall Hung | Air | Air | China | 0.67 | 2.46 | 2.54 | - | 0 | 0 | 0 | - | 0.68 | 2.6 | Calorimeter Room | 4.1547 | 4.4591 | Yes | 0 | N/A | 1 | 1 | 0 | 0 | N/A | N/A | N/A | 4.132 | 4.4355 | N/A | N/A | 3.764 | 4.3711 | 3.5 | 4 | Calorimeter Room | Single | R410A | Australia | 126183 | 2025-01-30 |  | Approved | Reverse Cycle | - | Yes | Class 8 | Yes | Yes | - | Yes | Yes | Yes | - | 4.1547 | Available | N/A | N/A |  | https://search.ipaustralia.gov.au/trademarks/search/view/1842577 | Yes |  | https://reg.energyrating.gov.au/static/common/images/star_ratings_2014/aircon_rating_3.5_4.png | AAC4447 | N/A | Variable output compressor | Multi-Speed | N/A | N/A | N/A | 0.67 | N/A | N/A | N/A | N/A | N/A | N/A | N/A | N/A | N/A | N/A | N/A | N/A | N/A | N/A | N/A | N/A | 0.68 | N/A | N/A | N/A | N/A | N/A | N/A | N/A | N/A | N/A | N/A | N/A | N/A | N/A | N/A | N/A | N/A | N/A | N/A | N/A | N/A | N/A | N/A | N/A | N/A | N/A | N/A | N/A | N/A | N/A | N/A | N/A | N/A | N/A | N/A | N/A | N/A | N/A | N/A | N/A | N/A | N/A | N/A | N/A | N/A | N/A | N/A | N/A | N/A | N/A | N/A | N/A | N/A | N/A | N/A | N/A | N/A | N/A | N/A | N/A | N/A | N/A | N/A | N/A | N/A | N/A | N/A | N/A | 3.772 | 3.8046
[SEER Non Multi-Split <=65kW] GEMS (Air Conditioners up to 65kW) Determination 2019 | MEPS Oct 2011 | AS/NZS 3823.1.1:2012 | SAC-INV-32-WH-AB |  | N/A | Devanti | 0.05 | Non Ducted | Single Split System | Wall Hung | Air | Air | China | 0.84 | 3.15 | 3.2 | - | 0 | 0 | 0 | - | 0.84 | 3.2 | Calorimeter Room | 3.857 | 3.7265 | No | 0 | N/A | 4 | 4 | 0 | 0 | N/A | N/A | N/A | 3.7932 | 3.6668 | N/A | N/A | 3.0864 | 2.8336 | 3 | 2.5 | Calorimeter Room | Single | R410A | Australia | 126196 | 2025-01-16 |  | Approved | Reverse Cycle | - | No | Class 8 | No | - | No | - | - | - | - | 3.857 | Available | N/A | N/A |  | https://search.ipaustralia.gov.au/trademarks/search/view/1842577 | - |  | https://reg.energyrating.gov.au/static/common/images/star_ratings_2014/aircon_rating_3_2.5.png | AAC4410 | N/A | - | - | N/A | N/A | N/A | 0.84 | N/A | N/A | N/A | N/A | N/A | N/A | N/A | N/A | N/A | N/A | N/A | N/A | N/A | N/A | N/A | N/A | 0.84 | N/A | N/A | N/A | N/A | N/A | N/A | N/A | N/A | N/A | N/A | N/A | N/A | N/A | N/A | N/A | N/A | N/A | N/A | N/A | N/A | N/A | N/A | N/A | N/A | N/A | N/A | N/A | N/A | N/A | N/A | N/A | N/A | N/A | N/A | N/A | N/A | N/A | N/A | N/A | N/A | N/A | N/A | N/A | N/A | N/A | N/A | N/A | N/A | N/A | N/A | N/A | N/A | N/A | N/A | N/A | N/A | N/A | N/A | N/A | N/A | N/A | N/A | N/A | N/A | N/A | N/A | N/A | 3.7492 | 3.7492
[SEER Non Multi-Split <=65kW] GEMS (Air Conditioners up to 65kW) Determination 2019 | MEPS Oct 2011 | AS/NZS 3823.1.1:2012 | SAC-INV-M-25-WH-AB |  | N/A | Devanti | 0.25 | Non Ducted | Single Split System | Wall Hung | Air | Air | China | 0.65 | 2.25 | 2.5 | - | 0 | 0 | 0 | - | 0.65 | 2.5 | Calorimeter Room | 3.8946 | 4.1111 | Yes | 0 | N/A | 1.5 | 1.5 | 0 | 0 | N/A | N/A | N/A | 3.8642 | 4.0773 | N/A | N/A | 3.2284 | 3.6547 | 3 | 3.5 | Calorimeter Room | Single | R410A | Australia | 126249 | 2025-01-17 |  | Approved | Reverse Cycle | - | Yes | Class 8 | Yes | Yes | - | Yes | Yes | Yes | - | 3.8946 | Available | N/A | N/A |  | https://search.ipaustralia.gov.au/trademarks/search/view/1842577 | No |  | https://reg.energyrating.gov.au/static/common/images/star_ratings_2014/aircon_rating_3_3.5.png | AAC4415 | N/A | Variable speed fan systems | - | N/A | N/A | N/A | 0.65 | N/A | N/A | N/A | N/A | N/A | N/A | N/A | N/A | N/A | N/A | N/A | N/A | N/A | N/A | N/A | N/A | 0.65 | N/A | N/A | N/A | N/A | N/A | N/A | N/A | N/A | N/A | N/A | N/A | N/A | N/A | N/A | N/A | N/A | N/A | N/A | N/A | N/A | N/A | N/A | N/A | N/A | N/A | N/A | N/A | N/A | N/A | N/A | N/A | N/A | N/A | N/A | N/A | N/A | N/A | N/A | N/A | N/A | N/A | N/A | N/A | N/A | N/A | N/A | N/A | N/A | N/A | N/A | N/A | N/A | N/A | N/A | N/A | N/A | N/A | N/A | N/A | N/A | N/A | N/A | N/A | N/A | N/A | N/A | N/A | 3.8164 | 3.8164
[SEER Non Multi-Split <=65kW] GEMS (Air Conditioners up to 65kW) Determination 2019 | MEPS Oct 2011 | AS/NZS 3823.1.1:2012 | SAC-INV-M-32-WH-AB |  | N/A | Devanti | 0.3 | Non Ducted | Single Split System | Wall Hung | Air | Air | China | 0.81 | 2.9 | 3.2 | - | 0 | 0 | 0 | - | 0.83 | 3.2 | Calorimeter Room | 3.9888 | 3.8912 | Yes | 0 | N/A | 1.5 | 1.5 | 0 | 0 | N/A | N/A | N/A | 3.9638 | 3.8675 | N/A | N/A | 3.4276 | 3.2349 | 3 | 3 | Calorimeter Room | Single | R410A | Australia | 126252 | 2025-01-20 |  | Approved | Reverse Cycle | - | Yes | Class 8 | Yes | Yes | - | Yes | Yes | Yes | - | 3.9888 | Available | N/A | N/A |  | https://search.ipaustralia.gov.au/trademarks/search/view/1842577 | No |  | https://reg.energyrating.gov.au/static/common/images/star_ratings_2014/aircon_rating_3_3.png | AAC4429 | N/A | Variable speed fan systems | - | N/A | N/A | N/A | 0.81 | N/A | N/A | N/A | N/A | N/A | N/A | N/A | N/A | N/A | N/A | N/A | N/A | N/A | N/A | N/A | N/A | 0.83 | N/A | N/A | N/A | N/A | N/A | N/A | N/A | N/A | N/A | N/A | N/A | N/A | N/A | N/A | N/A | N/A | N/A | N/A | N/A | N/A | N/A | N/A | N/A | N/A | N/A | N/A | N/A | N/A | N/A | N/A | N/A | N/A | N/A | N/A | N/A | N/A | N/A | N/A | N/A | N/A | N/A | N/A | N/A | N/A | N/A | N/A | N/A | N/A | N/A | N/A | N/A | N/A | N/A | N/A | N/A | N/A | N/A | N/A | N/A | N/A | N/A | N/A | N/A | N/A | N/A | N/A | N/A | 3.926 | 3.832
[SEER Non Multi-Split <=65kW] GEMS (Air Conditioners up to 65kW) Determination 2019 | MEPS Oct 2011 | AS/NZS 3823.1.1:2012 | SAC-INV-M-50-WH-AB |  | N/A | Devanti | 0.5 | Non Ducted | Single Split System | Wall Hung | Air | Air | China | 1.51 | 4.5 | 5 | - | 0 | 0 | 0 | - | 1.42 | 5 | Calorimeter Room | 3.3218 | 3.5848 | No | 0 | N/A | 5.37 | 5.37 | 0 | 0 | N/A | N/A | N/A | 3.2816 | 3.5385 | N/A | N/A | 2.0631 | 2.5769 | 2 | 2.5 | Calorimeter Room | Single | R410A | Australia | 126280 | 2025-01-20 |  | Approved | Reverse Cycle | - | Yes | Class 9 | Yes | Yes | - | Yes | Yes | Yes | - | 3.3218 | Available | N/A | N/A |  | https://search.ipaustralia.gov.au/trademarks/search/view/1842577 | - |  | https://reg.energyrating.gov.au/static/common/images/star_ratings_2014/aircon_rating_2_2.5.png | AAC4427 | N/A | - | - | N/A | N/A | N/A | 1.51 | N/A | N/A | N/A | N/A | N/A | N/A | N/A | N/A | N/A | N/A | N/A | N/A | N/A | N/A | N/A | N/A | 1.42 | N/A | N/A | N/A | N/A | N/A | N/A | N/A | N/A | N/A | N/A | N/A | N/A | N/A | N/A | N/A | N/A | N/A | N/A | N/A | N/A | N/A | N/A | N/A | N/A | N/A | N/A | N/A | N/A | N/A | N/A | N/A | N/A | N/A | N/A | N/A | N/A | N/A | N/A | N/A | N/A | N/A | N/A | N/A | N/A | N/A | N/A | N/A | N/A | N/A | N/A | N/A | N/A | N/A | N/A | N/A | N/A | N/A | N/A | N/A | N/A | N/A | N/A | N/A | N/A | N/A | N/A | N/A | 3.2719 | 3.4767
[SEER Non Multi-Split <=65kW] GEMS (Air Conditioners up to 65kW) Determination 2019 | MEPS Oct 2011 | AS/NZS 3823.1.1:2012 | SAC-INV-M-70-WH-AB |  | N/A | Devanti | 1.4 | Non Ducted | Single Split System | Wall Hung | Air | Air | China | 2.05 | 5.6 | 7 | - | 0 | 0 | 0 | - | 1.95 | 7 | Calorimeter Room | 3.4186 | 3.5942 | No | 0 | N/A | 1.63 | 1.63 | 0 | 0 | N/A | N/A | N/A | 3.4093 | 3.584 | N/A | N/A | 2.3186 | 2.668 | 2 | 2.5 | Calorimeter Room | Single | R410A | Australia | 126284 | 2025-01-20 |  | Approved | Reverse Cycle | - | Yes | Class 9 | Yes | Yes | - | Yes | Yes | Yes | - | 3.4186 | Available | N/A | N/A |  | https://search.ipaustralia.gov.au/trademarks/search/view/1842577 | - |  | https://reg.energyrating.gov.au/static/common/images/star_ratings_2014/aircon_rating_2_2.5.png | AAC4428 | N/A | - | - | N/A | N/A | N/A | 2.05 | N/A | N/A | N/A | N/A | N/A | N/A | N/A | N/A | N/A | N/A | N/A | N/A | N/A | N/A | N/A | N/A | 1.95 | N/A | N/A | N/A | N/A | N/A | N/A | N/A | N/A | N/A | N/A | N/A | N/A | N/A | N/A | N/A | N/A | N/A | N/A | N/A | N/A | N/A | N/A | N/A | N/A | N/A | N/A | N/A | N/A | N/A | N/A | N/A | N/A | N/A | N/A | N/A | N/A | N/A | N/A | N/A | N/A | N/A | N/A | N/A | N/A | N/A | N/A | N/A | N/A | N/A | N/A | N/A | N/A | N/A | N/A | N/A | N/A | N/A | N/A | N/A | N/A | N/A | N/A | N/A | N/A | N/A | N/A | N/A | 3.4055 | 3.5796
[SEER Non Multi-Split <=65kW] GEMS (Air Conditioners up to 65kW) Determination 2019 | MEPS Oct 2011 | AS/NZS 3823.1.1:2012 | SAC-INV-M-80-WH-AB |  | N/A | Devanti | 1.9 | Non Ducted | Single Split System | Wall Hung | Air | Air | China | 2.34 | 5.9 | 7.8 | - | 0 | 0 | 0 | - | 2.35 | 8 | Calorimeter Room | 3.327 | 3.4012 | No | 0 | N/A | 1.61 | 1.61 | 0 | 0 | N/A | N/A | N/A | 3.3194 | 3.3933 | N/A | N/A | 2.1388 | 2.2865 | 2 | 2 | Calorimeter Room | Single | R410A | Australia | 126308 | 2025-01-23 |  | Approved | Reverse Cycle | - | Yes | Class 9 | Yes | Yes | - | Yes | Yes | Yes | - | 3.327 | Available | N/A | N/A |  | https://search.ipaustralia.gov.au/trademarks/search/view/1842577 | - |  | https://reg.energyrating.gov.au/static/common/images/star_ratings_2014/aircon_rating_2_2.png | AAC4434 | N/A | - | - | N/A | N/A | N/A | 2.34 | N/A | N/A | N/A | N/A | N/A | N/A | N/A | N/A | N/A | N/A | N/A | N/A | N/A | N/A | N/A | N/A | 2.35 | N/A | N/A | N/A | N/A | N/A | N/A | N/A | N/A | N/A | N/A | N/A | N/A | N/A | N/A | N/A | N/A | N/A | N/A | N/A | N/A | N/A | N/A | N/A | N/A | N/A | N/A | N/A | N/A | N/A | N/A | N/A | N/A | N/A | N/A | N/A | N/A | N/A | N/A | N/A | N/A | N/A | N/A | N/A | N/A | N/A | N/A | N/A | N/A | N/A | N/A | N/A | N/A | N/A | N/A | N/A | N/A | N/A | N/A | N/A | N/A | N/A | N/A | N/A | N/A | N/A | N/A | N/A | 3.3256 | 3.3964
[SEER Non Multi-Split <=65kW] GEMS (Air Conditioners up to 65kW) Determination 2019 | MEPS Oct 2011 | AS/NZS 3823.1.1:2012 | WAC-05C-WH |  | N/A | Devanti | 0.15 | Non Ducted | Window Wall | - | Air | - | China | 0.5 | 1.52 | 1.67 | - | 0 | 0 | 0 | - | 0 | 0 | Calorimeter Room | 3.2544 | 0 | No | 0 | N/A | 1.1 | 0 | 0 | 0 | N/A | N/A | N/A | 3.231 | 0 | N/A | N/A | 1.9621 | 0 | 1.5 | 0 | Calorimeter Room | Single | R410A | Australia | 126311 | 2025-01-24 |  | Approved | Cooling Only | - | No | Class 5 | No | - | No | - | - | - | - | 3.2544 | Available | N/A | N/A |  | https://search.ipaustralia.gov.au/trademarks/search/view/1842577 | - | https://reg.energyrating.gov.au/static/common/images/star_ratings_2014/Blue_EnergyStarRating_1.5_Star.eps | https://reg.energyrating.gov.au/static/common/images/star_ratings_2014/Blue_EnergyStarRating_1.5_Star.png | AAC4438 | N/A | - | - | N/A | N/A | N/A | 0.5 | N/A | N/A | N/A | N/A | N/A | N/A | N/A | N/A | N/A | N/A | N/A | N/A | N/A | N/A | N/A | N/A | 0 | N/A | N/A | N/A | N/A | N/A | N/A | N/A | N/A | N/A | N/A | N/A | N/A | N/A | N/A | N/A | N/A | N/A | N/A | N/A | N/A | N/A | N/A | N/A | N/A | N/A | N/A | N/A | N/A | N/A | N/A | N/A | N/A | N/A | N/A | N/A | N/A | N/A | N/A | N/A | N/A | N/A | N/A | N/A | N/A | N/A | N/A | N/A | N/A | N/A | N/A | N/A | N/A | N/A | N/A | N/A | N/A | N/A | N/A | N/A | N/A | N/A | N/A | N/A | N/A | N/A | N/A | N/A | 3.3153 | 0
[SEER Non Multi-Split <=65kW] GEMS (Air Conditioners up to 65kW) Determination 2019 | MEPS 2019 | AS/NZS 3823.1.1:2012 | WAC-05C-WH |  | N/A | Devanti | N/A | Non Ducted | Window Wall | - | Air | - | China | 0.52 | N/A | 1.7 | N/A | N/A | N/A | N/A | N/A | - | - | Calorimeter Room | 3.3129 | - | N/A | - | N/A | N/A | N/A | N/A | N/A | N/A | N/A | N/A | N/A | N/A | N/A | N/A | N/A | N/A | N/A | N/A | Calorimeter Room | Single | R32 | Australia | 160778 | 2029-04-08 |  | Approved | Cooling Only | N/A | No | Class 5 | No | N/A | N/A | N/A | N/A | N/A | N/A | N/A | Available | N/A | N/A |  | https://search.ipaustralia.gov.au/trademarks/search/view/1842577 | N/A |  |  | AAC8167 | No | - | - | - | - | 1700 | 0.52 | - | - | - | - | - | - | Yes | 460 | 1850 | - | - | - | - | - | - | - | - | - | - | - | - | - | - | - | - | - | - | - | - | - | - | - | - | - | - | - | - | - | - | - | - | - | - | 56.7 | 64.6 | 3.287 | 3.283 | 3.546 | 3.956 | 3.732 | 3.753 | 142 | 214 | 624 | 311 | 389 | 847 | 1.5 | 1.5 | 2 | - | - | - | - | - | - | - | - | - | - | - | - | - | - | - | - | - | - | - | - | N/A | N/A | N/A | 1.6 | 3.2356 | -
[SEER Non Multi-Split <=65kW] GEMS (Air Conditioners up to 65kW) Determination 2019 | MEPS Oct 2011 | AS/NZS 3823.1.1:2012 | WAC-09H-WH |  | N/A | Devanti | 0.68 | Non Ducted | Window Wall | - | Air | - | China | 0.83 | 2.11 | 2.79 | - | 0 | 0 | 0 | - | 0 | 0 | Calorimeter Room | 3.3385 | 0 | No | 0 | N/A | 1.15 | 0 | 0 | 0 | N/A | N/A | N/A | 3.3231 | 0 | N/A | N/A | 2.1461 | 0 | 2 | 0 | Calorimeter Room | Single | R410A | Australia | 126313 | 2025-01-24 |  | Approved | Cooling Only | - | No | Class 5 | No | - | No | - | - | - | - | 3.3385 | Available | N/A | N/A |  | https://search.ipaustralia.gov.au/trademarks/search/view/1842577 | - | https://reg.energyrating.gov.au/static/common/images/star_ratings_2014/Blue_EnergyStarRating_2_Star.eps | https://reg.energyrating.gov.au/static/common/images/star_ratings_2014/Blue_EnergyStarRating_2_Star.png | AAC4437 | N/A | - | - | N/A | N/A | N/A | 0.83 | N/A | N/A | N/A | N/A | N/A | N/A | N/A | N/A | N/A | N/A | N/A | N/A | N/A | N/A | N/A | N/A | 0 | N/A | N/A | N/A | N/A | N/A | N/A | N/A | N/A | N/A | N/A | N/A | N/A | N/A | N/A | N/A | N/A | N/A | N/A | N/A | N/A | N/A | N/A | N/A | N/A | N/A | N/A | N/A | N/A | N/A | N/A | N/A | N/A | N/A | N/A | N/A | N/A | N/A | N/A | N/A | N/A | N/A | N/A | N/A | N/A | N/A | N/A | N/A | N/A | N/A | N/A | N/A | N/A | N/A | N/A | N/A | N/A | N/A | N/A | N/A | N/A | N/A | N/A | N/A | N/A | N/A | N/A | N/A | 3.3458 | 0
[SEER Non Multi-Split <=65kW] GEMS (Air Conditioners up to 65kW) Determination 2019 | MEPS 2019 | AS/NZS 3823.1.1:2012 | WAC-09H-WH |  | N/A | Devanti | N/A | Non Ducted | Window Wall | - | Air | Air | China | 0.82 | N/A | 2.7 | N/A | N/A | N/A | N/A | N/A | 0.69 | 2.4 | Calorimeter Room | 3.2762 | 3.4129 | N/A | - | N/A | N/A | N/A | N/A | N/A | N/A | N/A | N/A | N/A | N/A | N/A | N/A | N/A | N/A | N/A | N/A | N/A | Single | R32 | Australia | 161672 | 2029-05-13 |  | Approved | Reverse Cycle | N/A | No | Class 5 | No | N/A | N/A | N/A | N/A | N/A | N/A | N/A | Available | N/A | N/A |  | https://search.ipaustralia.gov.au/trademarks/search/view/1842577 | N/A |  |  | AAC8234 | No | - | - | - | - | 2700 | 0.82 | - | - | - | - | - | - | Yes | 730 | 2900 | - | - | - | - | - | - | 2400 | 0.69 | - | - | - | - | - | - | - | - | - | 640 | 1800 | - | - | - | - | - | - | - | - | - | No | - | - | - | - | - | 52.75 | 62.81 | 3.33 | 3.318 | 3.534 | 3.9 | 3.694 | 3.715 | 224 | 339 | 997 | 503 | 626 | 1361 | 1.5 | 1.5 | 2 | 2.605 | 2.783 | 2.921 | 2.694 | 2.886 | 2.964 | 1207 | 473 | 73 | 396 | 212 | 46 | 1 | 1 | 1 | - | - | - | - | - | N/A | N/A | N/A | 1.7 | 3.2698 | 3.4495
[SEER Non Multi-Split <=65kW] GEMS (Air Conditioners up to 65kW) Determination 2019 | MEPS Oct 2011 | AS/NZS 3823.1.1:2012 | WAC-12H-WH |  | N/A | Devanti | 0.76 | Non Ducted | Window Wall | - | Air | Air | China | 1.25 | 3.25 | 4.01 | - | 0 | 0 | 0 | - | 1.09 | 3.6 | Calorimeter Room | 3.1766 | 3.4927 | No | 0 | N/A | 2 | 2 | 0 | 0 | N/A | N/A | N/A | 3.1597 | 3.4714 | N/A | N/A | 1.8193 | 2.4428 | 1.5 | 2 | Calorimeter Room | Single | R410A | Australia | 126315 | 2025-01-24 |  | Approved | Reverse Cycle | - | No | Class 5 | No | - | No | - | - | - | - | 3.1766 | Available | N/A | N/A |  | https://search.ipaustralia.gov.au/trademarks/search/view/1842577 | - |  | https://reg.energyrating.gov.au/static/common/images/star_ratings_2014/aircon_rating_1.5_2.png | AAC4436 | N/A | - | - | N/A | N/A | N/A | 1.25 | N/A | N/A | N/A | N/A | N/A | N/A | N/A | N/A | N/A | N/A | N/A | N/A | N/A | N/A | N/A | N/A | 1.09 | N/A | N/A | N/A | N/A | N/A | N/A | N/A | N/A | N/A | N/A | N/A | N/A | N/A | N/A | N/A | N/A | N/A | N/A | N/A | N/A | N/A | N/A | N/A | N/A | N/A | N/A | N/A | N/A | N/A | N/A | N/A | N/A | N/A | N/A | N/A | N/A | N/A | N/A | N/A | N/A | N/A | N/A | N/A | N/A | N/A | N/A | N/A | N/A | N/A | N/A | N/A | N/A | N/A | N/A | N/A | N/A | N/A | N/A | N/A | N/A | N/A | N/A | N/A | N/A | N/A | N/A | N/A | 3.1907 | 3.2824
[SEER Non Multi-Split <=65kW] GEMS (Air Conditioners up to 65kW) Determination 2019 | MEPS 2019 | AS/NZS 3823.1.1:2012 | DGWA1-ACDCBLW-18K |  | N/A | Deye | N/A | Non Ducted | Single Split System | Wall Hung | Air | Air | China | 1.35 | N/A | 5.01 | N/A | N/A | N/A | N/A | N/A | 1.3 | 5.27 | Calorimeter Room | 3.6996 | 4.045 | N/A | - | N/A | N/A | N/A | N/A | N/A | N/A | N/A | N/A | N/A | N/A | N/A | N/A | N/A | N/A | N/A | N/A | N/A | Single | R410A | Australia,Fiji,New Zealand | 132602 | 2025-09-18 |  | Approved | Reverse Cycle | N/A | No | Class 9 | No | N/A | N/A | N/A | N/A | N/A | N/A | N/A | Available | N/A | N/A | https://www.superen.com.au |  | N/A |  |  | AAC5292 | Yes | Variable output compressor | Inverter | No | - | 5010 | 1.35 | - | 460 | 2500 | No | - | - | - | 1233.9 | 5395.77 | No | 420.44 | 2692.5 | No | - | - | 5270 | 1.3 | 450 | 2630 | No | - | - | No | - | - | - | 2100 | 5600 | No | - | - | - | - | - | - | - | - | No | - | - | No | - | - | 44.4 | 53 | 4.735 | 4.613 | 5.145 | 6.004 | 5.633 | 5.574 | 281 | 440 | 1259 | 596 | 752 | 1673 | 3 | 3 | 3.5 | 4.081 | 4.689 | 5.346 | 4.431 | 4.963 | 5.361 | 1702 | 629 | 100 | 539 | 280 | 66 | 2.5 | 3 | 3.5 | No | - | - | - | - | N/A | N/A | N/A | 7 | 3.6472 | 3.9814
[SEER Non Multi-Split <=65kW] GEMS (Air Conditioners up to 65kW) Determination 2019 | MEPS 2019 | AS/NZS 3823.1.1:2012 | DGWA1-ACDCBLW-24K |  | N/A | Deye | N/A | Non Ducted | Single Split System | Wall Hung | Air | Air | China | 1.79 | N/A | 6.44 | N/A | N/A | N/A | N/A | N/A | 1.9 | 7 | Calorimeter Room | 3.6744 | 3.7489 | N/A | - | N/A | N/A | N/A | N/A | N/A | N/A | N/A | N/A | N/A | N/A | N/A | N/A | N/A | N/A | N/A | N/A | N/A | Single | R410A | Australia,Fiji,New Zealand | 132609 | 2025-09-18 |  | Approved | Reverse Cycle | N/A | No | Class 9 | No | N/A | N/A | N/A | N/A | N/A | N/A | N/A | Available | N/A | N/A | https://www.superen.com.au |  | N/A |  |  | AAC5295 | Yes | Variable output compressor | Inverter | No | - | 6440 | 1.79 | - | 600 | 3220 | No | - | - | - | 1636.06 | 6935.88 | No | 548.4 | 3467.94 | No | - | - | 7000 | 1.9 | 670 | 3500 | No | - | - | No | - | - | - | 3000 | 7600 | No | - | - | - | - | - | - | - | - | No | - | - | No | - | - | 50.2 | 56 | 4.8 | 4.633 | 5.085 | 5.994 | 5.6 | 5.498 | 361 | 569 | 1642 | 771 | 976 | 2185 | 3 | 3 | 3.5 | 3.758 | 4.253 | 4.785 | 4.042 | 4.471 | 4.793 | 2448 | 912 | 140 | 778 | 406 | 91 | 2 | 2.5 | 3 | No | - | - | - | - | N/A | N/A | N/A | 7 | 3.5508 | 3.6389
[SEER Non Multi-Split <=65kW] GEMS (Air Conditioners up to 65kW) Determination 2019 | MEPS 2019 | AS/NZS 3823.1.1:2012 | DGWA2-ACDCBLW-12K |  | N/A | Deye | N/A | Non Ducted | Single Split System | Wall Hung | Air | Air | China | 0.91 | N/A | 3.51 | N/A | N/A | N/A | N/A | N/A | 0.94 | 3.6 | Calorimeter Room | 3.7876 | 3.7752 | N/A | - | N/A | N/A | N/A | N/A | N/A | N/A | N/A | N/A | N/A | N/A | N/A | N/A | N/A | N/A | N/A | N/A | N/A | Single | R410A | Australia,Fiji,New Zealand | 132487 | 2025-09-18 |  | Approved | Reverse Cycle | N/A | No | Class 8 | No | N/A | N/A | N/A | N/A | N/A | N/A | N/A | Available | N/A | N/A | https://www.superen.com.au |  | N/A |  |  | AAC5293 | Yes | Variable output compressor | Inverter | No | - | 3510 | 0.91 | - | 310 | 1750 | No | - | - | - | 831.74 | 3780.27 | No | 283.34 | 1884.75 | No | - | - | 3600 | 0.94 | 330 | 1800 | No | - | - | No | - | - | - | 1650 | 4500 | No | - | - | - | - | - | - | - | - | No | - | - | No | - | - | 42.5 | 51.4 | 4.751 | 4.665 | 5.296 | 6.139 | 5.778 | 5.757 | 194 | 302 | 854 | 406 | 511 | 1132 | 3 | 3 | 3.5 | 4.069 | 4.531 | 5.006 | 4.317 | 4.716 | 5.008 | 1169 | 447 | 75 | 380 | 204 | 50 | 2.5 | 3 | 3.5 | No | - | - | - | - | N/A | N/A | N/A | 6 | 3.7731 | 3.7489
[SEER Non Multi-Split <=65kW] GEMS (Air Conditioners up to 65kW) Determination 2019 | MEPS 2019 | Simulation | PV 026 |  | N/A | Diamond | N/A | Ducted | Packaged | - | Air | - | Australia | 7.1 | N/A | 26 | N/A | N/A | N/A | N/A | N/A | - | - | Simulation test | 3.662 | - | N/A | - | N/A | N/A | N/A | N/A | N/A | N/A | N/A | N/A | N/A | N/A | N/A | N/A | N/A | N/A | N/A | N/A | N/A | Three | R407C | Australia | 141502 | 2026-09-14 |  | Approved | Cooling Only | N/A | No | Class 6 | No | N/A | N/A | N/A | N/A | N/A | N/A | N/A | Available | N/A | N/A |  | http://norm@diamondair.com.au | N/A |  |  | AAC6251 | No | - | - | - | - | 26000 | 7.1 | - | - | - | - | - | - | No | - | - | - | - | - | - | - | - | - | - | - | - | - | - | - | - | - | - | - | - | - | - | - | - | - | - | - | - | - | - | - | - | - | - | - | - | - | 68 | 3.762 | 3.728 | 3.878 | 4.203 | 4.009 | 4.03 | 1936 | 2940 | 8781 | 4521 | 5584 | 12110 | 2 | 2 | 2 | - | - | - | - | - | - | - | - | - | - | - | - | - | - | - | - | - | - | - | - | N/A | N/A | N/A | 2 | 3.6585 | -
[SEER Non Multi-Split <=65kW] GEMS (Air Conditioners up to 65kW) Determination 2019 | MEPS Oct 2011 | AS/NZS 3823.3:2002 | RP 017 |  | N/A | Diamond | 4 | Ducted | Packaged | - | Air | Air | Australia | 5.45 | 13 | 17 | 1020 | 0 | - | - | 850 | 4.65 | 16.3 | Calorimeter Room | 3.1193 | 0 | No | 100 | N/A | 5 | - | 0 | 0 | 3 | N/A | N/A | 3.1096 | 0 | N/A | N/A | 0 | 0 | 0 | 0 | None | Three | R407C | Australia | 127050 | 2025-02-26 |  | Approved | Cooling Only | 1100 | No | Class 6 | No | - | No | - | - | - | - | 3.1193 | Unavailable | N/A | N/A |  | http://norm@diamondair.com.au | No |  |  | AAC4504 | N/A | - | single speed | N/A | N/A | N/A | 5.45 | N/A | N/A | N/A | N/A | N/A | N/A | N/A | N/A | N/A | N/A | N/A | N/A | N/A | N/A | N/A | N/A | 4.65 | N/A | N/A | N/A | N/A | N/A | N/A | N/A | N/A | N/A | N/A | N/A | N/A | N/A | N/A | N/A | N/A | N/A | N/A | N/A | N/A | N/A | N/A | N/A | N/A | N/A | N/A | N/A | N/A | N/A | N/A | N/A | N/A | N/A | N/A | N/A | N/A | N/A | N/A | N/A | N/A | N/A | N/A | N/A | N/A | N/A | N/A | N/A | N/A | N/A | N/A | N/A | N/A | N/A | N/A | N/A | N/A | N/A | N/A | N/A | N/A | N/A | N/A | N/A | N/A | N/A | N/A | N/A | 3.1096 | 0
[SEER Non Multi-Split <=65kW] GEMS (Air Conditioners up to 65kW) Determination 2019 | MEPS 2019 | Simulation | RT 015 |  | N/A | Diamond | N/A | Ducted | Packaged | - | Air | - | Australia | 4.44 | N/A | 15 | N/A | N/A | N/A | N/A | N/A | - | - | Simulation test | 3.3559 | - | N/A | - | N/A | N/A | N/A | N/A | N/A | N/A | N/A | N/A | N/A | N/A | N/A | N/A | N/A | N/A | N/A | N/A | N/A | Three | R407C | Australia | 139170 | 2026-06-15 |  | Approved | Cooling Only | N/A | No | Class 6 | No | N/A | N/A | N/A | N/A | N/A | N/A | N/A | Available | N/A | N/A |  | http://norm@diamondair.com.au | N/A |  |  | AAC6090 | No | - | - | - | - | 15000 | 4.44 | - | - | - | - | - | - | No | - | - | - | - | - | - | - | - | - | - | - | - | - | - | - | - | - | - | - | - | - | - | - | - | - | - | - | - | - | - | - | - | - | - | - | - | - | 67 | 3.475 | 3.443 | 3.579 | 3.879 | 3.7 | 3.718 | 1210 | 1837 | 5490 | 2827 | 3491 | 7572 | 1.5 | 1.5 | 2 | - | - | - | - | - | - | - | - | - | - | - | - | - | - | - | - | - | - | - | - | N/A | N/A | N/A | 1 | 3.3758 | -
[SEER Non Multi-Split <=65kW] GEMS (Air Conditioners up to 65kW) Determination 2019 | MEPS 2019 | Simulation | RT 018 |  | N/A | Diamond | N/A | Ducted | Packaged | - | Air | - | Australia | 5.579 | N/A | 18 | N/A | N/A | N/A | N/A | N/A | - | - | Simulation test | 3.212 | - | N/A | - | N/A | N/A | N/A | N/A | N/A | N/A | N/A | N/A | N/A | N/A | N/A | N/A | N/A | N/A | N/A | N/A | N/A | Three | R407C | Australia | 139167 | 2026-06-22 |  | Approved | Cooling Only | N/A | No | Class 6 | No | N/A | N/A | N/A | N/A | N/A | N/A | N/A | Available | N/A | N/A |  | http://norm@diamondair.com.au | N/A |  |  | AAC6105 | No | - | - | - | - | 18000 | 5.579 | - | - | - | - | - | - | No | - | - | - | - | - | - | - | - | - | - | - | - | - | - | - | - | - | - | - | - | - | - | - | - | - | - | - | - | - | - | - | - | - | - | - | - | - | 67 | 3.322 | 3.29 | 3.419 | 3.706 | 3.535 | 3.551 | 1519 | 2308 | 6897 | 3551 | 4386 | 9514 | 1.5 | 1.5 | 1.5 | - | - | - | - | - | - | - | - | - | - | - | - | - | - | - | - | - | - | - | - | N/A | N/A | N/A | 1 | 3.2244 | -
[SEER Non Multi-Split <=65kW] GEMS (Air Conditioners up to 65kW) Determination 2019 | MEPS 2019 | Simulation | RT 023 |  | N/A | Diamond | N/A | Ducted | Packaged | - | Air | - | Australia | 7.056 | N/A | 23.87 | N/A | N/A | N/A | N/A | N/A | - | - | Simulation test | 3.3829 | - | N/A | - | N/A | N/A | N/A | N/A | N/A | N/A | N/A | N/A | N/A | N/A | N/A | N/A | N/A | N/A | N/A | N/A | N/A | Three | R407 | Australia | 138225 | 2026-06-22 |  | Approved | Cooling Only | N/A | No | Class 6 | No | N/A | N/A | N/A | N/A | N/A | N/A | N/A | Available | N/A | N/A |  | http://norm@diamondair.com.au | N/A |  |  | AAC6103 | No | - | - | - | - | 23870 | 7.056 | - | - | - | - | - | - | No | - | - | - | - | - | - | - | - | - | - | - | - | - | - | - | - | - | - | - | - | - | - | - | - | - | - | - | - | - | - | - | - | - | - | - | - | - | 67 | 3.486 | 3.452 | 3.585 | 3.887 | 3.707 | 3.724 | 1920 | 2918 | 8722 | 4490 | 5546 | 12032 | 1.5 | 1.5 | 2 | - | - | - | - | - | - | - | - | - | - | - | - | - | - | - | - | - | - | - | - | N/A | N/A | N/A | 1 | 3.3813 | -
[SEER Non Multi-Split <=65kW] GEMS (Air Conditioners up to 65kW) Determination 2019 | MEPS 2019 | Simulation | RT 026 |  | N/A | Diamond | N/A | Ducted | Packaged | - | Air | - | Australia | 7.788 | N/A | 26 | N/A | N/A | N/A | N/A | N/A | - | - | Simulation test | 3.3205 | - | N/A | - | N/A | N/A | N/A | N/A | N/A | N/A | N/A | N/A | N/A | N/A | N/A | N/A | N/A | N/A | N/A | N/A | N/A | Three | R407C | Australia | 139575 | 2026-06-28 |  | Approved | Cooling Only | N/A | No | Class 6 | No | N/A | N/A | N/A | N/A | N/A | N/A | N/A | Available | N/A | N/A |  | http://norm@diamondair.com.au | N/A |  |  | AAC6114 | No | - | - | - | - | 26000 | 7.788 | - | - | - | - | - | - | No | - | - | - | - | - | - | - | - | - | - | - | - | - | - | - | - | - | - | - | - | - | - | - | - | - | - | - | - | - | - | - | - | - | - | - | - | - | 67 | 3.432 | 3.4 | 3.536 | 3.832 | 3.656 | 3.674 | 2123 | 3224 | 9631 | 4959 | 6124 | 13283 | 1.5 | 1.5 | 2 | - | - | - | - | - | - | - | - | - | - | - | - | - | - | - | - | - | - | - | - | N/A | N/A | N/A | 2 | 3.3356 | -
[SEER Non Multi-Split <=65kW] GEMS (Air Conditioners up to 65kW) Determination 2019 | MEPS 2019 | Simulation | RT 030 |  | N/A | Diamond | N/A | Ducted | Packaged | - | Air | - | Australia | 9.022 | N/A | 30.001 | N/A | N/A | N/A | N/A | N/A | - | - | Simulation test | 3.374 | - | N/A | - | N/A | N/A | N/A | N/A | N/A | N/A | N/A | N/A | N/A | N/A | N/A | N/A | N/A | N/A | N/A | N/A | N/A | Three | R407C | Australia | 139569 | 2026-06-28 |  | Approved | Cooling Only | N/A | No | Class 6 | No | N/A | N/A | N/A | N/A | N/A | N/A | N/A | Available | N/A | N/A |  | http://norm@diamondair.com.au | N/A |  |  | AAC6113 | No | - | - | - | - | 30001 | 9.022 | - | - | - | - | - | - | No | - | - | - | - | - | - | - | - | - | - | - | - | - | - | - | - | - | - | - | - | - | - | - | - | - | - | - | - | - | - | - | - | - | - | - | - | - | - | 3.421 | 3.389 | 3.523 | 3.818 | 3.642 | 3.66 | 2458 | 3733 | 11155 | 5744 | 7094 | 15386 | 1.5 | 1.5 | 2 | - | - | - | - | - | - | - | - | - | - | - | - | - | - | - | - | - | - | - | - | N/A | N/A | N/A | 2 | 3.3228 | -
[SEER Non Multi-Split <=65kW] GEMS (Air Conditioners up to 65kW) Determination 2019 | MEPS 2019 | Simulation | RT 040 |  | N/A | Diamond | N/A | Ducted | Packaged | - | Air | - | Australia | 12.65 | N/A | 40 | N/A | N/A | N/A | N/A | N/A | - | - | Simulation test | 3.1684 | - | N/A | - | N/A | N/A | N/A | N/A | N/A | N/A | N/A | N/A | N/A | N/A | N/A | N/A | N/A | N/A | N/A | N/A | N/A | Three | R407 | Australia | 138193 | 2026-06-23 |  | Approved | Cooling Only | N/A | No | Class 7 | No | N/A | N/A | N/A | N/A | N/A | N/A | N/A | Available | N/A | N/A |  | http://norm@diamondair.com.au | N/A |  |  | AAC6107 | No | - | - | - | - | 40000 | 12.65 | - | - | - | - | - | - | No | - | - | - | - | - | - | - | - | - | - | - | - | - | - | - | - | - | - | - | - | - | - | - | - | - | - | - | - | - | - | - | - | - | - | - | - | - | - | 3.262 | 3.23 | 3.352 | 3.635 | 3.466 | 3.482 | 3440 | 5228 | 15635 | 8048 | 9941 | 21568 | 1.5 | 1.5 | 1.5 | - | - | - | - | - | - | - | - | - | - | - | - | - | - | - | - | - | - | - | - | N/A | N/A | N/A | 1 | 3.1612 | -
[SEER Non Multi-Split <=65kW] GEMS (Air Conditioners up to 65kW) Determination 2019 | MEPS 2019 | Simulation | RT035 |  | N/A | Diamond | N/A | Ducted | Packaged | - | Air | - | Australia | 10.374 | N/A | 35 | N/A | N/A | N/A | N/A | N/A | - | - | Simulation test | 3.3738 | - | N/A | - | N/A | N/A | N/A | N/A | N/A | N/A | N/A | N/A | N/A | N/A | N/A | N/A | N/A | N/A | N/A | N/A | N/A | Three | R407C | Australia | 144493 | 2027-02-09 |  | Approved | Cooling Only | N/A | No | Class 6 | No | N/A | N/A | N/A | N/A | N/A | N/A | N/A | Available | N/A | N/A |  | http://norm@diamondair.com.au | N/A |  |  | AAC6435 | No | - | - | - | - | 35000 | 10.374 | - | - | - | - | - | - | No | - | - | - | - | - | - | - | - | - | - | - | - | - | - | - | - | - | - | - | - | - | - | - | - | - | - | - | - | - | - | - | - | - | - | - | - | - | - | 3.473 | 3.44 | 3.575 | 3.875 | 3.696 | 3.714 | 2825 | 4292 | 12826 | 6604 | 8156 | 17691 | 1.5 | 1.5 | 2 | - | - | - | - | - | - | - | - | - | - | - | - | - | - | - | - | - | - | - | - | N/A | N/A | N/A | 2 | 3.3716 | -
[SEER Non Multi-Split <=65kW] GEMS (Air Conditioners up to 65kW) Determination 2019 | MEPS 2019 | Simulation | RT048 |  | N/A | Diamond | N/A | Ducted | Packaged | - | Air | - | Australia | 14.64 | N/A | 48 | N/A | N/A | N/A | N/A | N/A | - | - | Simulation test | 3.2964 | - | N/A | - | N/A | N/A | N/A | N/A | N/A | N/A | N/A | N/A | N/A | N/A | N/A | N/A | N/A | N/A | N/A | N/A | N/A | Three | R407 | Australia | 132875 | 2025-09-29 |  | Approved | Cooling Only | N/A | No | Class 7 | No | N/A | N/A | N/A | N/A | N/A | N/A | N/A | Available | N/A | N/A |  | http://norm@diamondair.com.au | N/A |  |  | AAC5341 | No | - | - | - | - | 48000 | 14.64 | - | - | - | - | - | - | No | - | - | - | - | - | - | - | - | - | - | - | - | - | - | - | - | - | - | - | - | - | - | - | - | - | - | - | - | - | - | - | - | - | - | - | - | - | - | 3.383 | 3.35 | 3.476 | 3.769 | 3.595 | 3.61 | 3981 | 6049 | 18094 | 9313 | 11504 | 24960 | 1.5 | 1.5 | 1.5 | - | - | - | - | - | - | - | - | - | - | - | - | - | - | - | - | - | - | - | - | N/A | N/A | N/A | 1 | 3.2779 | -
[SEER Non Multi-Split <=65kW] GEMS (Air Conditioners up to 65kW) Determination 2019 | MEPS 2019 | Simulation | RT053 |  | N/A | Diamond | N/A | Ducted | Packaged | - | Air | - | Australia | 16.748 | N/A | 53 | N/A | N/A | N/A | N/A | N/A | - | - | Simulation test | 3.1646 | - | N/A | - | N/A | N/A | N/A | N/A | N/A | N/A | N/A | N/A | N/A | N/A | N/A | N/A | N/A | N/A | N/A | N/A | N/A | Three | R407C | Australia | 139068 | 2026-06-11 |  | Approved | Cooling Only | N/A | No | Class 7 | No | N/A | N/A | N/A | N/A | N/A | N/A | N/A | Available | N/A | N/A |  | http://norm@diamondair.com.au | N/A |  |  | AAC6087 | No | - | - | - | - | 53000 | 16.748 | - | - | - | - | - | - | No | - | - | - | - | - | - | - | - | - | - | - | - | - | - | - | - | - | - | - | - | - | - | - | - | - | - | - | - | - | - | - | - | - | - | - | - | - | - | 3.266 | 3.233 | 3.355 | 3.639 | 3.47 | 3.485 | 4554 | 6920 | 20698 | 10654 | 13160 | 28554 | 1.5 | 1.5 | 1.5 | - | - | - | - | - | - | - | - | - | - | - | - | - | - | - | - | - | - | - | - | N/A | N/A | N/A | 1 | 3.1639 | -
[SEER Non Multi-Split >65kW] GEMS (Air Conditioners above 65kW) Determination 2022 | MEPS 2020 | Simulation | RT065 |  | N/A | Diamond | 12740 | Ducted | Packaged | - | Air | - | Australia | 19000 | 52360 | 65.1 | N/A | N/A | N/A | N/A | N/A | - | - | Simulation test | 3.4263 | - | N/A | - | N/A | N/A | N/A | N/A | N/A | N/A | N/A | N/A | N/A | N/A | N/A | N/A | N/A | N/A | N/A | N/A | N/A | Three | R407 | Australia | 150660 | 2027-10-24 |  | Approved | Cooling Only | N/A | No | Class 24 | No | N/A | N/A | N/A | N/A | N/A | N/A | N/A | Available | N/A | N/A |  | http://norm@diamondair.com.au | N/A |  |  | AAC7117 | No | - | - | - | - | 65100 | 19000 | - | - | - | - | - | - | No | - | - | - | - | - | - | - | - | - | - | - | - | - | - | - | - | - | - | - | - | - | - | - | - | - | - | - | - | - | - | - | - | - | - | - | - | N/A | N/A | 3.533 | 3.498 | 3.632 | 3.938 | 3.756 | 3.772 | 5169 | 7854 | 23485 | 12089 | 14932 | 32396 | 2 | 1.5 | 2 | - | - | - | - | - | - | - | - | - | - | - | - | - | - | - | N/A | - | - | - | - | N/A | N/A | N/A | 2 | 3.4251 | -
[SEER Non Multi-Split >65kW] GEMS (Air Conditioners above 65kW) Determination 2022 | MEPS 2020 | Simulation | RT074 |  | N/A | Diamond | 15000 | Ducted | Packaged | - | Air | - | Australia | 22396 | 59040 | 74.04 | N/A | N/A | N/A | N/A | N/A | - | - | Simulation test | 3.3059 | - | N/A | - | N/A | N/A | N/A | N/A | N/A | N/A | N/A | N/A | N/A | N/A | N/A | N/A | N/A | N/A | N/A | N/A | N/A | Three | R407 | Australia | 150362 | 2027-10-18 |  | Approved | Cooling Only | N/A | No | Class 24 | No | N/A | N/A | N/A | N/A | N/A | N/A | N/A | Available | N/A | N/A |  | http://norm@diamondair.com.au | N/A |  |  | AAC7107 | No | - | - | - | - | 74040 | 22396 | - | - | - | - | - | - | No | - | - | - | - | - | - | - | - | - | - | - | - | - | - | - | - | - | - | - | - | - | - | - | - | - | - | - | - | - | - | - | - | - | - | - | - | N/A | N/A | 3.412 | 3.378 | 3.505 | 3.801 | 3.624 | 3.639 | 6088 | 9252 | 27677 | 14246 | 17597 | 38182 | 1.5 | 1.5 | 2 | - | - | - | - | - | - | - | - | - | - | - | - | - | - | - | N/A | - | - | - | - | N/A | N/A | N/A | 1 | 3.3046 | -
[SEER Non Multi-Split >65kW] GEMS (Air Conditioners above 65kW) Determination 2022 | MEPS 2020 | Simulation | RT080 |  | N/A | Diamond | 15640 | Ducted | Packaged | - | Air | - | Australia | 24736 | 64800 | 80.44 | N/A | N/A | N/A | N/A | N/A | - | - | Simulation test | 3.2519 | - | N/A | - | N/A | N/A | N/A | N/A | N/A | N/A | N/A | N/A | N/A | N/A | N/A | N/A | N/A | N/A | N/A | N/A | N/A | Three | R407 | Australia | 150697 | 2027-10-26 |  | Approved | Cooling Only | N/A | No | Class 24 | No | N/A | N/A | N/A | N/A | N/A | N/A | N/A | Available | N/A | N/A |  | http://norm@diamondair.com.au | N/A |  |  | AAC7120 | No | - | - | - | - | 80440 | 24736 | - | - | - | - | - | - | No | - | - | - | - | - | - | - | - | - | - | - | - | - | - | - | - | - | - | - | - | - | - | - | - | - | - | - | - | - | - | - | - | - | - | - | - | N/A | N/A | 3.355 | 3.322 | 3.448 | 3.738 | 3.565 | 3.581 | 6727 | 10222 | 30572 | 15737 | 19438 | 42174 | 1.5 | 1.5 | 1.5 | - | - | - | - | - | - | - | - | - | - | - | - | - | - | - | N/A | - | - | - | - | N/A | N/A | N/A | 2 | 3.2511 | -
[SEER Non Multi-Split >65kW] GEMS (Air Conditioners above 65kW) Determination 2022 | MEPS 2020 | Simulation | RT096 |  | N/A | Diamond | 22650 | Ducted | Packaged | - | Air | - | Australia | 28485 | 75240 | 97.89 | N/A | N/A | N/A | N/A | N/A | - | - | Simulation test | 3.4365 | - | N/A | - | N/A | N/A | N/A | N/A | N/A | N/A | N/A | N/A | N/A | N/A | N/A | N/A | N/A | N/A | N/A | N/A | N/A | Three | R407 | Australia | 150753 | 2027-11-13 |  | Approved | Cooling Only | N/A | No | Class 24 | No | N/A | N/A | N/A | N/A | N/A | N/A | N/A | Available | N/A | N/A |  | http://norm@diamondair.com.au | N/A |  |  | AAC7148 | No | - | - | - | - | 97890 | 28485 | - | - | - | - | - | - | No | - | - | - | - | - | - | - | - | - | - | - | - | - | - | - | - | - | - | - | - | - | - | - | - | - | - | - | - | - | - | - | - | - | - | - | - | N/A | N/A | 3.544 | 3.509 | 3.643 | 3.95 | 3.767 | 3.784 | 7749 | 11774 | 35208 | 18124 | 22387 | 48568 | 2 | 2 | 2 | - | - | - | - | - | - | - | - | - | - | - | - | - | - | - | N/A | - | - | - | - | N/A | N/A | N/A | 3 | 3.4353 | -
[SEER Non Multi-Split >65kW] GEMS (Air Conditioners above 65kW) Determination 2022 | MEPS 2020 | Simulation | RT109 |  | N/A | Diamond | 26688 | Ducted | Packaged | - | Air | - | Australia | 33462 | 82992 | 109.68 | N/A | N/A | N/A | N/A | N/A | - | - | Simulation test | 3.2777 | - | N/A | - | N/A | N/A | N/A | N/A | N/A | N/A | N/A | N/A | N/A | N/A | N/A | N/A | N/A | N/A | N/A | N/A | N/A | Three | R407 | Australia | 150817 | 2027-11-07 |  | Approved | Cooling Only | N/A | No | Class 24 | No | N/A | N/A | N/A | N/A | N/A | N/A | N/A | Available | N/A | N/A |  | http://norm@diamondair.com.au | N/A |  |  | AAC7135 | No | - | - | - | - | 109680 | 33462 | - | - | - | - | - | - | No | - | - | - | - | - | - | - | - | - | - | - | - | - | - | - | - | - | - | - | - | - | - | - | - | - | - | - | - | - | - | - | - | - | - | - | - | N/A | N/A | 3.381 | 3.348 | 3.475 | 3.768 | 3.593 | 3.609 | 9101 | 13829 | 41358 | 21289 | 26296 | 57053 | 1.5 | 1.5 | 1.5 | - | - | - | - | - | - | - | - | - | - | - | - | - | - | - | N/A | - | - | - | - | N/A | N/A | N/A | 3 | 3.2768 | -
[SEER Non Multi-Split >65kW] GEMS (Air Conditioners above 65kW) Determination 2022 | MEPS 2020 | Simulation | RT130 |  | N/A | Diamond | 25480 | Ducted | Packaged | - | Air | - | Australia | 38000 | 104720 | 130.2 | N/A | N/A | N/A | N/A | N/A | - | - | Simulation test | 3.4263 | - | N/A | - | N/A | N/A | N/A | N/A | N/A | N/A | N/A | N/A | N/A | N/A | N/A | N/A | N/A | N/A | N/A | N/A | N/A | Three | R407 | Australia | 151100 | 2027-11-13 |  | Approved | Cooling Only | N/A | No | Class 24 | No | N/A | N/A | N/A | N/A | N/A | N/A | N/A | Available | N/A | N/A |  | http://norm@diamondair.com.au | N/A |  |  | AAC7150 | No | - | - | - | - | 130200 | 38000 | - | - | - | - | - | - | No | - | - | - | - | - | - | - | - | - | - | - | - | - | - | - | - | - | - | - | - | - | - | - | - | - | - | - | - | - | - | - | - | - | - | - | - | N/A | N/A | 3.533 | 3.498 | 3.632 | 3.938 | 3.756 | 3.772 | 10338 | 15707 | 46969 | 24179 | 29865 | 64792 | 2 | 1.5 | 2 | - | - | - | - | - | - | - | - | - | - | - | - | - | - | - | N/A | - | - | - | - | N/A | N/A | N/A | 4 | 3.4251 | -
[SEER Non Multi-Split >65kW] GEMS (Air Conditioners above 65kW) Determination 2022 | MEPS 2020 | Simulation | RT148 |  | N/A | Diamond | 30000 | Ducted | Packaged | - | Air | - | Australia | 44792 | 118080 | 148.08 | N/A | N/A | N/A | N/A | N/A | - | - | Simulation test | 3.3059 | - | N/A | - | N/A | N/A | N/A | N/A | N/A | N/A | N/A | N/A | N/A | N/A | N/A | N/A | N/A | N/A | N/A | N/A | N/A | Three | R407 | Australia | 151130 | 2027-11-13 |  | Approved | Cooling Only | N/A | No | Class 24 | No | N/A | N/A | N/A | N/A | N/A | N/A | N/A | Available | N/A | N/A |  | http://norm@diamondair.com.au | N/A |  |  | AAC7149 | No | - | - | - | - | 148080 | 44792 | - | - | - | - | - | - | No | - | - | - | - | - | - | - | - | - | - | - | - | - | - | - | - | - | - | - | - | - | - | - | - | - | - | - | - | - | - | - | - | - | - | - | - | N/A | N/A | 3.41 | 3.376 | 3.505 | 3.8 | 3.624 | 3.64 | 12183 | 18512 | 55362 | 28498 | 35200 | 76371 | 1.5 | 1.5 | 2 | - | - | - | - | - | - | - | - | - | - | - | - | - | - | - | N/A | - | - | - | - | N/A | N/A | N/A | 4 | 3.3049 | -
[SEER Non Multi-Split <=65kW] GEMS (Air Conditioners up to 65kW) Determination 2019 | MEPS 2019 | Simulation | SD 053 |  | N/A | Diamond | 12300 | Ducted | Single Split System | - | Air | - | Australia | 16.8 | 40640 | 52.94 | N/A | N/A | N/A | N/A | N/A | - | - | Simulation test | 3.1501 | - | N/A | - | N/A | N/A | N/A | N/A | N/A | N/A | N/A | N/A | N/A | N/A | N/A | N/A | N/A | N/A | N/A | N/A | N/A | Three | R407 | Australia | 137984 | 2026-05-05 |  | Approved | Cooling Only | N/A | No | Class 12 | No | N/A | N/A | N/A | N/A | N/A | N/A | N/A | Available | N/A | N/A |  | http://norm@diamondair.com.au | N/A |  |  | AAC5945 | No | - | - | - | - | 52940 | 16.8 | - | - | - | - | - | - | No | - | - | - | - | - | - | - | - | - | - | - | - | - | - | - | - | - | - | - | - | - | - | - | - | - | - | - | - | - | - | - | - | - | - | - | - | - | - | 3.252 | 3.22 | 3.341 | 3.623 | 3.455 | 3.47 | 4568 | 6941 | 20763 | 10687 | 13201 | 28643 | 1.5 | 1.5 | 1.5 | - | - | - | - | - | - | - | - | - | - | - | - | - | - | - | No | - | - | - | - | N/A | N/A | N/A | 1 | 3.1506 | -
[SEER Non Multi-Split <=65kW] GEMS (Air Conditioners up to 65kW) Determination 2019 | MEPS 2019 | Simulation | SD007 |  | N/A | Diamond | N/A | Ducted | Single Split System | - | Air | - | Australia | 2.004 | N/A | 7 | N/A | N/A | N/A | N/A | N/A | - | - | Simulation test | 3.5729 | - | N/A | - | N/A | N/A | N/A | N/A | N/A | N/A | N/A | N/A | N/A | N/A | N/A | N/A | N/A | N/A | N/A | N/A | N/A | Three | R407 | Australia | 129754 | 2025-07-14 |  | Approved | Cooling Only | N/A | No | Class 10 | No | N/A | N/A | N/A | N/A | N/A | N/A | N/A | Available | N/A | N/A |  | http://norm@diamondair.com.au | N/A |  |  | AAC5014 | No | - | - | - | - | 7000 | 2.004 | - | - | - | - | - | - | No | - | - | - | - | - | - | - | - | - | - | - | - | - | - | - | - | - | - | - | - | - | - | - | - | - | - | - | - | - | - | - | - | - | - | - | - | - | 66 | 3.573 | 3.544 | 3.695 | 4.002 | 3.819 | 3.841 | 548 | 831 | 2480 | 1278 | 1577 | 3419 | 2 | 2 | 2 | - | - | - | - | - | - | - | - | - | - | - | - | - | - | - | No | - | - | - | - | N/A | N/A | N/A | 1 | 3.4871 | -
[SEER Non Multi-Split <=65kW] GEMS (Air Conditioners up to 65kW) Determination 2019 | MEPS 2019 | Simulation | SD010 |  | N/A | Diamond | N/A | Ducted | Single Split System | - | Air | - | Australia | 2.924 | N/A | 10 | N/A | N/A | N/A | N/A | N/A | - | - | Simulation test | 3.5123 | - | N/A | - | N/A | N/A | N/A | N/A | N/A | N/A | N/A | N/A | N/A | N/A | N/A | N/A | N/A | N/A | N/A | N/A | N/A | Three | R407C | Australia | 138968 | 2026-06-08 |  | Approved | Cooling Only | N/A | No | Class 11 | No | N/A | N/A | N/A | N/A | N/A | N/A | N/A | Available | N/A | N/A |  | http://norm@diamondair.com.au | N/A |  |  | AAC6060 | No | - | - | - | - | 10000 | 2.924 | - | - | - | - | - | - | No | - | - | - | - | - | - | - | - | - | - | - | - | - | - | - | - | - | - | - | - | - | - | - | - | - | - | - | - | - | - | - | - | - | - | - | - | - | 67 | 3.51 | 3.479 | 3.621 | 3.923 | 3.743 | 3.763 | 798 | 1211 | 3617 | 1863 | 2300 | 4988 | 2 | 1.5 | 2 | - | - | - | - | - | - | - | - | - | - | - | - | - | - | - | No | - | - | - | - | N/A | N/A | N/A | 1 | 3.416 | -
[SEER Non Multi-Split <=65kW] GEMS (Air Conditioners up to 65kW) Determination 2019 | MEPS 2019 | Simulation | SD012 |  | N/A | Diamond | N/A | Ducted | Single Split System | - | Air | - | Australia | 3.488 | N/A | 12.02 | N/A | N/A | N/A | N/A | N/A | - | - | Simulation test | 3.4461 | - | N/A | - | N/A | N/A | N/A | N/A | N/A | N/A | N/A | N/A | N/A | N/A | N/A | N/A | N/A | N/A | N/A | N/A | N/A | Three | R407 | Australia | 138516 | 2026-05-20 |  | Approved | Cooling Only | N/A | No | Class 11 | No | N/A | N/A | N/A | N/A | N/A | N/A | N/A | Available | N/A | N/A |  | http://norm@diamondair.com.au | N/A |  |  | AAC6006 | No | - | - | - | - | 12020 | 3.488 | - | - | - | - | - | - | No | - | - | - | - | - | - | - | - | - | - | - | - | - | - | - | - | - | - | - | - | - | - | - | - | - | - | - | - | - | - | - | - | - | - | - | - | - | 68 | 3.54 | 3.508 | 3.65 | 3.955 | 3.773 | 3.792 | 951 | 1444 | 4314 | 2221 | 2743 | 5949 | 2 | 2 | 2 | - | - | - | - | - | - | - | - | - | - | - | - | - | - | - | No | - | - | - | - | N/A | N/A | N/A | 1 | 3.4428 | -
[SEER Non Multi-Split <=65kW] GEMS (Air Conditioners up to 65kW) Determination 2019 | MEPS 2019 | Simulation | SD015 |  | N/A | Diamond | N/A | Ducted | Single Split System | - | Air | - | Australia | 4.386 | N/A | 15 | N/A | N/A | N/A | N/A | N/A | - | - | Simulation test | 3.4359 | - | N/A | - | N/A | N/A | N/A | N/A | N/A | N/A | N/A | N/A | N/A | N/A | N/A | N/A | N/A | N/A | N/A | N/A | N/A | Three | R407C | Australia | 138971 | 2026-06-22 |  | Approved | Cooling Only | N/A | No | Class 11 | No | N/A | N/A | N/A | N/A | N/A | N/A | N/A | Available | N/A | N/A |  | http://norm@diamondair.com.au | N/A |  |  | AAC6104 | No | - | - | - | - | 15000 | 4.386 | - | - | - | - | - | - | No | - | - | - | - | - | - | - | - | - | - | - | - | - | - | - | - | - | - | - | - | - | - | - | - | - | - | - | - | - | - | - | - | - | - | - | - | - | 68 | 3.518 | 3.485 | 3.623 | 3.927 | 3.746 | 3.764 | 1195 | 1815 | 5423 | 2792 | 3449 | 7480 | 2 | 1.5 | 2 | - | - | - | - | - | - | - | - | - | - | - | - | - | - | - | No | - | - | - | - | N/A | N/A | N/A | 1 | 3.4173 | -
[SEER Non Multi-Split <=65kW] GEMS (Air Conditioners up to 65kW) Determination 2019 | MEPS 2019 | Simulation | SD017 |  | N/A | Diamond | N/A | Ducted | Single Split System | - | Air | - | Australia | 5.468 | N/A | 17 | N/A | N/A | N/A | N/A | N/A | - | - | Simulation test | 3.1401 | - | N/A | - | N/A | N/A | N/A | N/A | N/A | N/A | N/A | N/A | N/A | N/A | N/A | N/A | N/A | N/A | N/A | N/A | N/A | Three | R407 | Australia | 138677 | 2026-06-01 |  | Approved | Cooling Only | N/A | No | Class 11 | No | N/A | N/A | N/A | N/A | N/A | N/A | N/A | Available | N/A | N/A |  | http://norm@diamondair.com.au | N/A |  |  | AAC6026 | No | - | - | - | - | 17000 | 5.468 | - | - | - | - | - | - | No | - | - | - | - | - | - | - | - | - | - | - | - | - | - | - | - | - | - | - | - | - | - | - | - | - | - | - | - | - | - | - | - | - | - | - | - | - | 68 | 3.201 | 3.17 | 3.294 | 3.571 | 3.406 | 3.422 | 1489 | 2262 | 6760 | 3480 | 4299 | 9325 | 1.5 | 1.5 | 1.5 | - | - | - | - | - | - | - | - | - | - | - | - | - | - | - | No | - | - | - | - | N/A | N/A | N/A | 1 | 3.1071 | -
[SEER Non Multi-Split <=65kW] GEMS (Air Conditioners up to 65kW) Determination 2019 | MEPS 2019 | Simulation | SD023 |  | N/A | Diamond | N/A | Ducted | Single Split System | - | Air | - | Australia | 7.144 | N/A | 23 | N/A | N/A | N/A | N/A | N/A | - | - | Simulation test | 3.2265 | - | N/A | - | N/A | N/A | N/A | N/A | N/A | N/A | N/A | N/A | N/A | N/A | N/A | N/A | N/A | N/A | N/A | N/A | N/A | Three | R407C | Australia | 138994 | 2026-06-08 |  | Approved | Cooling Only | N/A | No | Class 11 | No | N/A | N/A | N/A | N/A | N/A | N/A | N/A | Available | N/A | N/A |  | http://norm@diamondair.com.au | N/A |  |  | AAC6062 | No | - | - | - | - | 23000 | 7.144 | - | - | - | - | - | - | No | - | - | - | - | - | - | - | - | - | - | - | - | - | - | - | - | - | - | - | - | - | - | - | - | - | - | - | - | - | - | - | - | - | - | - | - | - | 68 | 3.317 | 3.285 | 3.412 | 3.699 | 3.528 | 3.544 | 1944 | 2954 | 8831 | 4546 | 5615 | 12182 | 1.5 | 1.5 | 1.5 | - | - | - | - | - | - | - | - | - | - | - | - | - | - | - | No | - | - | - | - | N/A | N/A | N/A | 1 | 3.218 | -
[SEER Non Multi-Split <=65kW] GEMS (Air Conditioners up to 65kW) Determination 2019 | MEPS 2019 | Simulation | sd025 |  | N/A | Diamond | N/A | Ducted | Single Split System | - | Air | - | Australia | 8 | N/A | 26 | N/A | N/A | N/A | N/A | N/A | - | - | Simulation test | 3.178 | - | N/A | - | N/A | N/A | N/A | N/A | N/A | N/A | N/A | N/A | N/A | N/A | N/A | N/A | N/A | N/A | N/A | N/A | N/A | Three | R407 | Australia | 133865 | 2025-11-16 |  | Approved | Cooling Only | N/A | No | Class 11 | No | N/A | N/A | N/A | N/A | N/A | N/A | N/A | Available | N/A | N/A |  | http://norm@diamondair.com.au | N/A |  |  | AAC5490 | No | - | - | - | - | 26000 | 8 | - | - | - | - | - | - | No | - | - | - | - | - | - | - | - | - | - | - | - | - | - | - | - | - | - | - | - | - | - | - | - | - | - | - | - | - | - | - | - | - | - | - | - | - | 72 | 3.35 | 3.317 | 3.445 | 3.735 | 3.562 | 3.578 | 2177 | 3307 | 9889 | 5091 | 6288 | 13641 | 1.5 | 1.5 | 1.5 | - | - | - | - | - | - | - | - | - | - | - | - | - | - | - | No | - | - | - | - | N/A | N/A | N/A | 1 | 3.2486 | -
[SEER Non Multi-Split <=65kW] GEMS (Air Conditioners up to 65kW) Determination 2019 | MEPS 2019 | Simulation | SD031 |  | N/A | Diamond | N/A | Ducted | Single Split System | - | Air | - | Australia | 9.4 | N/A | 31 | N/A | N/A | N/A | N/A | N/A | - | - | Simulation test | 3.3263 | - | N/A | - | N/A | N/A | N/A | N/A | N/A | N/A | N/A | N/A | N/A | N/A | N/A | N/A | N/A | N/A | N/A | N/A | N/A | Three | R407 | Australia | 134105 | 2025-11-18 |  | Approved | Cooling Only | N/A | No | Class 11 | No | N/A | N/A | N/A | N/A | N/A | N/A | N/A | Available | N/A | N/A |  | http://norm@diamondair.com.au | N/A |  |  | AAC5499 | No | - | - | - | - | 31000 | 9.4 | - | - | - | - | - | - | No | - | - | - | - | - | - | - | - | - | - | - | - | - | - | - | - | - | - | - | - | - | - | - | - | - | - | - | - | - | - | - | - | - | - | - | - | - | - | 3.4 | 3.367 | 3.496 | 3.79 | 3.615 | 3.631 | 2557 | 3886 | 11619 | 5981 | 7388 | 16028 | 1.5 | 1.5 | 1.5 | - | - | - | - | - | - | - | - | - | - | - | - | - | - | - | No | - | - | - | - | N/A | N/A | N/A | 1 | 3.2967 | -
[SEER Non Multi-Split <=65kW] GEMS (Air Conditioners up to 65kW) Determination 2019 | MEPS 2019 | Simulation | SD032N |  | N/A | Diamond | N/A | Ducted | Single Split System | - | Air | - | Australia | 9.906 | N/A | 32 | N/A | N/A | N/A | N/A | N/A | - | - | Simulation test | 3.2647 | - | N/A | - | N/A | N/A | N/A | N/A | N/A | N/A | N/A | N/A | N/A | N/A | N/A | N/A | N/A | N/A | N/A | N/A | N/A | Three | R407 | Australia,Fiji | 133858 | 2025-11-09 |  | Approved | Cooling Only | N/A | No | Class 11 | No | N/A | N/A | N/A | N/A | N/A | N/A | N/A | Available | N/A | N/A |  | http://norm@diamondair.com.au | N/A |  |  | AAC5477 | No | - | - | - | - | 32000 | 9.906 | - | - | - | - | - | - | No | - | - | - | - | - | - | - | - | - | - | - | - | - | - | - | - | - | - | - | - | - | - | - | - | - | - | - | - | - | - | - | - | - | - | - | - | - | - | 3.324 | 3.293 | 3.423 | 3.71 | 3.538 | 3.556 | 2698 | 4098 | 12248 | 6306 | 7788 | 16893 | 1.5 | 1.5 | 1.5 | - | - | - | - | - | - | - | - | - | - | - | - | - | - | - | No | - | - | - | - | N/A | N/A | N/A | 2 | 3.2282 | -
[SEER Non Multi-Split <=65kW] GEMS (Air Conditioners up to 65kW) Determination 2019 | MEPS 2019 | Simulation | SD035 |  | N/A | Diamond | N/A | Ducted | Single Split System | - | Air | - | Australia | 10.954 | N/A | 35 | N/A | N/A | N/A | N/A | N/A | - | - | Simulation test | 3.1879 | - | N/A | - | N/A | N/A | N/A | N/A | N/A | N/A | N/A | N/A | N/A | N/A | N/A | N/A | N/A | N/A | N/A | N/A | N/A | Three | R407 | Australia | 138673 | 2026-06-01 |  | Approved | Cooling Only | N/A | No | Class 11 | No | N/A | N/A | N/A | N/A | N/A | N/A | N/A | Available | N/A | N/A |  | http://norm@diamondair.com.au | N/A |  |  | AAC6025 | No | - | - | - | - | 35000 | 10.954 | - | - | - | - | - | - | No | - | - | - | - | - | - | - | - | - | - | - | - | - | - | - | - | - | - | - | - | - | - | - | - | - | - | - | - | - | - | - | - | - | - | - | - | - | - | 3.289 | 3.258 | 3.386 | 3.67 | 3.5 | 3.517 | 2983 | 4531 | 13543 | 6972 | 8611 | 18680 | 1.5 | 1.5 | 1.5 | - | - | - | - | - | - | - | - | - | - | - | - | - | - | - | No | - | - | - | - | N/A | N/A | N/A | 2 | 3.1932 | -
[SEER Non Multi-Split <=65kW] GEMS (Air Conditioners up to 65kW) Determination 2019 | MEPS 2019 | Simulation | SD045 |  | N/A | Diamond | N/A | Ducted | Single Split System | - | Air | - | Australia | 13.648 | N/A | 45 | N/A | N/A | N/A | N/A | N/A | - | - | Simulation test | 3.2884 | - | N/A | - | N/A | N/A | N/A | N/A | N/A | N/A | N/A | N/A | N/A | N/A | N/A | N/A | N/A | N/A | N/A | N/A | N/A | Three | R407 | Australia,Fiji | 133856 | 2025-11-09 |  | Approved | Cooling Only | N/A | No | Class 12 | No | N/A | N/A | N/A | N/A | N/A | N/A | N/A | Available | N/A | N/A |  | http://norm@diamondair.com.au | N/A |  |  | AAC5476 | No | - | - | - | - | 45000 | 13.648 | - | - | - | - | - | - | No | - | - | - | - | - | - | - | - | - | - | - | - | - | - | - | - | - | - | - | - | - | - | - | - | - | - | - | - | - | - | - | - | - | - | - | - | - | - | 3.402 | 3.368 | 3.496 | 3.791 | 3.615 | 3.63 | 3711 | 5640 | 16868 | 8683 | 10725 | 23269 | 1.5 | 1.5 | 1.5 | - | - | - | - | - | - | - | - | - | - | - | - | - | - | - | No | - | - | - | - | N/A | N/A | N/A | 1 | 3.2964 | -
[SEER Non Multi-Split <=65kW] GEMS (Air Conditioners up to 65kW) Determination 2019 | MEPS 2019 | AS/NZS 3823.1.1:2012 | DCB05C |  | N/A | DIMPLEX | 0.15 | Non Ducted | Window Wall | - | Air | - | China | 500 | 1.45 | 1.6 | - | 0 | 0 | 0 | - | 0 | 0 | Calorimeter Room | 3.1976 | 0 | No | 0 | N/A | 1.1 | 0 | 0 | 0 | N/A | N/A | N/A | 3.231 | 0 | N/A | N/A | 1.9621 | 0 | 1.5 | 0 | Calorimeter Room | Single | R410A | Australia,Fiji,New Zealand | 127968 | 2025-03-31 |  | Approved | Cooling Only | - | No | Class 5 | No | - | No | - | - | - | - | 3.2544 | Available | N/A | N/A |  | http://www.dimplex.co.nz | - | https://reg.energyrating.gov.au/static/common/images/star_ratings_2014/Blue_EnergyStarRating_1.5_Star.eps | https://reg.energyrating.gov.au/static/common/images/star_ratings_2014/Blue_EnergyStarRating_1.5_Star.png | AAC4778 | N/A | - | - | N/A | N/A | 1600 | 500 | N/A | N/A | N/A | N/A | N/A | N/A | Yes | 480 | 1900 | N/A | N/A | N/A | N/A | N/A | N/A | N/A | 0 | N/A | N/A | N/A | N/A | N/A | N/A | N/A | N/A | N/A | N/A | N/A | N/A | N/A | N/A | N/A | N/A | N/A | N/A | N/A | N/A | N/A | N/A | N/A | N/A | N/A | N/A | 54.73 | 62.35 | 3.188 | 3.181 | 3.438 | 3.74 | 3.569 | 3.611 | 137 | 207 | 606 | 310 | 382 | 829 | 1.5 | 1.5 | 1.5 | N/A | N/A | N/A | N/A | N/A | N/A | N/A | N/A | N/A | N/A | N/A | N/A | N/A | N/A | N/A | N/A | N/A | N/A | N/A | N/A | N/A | N/A | N/A | 1.6 | 3.1658 | 0
[SEER Non Multi-Split <=65kW] GEMS (Air Conditioners up to 65kW) Determination 2019 | MEPS 2019 | AS/NZS 3823.1.1:2012 | DCB05C |  | N/A | DIMPLEX | 0.15 | Non Ducted | Window Wall | - | Air | - | China | 0.5 | 1.45 | 1.6 | N/A | N/A | N/A | N/A | N/A | - | - | Calorimeter Room | 3.1976 | - | N/A | - | N/A | 1.1 | N/A | N/A | N/A | N/A | N/A | N/A | 3.231 | N/A | N/A | N/A | 1.9621 | N/A | 1.5 | N/A | Calorimeter Room | Single | R410A | Australia,Fiji,New Zealand | 151380 | 2028-02-08 |  | Approved | Cooling Only | N/A | No | Class 5 | No | N/A | N/A | N/A | N/A | N/A | N/A | 3.2544 | Available | N/A | N/A |  | http://www.dimplex.co.nz | N/A | https://reg.energyrating.gov.au/static/common/images/star_ratings_2014/Blue_EnergyStarRating_1.5_Star.eps | https://reg.energyrating.gov.au/static/common/images/star_ratings_2014/Blue_EnergyStarRating_1.5_Star.png | AAC7254 | No | - | - | - | - | 1600 | 0.5 | - | - | - | - | - | - | Yes | 480 | 1900 | - | - | - | - | - | - | - | - | - | - | - | - | - | - | - | - | - | - | - | - | - | - | - | - | - | - | - | - | - | - | - | - | - | - | 54.73 | 62.35 | 3.188 | 3.181 | 3.438 | 3.74 | 3.569 | 3.611 | 137 | 207 | 606 | 310 | 382 | 829 | 1.5 | 1.5 | 1.5 | - | - | - | - | - | - | - | - | - | - | - | - | - | - | - | - | - | - | - | - | N/A | N/A | N/A | 1.6 | 3.1658 | -
[SEER Non Multi-Split <=65kW] GEMS (Air Conditioners up to 65kW) Determination 2019 | MEPS 2019 | AS/NZS 3823.1.1:2012 | DCB05C |  | N/A | DIMPLEX | 0.15 | Non Ducted | Window Wall | - | Air | - | China | 0.52 | 1.45 | 1.7 | N/A | N/A | N/A | N/A | N/A | - | - | Calorimeter Room | 3.3129 | - | N/A | - | N/A | 1.1 | N/A | N/A | N/A | N/A | N/A | N/A | 3.231 | N/A | N/A | N/A | 1.9621 | N/A | 1.5 | N/A | Calorimeter Room | Single | R32 | Australia,Fiji,New Zealand | 161587 | 2029-07-09 |  | Approved | Cooling Only | N/A | No | Class 5 | No | N/A | N/A | N/A | N/A | N/A | N/A | 3.2544 | Available | N/A | N/A |  | http://www.dimplex.co.nz | N/A | https://reg.energyrating.gov.au/static/common/images/star_ratings_2014/Blue_EnergyStarRating_1.5_Star.eps | https://reg.energyrating.gov.au/static/common/images/star_ratings_2014/Blue_EnergyStarRating_1.5_Star.png | AAC8340 | No | - | - | - | - | 1700 | 0.52 | - | - | - | - | - | - | Yes | 460 | 1850 | - | - | - | - | - | - | - | - | - | - | - | - | - | - | - | - | - | - | - | - | - | - | - | - | - | - | - | - | - | - | - | - | - | - | 56.7 | 64.6 | 3.287 | 3.283 | 3.546 | 3.956 | 3.732 | 3.753 | 142 | 214 | 624 | 311 | 389 | 847 | 1.5 | 1.5 | 2 | - | - | - | - | - | - | - | - | - | - | - | - | - | - | - | - | - | - | - | - | N/A | N/A | N/A | 1.6 | 3.2356 | -
[SEER Non Multi-Split <=65kW] GEMS (Air Conditioners up to 65kW) Determination 2019 | MEPS 2019 | AS/NZS 3823.1.1:2012 | DCB07 |  | N/A | DIMPLEX | 0.3 | Non Ducted | Window Wall | - | Air | Air | China | 0.68 | 1.9 | 2.2 | 560 | N/A | N/A | N/A | 380 | 0.6 | 2.05 | Calorimeter Room | 3.253 | 3.4252 | N/A | - | N/A | 1.381 | 1.381 | N/A | N/A | N/A | N/A | N/A | 3.1601 | 3.5215 | N/A | N/A | 1.8203 | 2.543 | 1.5 | 2.5 | Calorimeter Room | Single | R410A | Australia,Fiji,New Zealand | 133041 | 2025-10-09 |  | Approved | Reverse Cycle | 600 | No | Class 5 | No | N/A | N/A | N/A | N/A | N/A | N/A | 3.182 | Available | N/A | N/A |  | http://www.dimplex.co.nz | N/A |  | https://reg.energyrating.gov.au/static/common/images/star_ratings_2014/aircon_rating_1.5_2.5.png | AAC5385 | No | - | - | - | - | 2200 | 0.68 | - | - | - | - | - | - | Yes | 620 | 2300 | - | - | - | - | - | - | 2050 | 0.6 | - | - | - | - | - | - | - | - | - | 515 | 1435 | - | - | - | - | - | - | - | - | - | No | - | - | - | - | - | 56.3 | 63.4 | 3.15 | 3.152 | 3.328 | 3.527 | 3.395 | 3.45 | 193 | 292 | 863 | 453 | 556 | 1194 | 1.5 | 1.5 | 1.5 | 2.541 | 2.733 | 2.878 | 2.64 | 2.832 | 2.915 | 1057 | 411 | 63 | 345 | 184 | 40 | 1 | 1 | 1 | - | - | - | - | - | N/A | N/A | N/A | 1.381 | 3.2132 | 3.3903
[SEER Non Multi-Split <=65kW] GEMS (Air Conditioners up to 65kW) Determination 2019 | MEPS 2019 | AS/NZS 3823.1.1:2012 | DCB07C |  | N/A | DIMPLEX | N/A | Non Ducted | Window Wall | - | Air | - | China | 0.648 | N/A | 2.2 | N/A | N/A | N/A | N/A | N/A | - | - | Calorimeter Room | 3.3872 | - | N/A | - | N/A | N/A | N/A | N/A | N/A | N/A | N/A | N/A | N/A | N/A | N/A | N/A | N/A | N/A | N/A | N/A | N/A | Single | R410A | Australia,Fiji,New Zealand | 132082 | 2025-09-01 |  | Approved | Cooling Only | N/A | No | Class 5 | No | N/A | N/A | N/A | N/A | N/A | N/A | N/A | Available | N/A | N/A |  | http://www.dimplex.co.nz | N/A |  |  | AAC5219 | No | - | - | - | - | 2200 | 0.648 | - | - | - | - | - | - | Yes | 600 | 2300 | - | - | - | - | - | - | - | - | - | - | - | - | - | - | - | - | - | - | - | - | - | - | - | - | - | - | - | - | - | - | - | - | - | - | 54.5 | 61.8 | 3.293 | 3.294 | 3.45 | 3.608 | 3.491 | 3.556 | 185 | 280 | 833 | 444 | 541 | 1160 | 1.5 | 1.5 | 1.5 | - | - | - | - | - | - | - | - | - | - | - | - | - | - | - | - | - | - | - | - | N/A | N/A | N/A | 1 | 3.3774 | -
[SEER Non Multi-Split <=65kW] GEMS (Air Conditioners up to 65kW) Determination 2019 | MEPS 2019 | AS/NZS 3823.1.1:2012 | DCB09 |  | N/A | DIMPLEX | N/A | Non Ducted | Window Wall | - | Air | Air | China | 0.79 | N/A | 2.6 | N/A | N/A | N/A | N/A | N/A | 0.73 | 2.4 | Calorimeter Room | 3.2904 | 3.2866 | N/A | - | N/A | N/A | N/A | N/A | N/A | N/A | N/A | N/A | N/A | N/A | N/A | N/A | N/A | N/A | N/A | N/A | N/A | Single | R410A | Australia,Fiji,New Zealand | 129515 | 2025-06-05 |  | Approved | Reverse Cycle | N/A | No | Class 5 | No | N/A | N/A | N/A | N/A | N/A | N/A | N/A | Available | N/A | N/A |  | http://www.dimplex.co.nz | N/A |  |  | AAC4884 | No | - | - | - | - | 2600 | 0.79 | - | - | - | - | - | - | Yes | 715 | 2800 | - | - | - | - | - | - | 2400 | 0.73 | - | - | - | - | - | - | - | - | - | 600 | 1520 | - | - | - | - | - | - | - | - | - | No | - | - | - | - | - | 51.78 | 59.46 | 3.284 | 3.277 | 3.484 | 3.79 | 3.611 | 3.646 | 218 | 331 | 974 | 498 | 617 | 1336 | 1.5 | 1.5 | 1.5 | 2.329 | 2.518 | 2.754 | 2.469 | 2.664 | 2.801 | 1349 | 522 | 77 | 432 | 229 | 48 | 0.5 | 1 | 1 | - | - | - | - | - | N/A | N/A | N/A | 1.7 | 3.2674 | 3.262
[SEER Non Multi-Split <=65kW] GEMS (Air Conditioners up to 65kW) Determination 2019 | MEPS 2019 | AS/NZS 3823.1.1:2012 | DCB09 |  | N/A | DIMPLEX | 0.15 | Non Ducted | Window Wall | - | Air | Air | China | 0.82 | 1.45 | 2.7 | N/A | N/A | N/A | N/A | N/A | 0.69 | 2.4 | Calorimeter Room | 3.2762 | 3.4129 | N/A | - | N/A | 1.1 | N/A | N/A | N/A | N/A | N/A | N/A | 3.231 | N/A | N/A | N/A | 1.9621 | N/A | 1.5 | N/A | Calorimeter Room | Single | R32 | Australia,Fiji,New Zealand | 162009 | 2029-07-11 |  | Approved | Reverse Cycle | N/A | No | Class 5 | No | N/A | N/A | N/A | N/A | N/A | N/A | 3.2544 | Available | N/A | N/A |  | http://www.dimplex.co.nz | N/A | https://reg.energyrating.gov.au/static/common/images/star_ratings_2014/Blue_EnergyStarRating_1.5_Star.eps | https://reg.energyrating.gov.au/static/common/images/star_ratings_2014/Blue_EnergyStarRating_1.5_Star.png | AAC8348 | No | - | - | - | - | 2700 | 0.82 | - | - | - | - | - | - | Yes | 730 | 2900 | - | - | - | - | - | - | 2400 | 0.69 | - | - | - | - | - | - | - | - | - | 640 | 1800 | - | - | - | - | - | - | - | - | - | No | - | - | - | - | - | 52.75 | 62.81 | 3.33 | 3.318 | 3.534 | 3.9 | 3.694 | 3.715 | 224 | 339 | 997 | 503 | 626 | 1361 | 1.5 | 1.5 | 2 | 2.605 | 2.783 | 2.921 | 2.694 | 2.886 | 2.964 | 1207 | 473 | 73 | 396 | 212 | 46 | 1 | 1 | 1 | - | - | - | - | - | N/A | N/A | N/A | 1.7 | 3.2698 | 3.4495
[SEER Non Multi-Split <=65kW] GEMS (Air Conditioners up to 65kW) Determination 2019 | MEPS 2019 | AS/NZS 3823.1.1:2012 | DCB09C |  | N/A | DIMPLEX | 0.6 | Non Ducted | Window Wall | - | Air | - | China | 0.83 | 2.1 | 2.7 | 560 | N/A | N/A | N/A | 380 | - | - | Calorimeter Room | 3.2386 | - | N/A | - | N/A | 1.15 | N/A | N/A | N/A | N/A | N/A | N/A | 3.3231 | N/A | N/A | N/A | 2.1461 | N/A | 2 | N/A | Calorimeter Room | Single | R410A | Australia,Fiji,New Zealand | 132708 | 2025-09-21 |  | Approved | Cooling Only | 600 | No | Class 5 | No | N/A | N/A | N/A | N/A | N/A | N/A | 3.3385 | Available | N/A | N/A |  | http://www.dimplex.co.nz | N/A | https://reg.energyrating.gov.au/static/common/images/star_ratings_2014/Blue_EnergyStarRating_2_Star.eps | https://reg.energyrating.gov.au/static/common/images/star_ratings_2014/Blue_EnergyStarRating_2_Star.png | AAC5300 | No | - | - | - | - | 2700 | 0.83 | - | - | - | - | - | - | Yes | 760 | 3000 | - | - | - | - | - | - | - | - | - | - | - | - | - | - | - | - | - | - | - | - | - | - | - | - | - | - | - | - | - | - | - | - | - | - | 55.95 | 62.91 | 3.337 | 3.312 | 3.503 | 3.849 | 3.653 | 3.669 | 225 | 340 | 1007 | 511 | 634 | 1379 | 1.5 | 1.5 | 2 | - | - | - | - | - | - | - | - | - | - | - | - | - | - | - | - | - | - | - | - | N/A | N/A | N/A | 1.15 | 3.2378 | -
[SEER Non Multi-Split <=65kW] GEMS (Air Conditioners up to 65kW) Determination 2019 | MEPS 2019 | AS/NZS 3823.1.1:2012 | DCB14 |  | N/A | DIMPLEX | N/A | Non Ducted | Window Wall | - | Air | Air | China | 1.25 | N/A | 4.1 | N/A | N/A | N/A | N/A | N/A | 1.09 | 3.6 | Calorimeter Room | 3.2662 | 3.2721 | N/A | - | N/A | N/A | N/A | N/A | N/A | N/A | N/A | N/A | N/A | N/A | N/A | N/A | N/A | N/A | N/A | N/A | N/A | Single | R410A | Australia,Fiji,New Zealand | 129523 | 2025-06-05 |  | Approved | Reverse Cycle | N/A | No | Class 5 | No | N/A | N/A | N/A | N/A | N/A | N/A | N/A | Available | N/A | N/A |  | http://www.dimplex.co.nz | N/A |  |  | AAC4885 | No | - | - | - | - | 4100 | 1.25 | - | - | - | - | - | - | Yes | 1125 | 4500 | - | - | - | - | - | - | 3600 | 1.09 | - | - | - | - | - | - | - | - | - | 985 | 2770 | - | - | - | - | - | - | - | - | - | No | - | - | - | - | - | 53.34 | 59.67 | 3.369 | 3.346 | 3.551 | 3.935 | 3.722 | 3.733 | 337 | 511 | 1508 | 758 | 945 | 2058 | 1.5 | 1.5 | 2 | 2.564 | 2.721 | 2.791 | 2.616 | 2.776 | 2.821 | 1838 | 724 | 113 | 611 | 329 | 71 | 1 | 1 | 1 | - | - | - | - | - | N/A | N/A | N/A | 2 | 3.2624 | 3.2824
[SEER Non Multi-Split <=65kW] GEMS (Air Conditioners up to 65kW) Determination 2019 | MEPS 2019 | AS/NZS 3823.1.1:2012 | DCB14 |  | N/A | DIMPLEX | 0.15 | Non Ducted | Window Wall | - | Air | Air | China | 1.28 | 1.45 | 4.2 | N/A | N/A | N/A | N/A | N/A | 1.07 | 3.6 | Calorimeter Room | 3.2606 | 3.2218 | N/A | - | N/A | 1.1 | N/A | N/A | N/A | N/A | N/A | N/A | 3.231 | N/A | N/A | N/A | 1.9621 | N/A | 1.5 | N/A | Calorimeter Room | Single | R32 | Australia,Fiji,New Zealand | 162611 | 2029-07-18 |  | Approved | Reverse Cycle | N/A | No | Class 5 | No | N/A | N/A | N/A | N/A | N/A | N/A | 3.2544 | Available | N/A | N/A |  | http://www.dimplex.co.nz | N/A | https://reg.energyrating.gov.au/static/common/images/star_ratings_2014/Blue_EnergyStarRating_1.5_Star.eps | https://reg.energyrating.gov.au/static/common/images/star_ratings_2014/Blue_EnergyStarRating_1.5_Star.png | AAC8360 | No | - | - | - | - | 4200 | 1.28 | - | - | - | - | - | - | Yes | 1140 | 4700 | - | - | - | - | - | - | 3600 | 1.07 | - | - | - | - | - | - | - | - | - | 970 | 2620 | - | - | - | - | - | - | - | - | - | No | - | - | - | - | - | 57.84 | 63.77 | 3.465 | 3.427 | 3.645 | 4.13 | 3.871 | 3.857 | 336 | 512 | 1506 | 740 | 930 | 2041 | 1.5 | 1.5 | 2 | 2.508 | 2.681 | 2.825 | 2.601 | 2.787 | 2.867 | 1878 | 734 | 111 | 614 | 327 | 69 | 1 | 1 | 1 | - | - | - | - | - | N/A | N/A | N/A | 1.712 | 3.2665 | 3.3464
[SEER Non Multi-Split <=65kW] GEMS (Air Conditioners up to 65kW) Determination 2019 | MEPS 2019 | AS/NZS 3823.1.1:2012 | DCES09B |  | N/A | DIMPLEX | N/A | Non Ducted | Single Split System | Wall Hung | Air | Air | China | 0.64 | N/A | 2.4 | N/A | N/A | N/A | N/A | N/A | 0.605 | 2.5 | Calorimeter Room | 3.962 | 4.193 | N/A | - | N/A | N/A | N/A | N/A | N/A | N/A | N/A | N/A | N/A | N/A | N/A | N/A | N/A | N/A | N/A | N/A | N/A | Single | R410A | Australia,Fiji,New Zealand | 129960 | 2025-06-22 |  | Approved | Reverse Cycle | N/A | Yes | Class 8 | Yes | N/A | N/A | N/A | N/A | N/A | N/A | N/A | Available | N/A | N/A |  | http://www.dimplex.co.nz | N/A |  |  | AAC4937 | Yes | Variable output compressor | Inverter | No | - | 2400 | 0.64 | - | 320 | 1200 | No | - | - | - | 584.96 | 2584.8 | Yes | 235 | 1200 | No | - | - | 2500 | 0.605 | 310 | 1250 | No | - | - | No | - | - | - | 880 | 2600 | No | - | - | - | - | - | - | - | - | No | - | - | No | - | - | 47.7 | 56.3 | 4.52 | 4.447 | 4.849 | 6.818 | 5.806 | 5.541 | 145 | 223 | 644 | 253 | 352 | 809 | 3 | 2.5 | 3 | 3.354 | 3.579 | 3.73 | 3.422 | 3.613 | 3.716 | 978 | 385 | 61 | 326 | 177 | 39 | 1.5 | 2 | 2 | No | - | - | - | - | N/A | N/A | N/A | 2 | 3.7108 | 4.0866
[SEER Non Multi-Split <=65kW] GEMS (Air Conditioners up to 65kW) Determination 2019 | MEPS 2019 | AS/NZS 3823.1.1:2012 | DCES18B |  | N/A | DIMPLEX | N/A | Non Ducted | Single Split System | Wall Hung | Air | Air | China | 1.505 | N/A | 5.25 | N/A | N/A | N/A | N/A | N/A | 1.35 | 5.4 | Calorimeter Room | 3.5006 | 4.0075 | N/A | - | N/A | N/A | N/A | N/A | N/A | N/A | N/A | N/A | N/A | N/A | N/A | N/A | N/A | N/A | N/A | N/A | N/A | Single | R410A | Australia,Fiji,New Zealand | 136704 | 2026-03-23 |  | Approved | Reverse Cycle | N/A | Yes | Class 9 | Yes | N/A | N/A | N/A | N/A | N/A | N/A | N/A | Available | N/A | N/A |  | http://www.dimplex.co.nz | N/A |  |  | AAC5857 | Yes | Variable output compressor | Inverter | No | - | 5250 | 1.505 | - | 605 | 2700 | No | - | - | - | 1375.57 | 5654.25 | No | 552.97 | 2907.9 | No | - | - | 5400 | 1.35 | 495 | 2650 | No | - | - | No | - | - | - | 1595 | 4750 | No | - | - | - | - | - | - | - | - | No | - | - | No | - | - | 48.9 | 60.2 | 4.502 | 4.336 | 4.583 | 5.277 | 4.948 | 4.872 | 323 | 506 | 1496 | 724 | 910 | 2019 | 3 | 2.5 | 3 | 3.749 | 4.308 | 4.907 | 4.072 | 4.561 | 4.922 | 1885 | 686 | 97 | 589 | 300 | 62 | 2 | 2.5 | 3 | No | - | - | - | - | N/A | N/A | N/A | 2 | 3.4728 | 3.9801
[SEER Non Multi-Split <=65kW] GEMS (Air Conditioners up to 65kW) Determination 2019 | MEPS 2019 | AS/NZS 3823.1.1:2012 | DCES24B |  | N/A | DIMPLEX | N/A | Non Ducted | Single Split System | Wall Hung | Air | Air | China | 2.17 | N/A | 7.15 | N/A | N/A | N/A | N/A | N/A | 2.27 | 7.4 | Calorimeter Room | 3.2623 | 3.2515 | N/A | - | N/A | N/A | N/A | N/A | N/A | N/A | N/A | N/A | N/A | N/A | N/A | N/A | N/A | N/A | N/A | N/A | N/A | Single | R410A | Australia,Fiji,New Zealand | 129854 | 2025-06-18 |  | Approved | Reverse Cycle | N/A | Yes | Class 9 | Yes | N/A | N/A | N/A | N/A | N/A | N/A | N/A | Available | N/A | N/A |  | http://www.dimplex.co.nz | N/A |  |  | AAC4920 | Yes | Variable output compressor | Inverter | No | - | 7150 | 2.17 | - | 795 | 3650 | No | - | - | - | 1983.38 | 7700.55 | No | 726.63 | 3931.05 | No | - | - | 7400 | 2.27 | 880 | 3700 | No | - | - | No | - | - | - | 2730 | 7300 | No | - | - | - | - | - | - | - | - | No | - | - | No | - | - | 48.9 | 63.5 | 4.559 | 4.343 | 4.568 | 5.377 | 5.009 | 4.878 | 436 | 690 | 2046 | 969 | 1226 | 2748 | 3 | 2.5 | 3 | 3.238 | 3.562 | 3.868 | 3.401 | 3.676 | 3.864 | 2989 | 1134 | 166 | 963 | 508 | 105 | 1.5 | 2 | 2 | No | - | - | - | - | N/A | N/A | N/A | 2 | 3.2847 | 3.2502
[Unitary Single-Duct] GEMS (Air Conditioners up to 65kW) Determination 2019 | MEPS 2019 | AS/NZS 3823.1.5:2015 | DCP11MULTI |  | N/A | DIMPLEX | N/A | Non Ducted | Portable | N/A | N/A | N/A | China | 1.28 | N/A | 3.2 | N/A | N/A | N/A | N/A | N/A | 0 | 0 | Calorimeter Room | 2.5862 | 0 | N/A | N/A | N/A | N/A | N/A | N/A | N/A | N/A | N/A | N/A | N/A | N/A | N/A | N/A | N/A | N/A | N/A | N/A | Calorimeter Room | Single | R410A | Australia,Fiji,New Zealand | 130426 | 2025-07-08 |  | Approved | Cooling Only | N/A | N/A | Class 4 | N/A | N/A | N/A | N/A | N/A | N/A | N/A | N/A | Available | N/A | N/A | http://www.united-airmaster.com/ | http://www.dimplex.co.nz | N/A |  |  | AAC4984 | No | N/A | N/A | N/A | N/A | 3200 | 1.28 | N/A | N/A | N/A | N/A | N/A | N/A | N/A | N/A | N/A | N/A | N/A | N/A | N/A | N/A | N/A | 0 | 0 | N/A | N/A | N/A | N/A | N/A | N/A | N/A | N/A | N/A | N/A | N/A | N/A | N/A | N/A | N/A | N/A | N/A | N/A | N/A | N/A | N/A | N/A | N/A | N/A | N/A | N/A | 70 | N/A | N/A | N/A | N/A | N/A | N/A | N/A | 698 | 1075 | 2876 | N/A | N/A | N/A | 0 | 0 | 0 | N/A | N/A | N/A | N/A | N/A | N/A | 0 | 0 | 0 | N/A | N/A | N/A | 0 | 0 | 0 | N/A | No | 0 | 0 | 0 | 0 | 0 | 0 | N/A | 2.5 | 0
[Unitary Single-Duct] GEMS (Air Conditioners up to 65kW) Determination 2019 | MEPS 2019 | AS/NZS 3823.1.5:2015 | DCP11MULTI |  | N/A | DIMPLEX | N/A | Non Ducted | Portable | N/A | N/A | N/A | China | 1.28 | N/A | 3.2 | N/A | N/A | N/A | N/A | N/A | - | - | Calorimeter Room | 2.5849 | - | N/A | N/A | N/A | N/A | N/A | N/A | N/A | N/A | N/A | N/A | N/A | N/A | N/A | N/A | N/A | N/A | N/A | N/A | Calorimeter Room | Single | R290 | Australia,Fiji,New Zealand | 147690 | 2027-06-20 |  | Approved | Cooling Only | N/A | N/A | Class 4 | N/A | N/A | N/A | N/A | N/A | N/A | N/A | N/A | Available | N/A | N/A | http://www.united-airmaster.com/ | http://www.dimplex.co.nz | N/A |  |  | AAC6784 | No | N/A | N/A | N/A | N/A | 3200 | 1.28 | N/A | N/A | N/A | N/A | N/A | N/A | N/A | N/A | N/A | N/A | N/A | N/A | N/A | N/A | N/A | - | - | N/A | N/A | N/A | N/A | N/A | N/A | N/A | N/A | N/A | N/A | N/A | N/A | N/A | N/A | N/A | N/A | N/A | N/A | N/A | N/A | N/A | N/A | N/A | N/A | N/A | N/A | 65 | N/A | N/A | N/A | N/A | N/A | N/A | N/A | 698 | 1075 | 2876 | N/A | N/A | N/A | 0 | 0 | 0 | N/A | N/A | N/A | N/A | N/A | N/A | - | - | - | N/A | N/A | N/A | - | - | - | N/A | No | - | - | - | - | - | - | N/A | 2.5 | -
[Unitary Single-Duct] GEMS (Air Conditioners up to 65kW) Determination 2019 | MEPS 2019 | AS/NZS 3823.1.5:2015 | DCP12AN |  | N/A | DIMPLEX | N/A | Non Ducted | Portable | N/A | N/A | N/A | China | 1.29 | N/A | 3.3 | N/A | N/A | N/A | N/A | N/A | - | - | Calorimeter Room | 2.7682 | - | N/A | N/A | N/A | N/A | N/A | N/A | N/A | N/A | N/A | N/A | N/A | N/A | N/A | N/A | N/A | N/A | N/A | N/A | Calorimeter Room | Single | R290 | Australia,Fiji,New Zealand | 147883 | 2027-06-23 |  | Approved | Cooling Only | N/A | N/A | Class 4 | N/A | N/A | N/A | N/A | N/A | N/A | N/A | N/A | Available | N/A | N/A |  | http://www.dimplex.co.nz | N/A |  |  | AAC6789 | No | N/A | N/A | N/A | N/A | 3300 | 1.29 | N/A | N/A | N/A | N/A | N/A | N/A | N/A | N/A | N/A | N/A | N/A | N/A | N/A | N/A | N/A | - | - | N/A | N/A | N/A | N/A | N/A | N/A | N/A | N/A | N/A | N/A | N/A | N/A | N/A | N/A | N/A | N/A | N/A | N/A | N/A | N/A | N/A | N/A | N/A | N/A | N/A | N/A | 64.91 | N/A | N/A | N/A | N/A | N/A | N/A | N/A | 703 | 1084 | 2899 | N/A | N/A | N/A | 0 | 0 | 0 | N/A | N/A | N/A | N/A | N/A | N/A | - | - | - | N/A | N/A | N/A | - | - | - | N/A | No | - | - | - | - | - | - | N/A | 2.5581 | -
[Unitary Single-Duct] GEMS (Air Conditioners up to 65kW) Determination 2019 | MEPS 2019 | AS/NZS 3823.1.5:2015 | DCP14MULTI |  | N/A | DIMPLEX | N/A | Non Ducted | Portable | N/A | N/A | N/A | China | 1.6 | N/A | 4 | N/A | N/A | N/A | N/A | N/A | 0 | 0 | Calorimeter Room | 2.621 | 0 | N/A | N/A | N/A | N/A | N/A | N/A | N/A | N/A | N/A | N/A | N/A | N/A | N/A | N/A | N/A | N/A | N/A | N/A | Calorimeter Room | Single | R410A | Australia,Fiji,New Zealand | 129940 | 2025-07-07 |  | Approved | Cooling Only | N/A | N/A | Class 4 | N/A | N/A | N/A | N/A | N/A | N/A | N/A | N/A | Available | N/A | N/A | http://www.united-airmaster.com/ | http://www.dimplex.co.nz | N/A |  |  | AAC4983 | No | N/A | N/A | N/A | N/A | 4000 | 1.6 | N/A | N/A | N/A | N/A | N/A | N/A | N/A | N/A | N/A | N/A | N/A | N/A | N/A | N/A | N/A | 0 | 0 | N/A | N/A | N/A | N/A | N/A | N/A | N/A | N/A | N/A | N/A | N/A | N/A | N/A | N/A | N/A | N/A | N/A | N/A | N/A | N/A | N/A | N/A | N/A | N/A | N/A | N/A | 70.4 | N/A | N/A | N/A | N/A | N/A | N/A | N/A | 872 | 1344 | 3595 | N/A | N/A | N/A | 0 | 0 | 0 | N/A | N/A | N/A | N/A | N/A | N/A | 0 | 0 | 0 | N/A | N/A | N/A | 0 | 0 | 0 | N/A | No | 0 | 0 | 0 | 0 | 0 | 0 | N/A | 2.5 | 0
[Unitary Single-Duct] GEMS (Air Conditioners up to 65kW) Determination 2019 | MEPS 2019 | AS/NZS 3823.1.5:2015 | DCP14MULTI |  | N/A | DIMPLEX | N/A | Non Ducted | Portable | N/A | N/A | N/A | China | 1.6 | N/A | 4 | N/A | N/A | N/A | N/A | N/A | - | - | Calorimeter Room | 2.619 | - | N/A | N/A | N/A | N/A | N/A | N/A | N/A | N/A | N/A | N/A | N/A | N/A | N/A | N/A | N/A | N/A | N/A | N/A | Calorimeter Room | Single | R290 | Australia,Fiji,New Zealand | 147739 | 2027-06-20 |  | Approved | Cooling Only | N/A | N/A | Class 4 | N/A | N/A | N/A | N/A | N/A | N/A | N/A | N/A | Available | N/A | N/A | http://www.united-airmaster.com/ | http://www.dimplex.co.nz | N/A |  |  | AAC6778 | No | N/A | N/A | N/A | N/A | 4000 | 1.6 | N/A | N/A | N/A | N/A | N/A | N/A | N/A | N/A | N/A | N/A | N/A | N/A | N/A | N/A | N/A | - | - | N/A | N/A | N/A | N/A | N/A | N/A | N/A | N/A | N/A | N/A | N/A | N/A | N/A | N/A | N/A | N/A | N/A | N/A | N/A | N/A | N/A | N/A | N/A | N/A | N/A | N/A | 65 | N/A | N/A | N/A | N/A | N/A | N/A | N/A | 872 | 1344 | 3595 | N/A | N/A | N/A | 0 | 0 | 0 | N/A | N/A | N/A | N/A | N/A | N/A | - | - | - | N/A | N/A | N/A | - | - | - | N/A | No | - | - | - | - | - | - | N/A | 2.5 | -
[Unitary Single-Duct] GEMS (Air Conditioners up to 65kW) Determination 2019 | MEPS 2019 | AS/NZS 3823.1.5:2015 | DCP16C |  | N/A | DIMPLEX | N/A | Non Ducted | Portable | N/A | N/A | N/A | China | 1.79 | N/A | 4.5 | N/A | N/A | N/A | N/A | N/A | 0 | 0 | Calorimeter Room | 2.6405 | 0 | N/A | N/A | N/A | N/A | N/A | N/A | N/A | N/A | N/A | N/A | N/A | N/A | N/A | N/A | N/A | N/A | N/A | N/A | Calorimeter Room | Single | R410A | Australia,Fiji,New Zealand | 130428 | 2025-07-13 |  | Approved | Cooling Only | N/A | N/A | Class 4 | N/A | N/A | N/A | N/A | N/A | N/A | N/A | N/A | Available | N/A | N/A | http://www.united-airmaster.com/ | http://www.dimplex.co.nz | N/A |  |  | AAC5006 | No | N/A | N/A | N/A | N/A | 4500 | 1.79 | N/A | N/A | N/A | N/A | N/A | N/A | N/A | N/A | N/A | N/A | N/A | N/A | N/A | N/A | N/A | 0 | 0 | N/A | N/A | N/A | N/A | N/A | N/A | N/A | N/A | N/A | N/A | N/A | N/A | N/A | N/A | N/A | N/A | N/A | N/A | N/A | N/A | N/A | N/A | N/A | N/A | N/A | N/A | 69 | N/A | N/A | N/A | N/A | N/A | N/A | N/A | 976 | 1504 | 4022 | N/A | N/A | N/A | 0 | 0 | 0 | N/A | N/A | N/A | N/A | N/A | N/A | 0 | 0 | 0 | N/A | N/A | N/A | 0 | 0 | 0 | N/A | No | 0 | 0 | 0 | 0 | 0 | 0 | N/A | 2.514 | 0
[Unitary Single-Duct] GEMS (Air Conditioners up to 65kW) Determination 2019 | MEPS 2019 | AS/NZS 3823.1.5:2015 | DCP16C |  | N/A | DIMPLEX | N/A | Non Ducted | Portable | N/A | N/A | N/A | China | 1.8 | N/A | 4.5 | N/A | N/A | N/A | N/A | N/A | - | - | Calorimeter Room | 2.6263 | - | N/A | N/A | N/A | N/A | N/A | N/A | N/A | N/A | N/A | N/A | N/A | N/A | N/A | N/A | N/A | N/A | N/A | N/A | Calorimeter Room | Single | R290 | Australia,Fiji,New Zealand | 147747 | 2027-06-16 |  | Approved | Cooling Only | N/A | N/A | Class 4 | N/A | N/A | N/A | N/A | N/A | N/A | N/A | N/A | Available | N/A | N/A | http://www.united-airmaster.com/ | http://www.dimplex.co.nz | N/A |  |  | AAC6777 | No | N/A | N/A | N/A | N/A | 4500 | 1.8 | N/A | N/A | N/A | N/A | N/A | N/A | N/A | N/A | N/A | N/A | N/A | N/A | N/A | N/A | N/A | - | - | N/A | N/A | N/A | N/A | N/A | N/A | N/A | N/A | N/A | N/A | N/A | N/A | N/A | N/A | N/A | N/A | N/A | N/A | N/A | N/A | N/A | N/A | N/A | N/A | N/A | N/A | 70 | N/A | N/A | N/A | N/A | N/A | N/A | N/A | 981 | 1512 | 4045 | N/A | N/A | N/A | 0 | 0 | 0 | N/A | N/A | N/A | N/A | N/A | N/A | - | - | - | N/A | N/A | N/A | - | - | - | N/A | No | - | - | - | - | - | - | N/A | 2.5 | -
[Unitary Single-Duct] GEMS (Air Conditioners up to 65kW) Determination 2019 | MEPS 2019 | AS/NZS 3823.1.5:2015 | DCP26EB |  | N/A | DIMPLEX | N/A | Non Ducted | Portable | N/A | N/A | N/A | China | 1.04 | N/A | 2.6 | N/A | N/A | N/A | N/A | N/A | - | - | Calorimeter Room | 2.5394 | - | N/A | N/A | N/A | N/A | N/A | N/A | N/A | N/A | N/A | N/A | N/A | N/A | N/A | N/A | N/A | N/A | N/A | N/A | Calorimeter Room | Single | R290 | Australia,Fiji,New Zealand | 163405 | 2029-07-22 |  | Approved | Cooling Only | N/A | N/A | Class 4 | N/A | N/A | N/A | N/A | N/A | N/A | N/A | N/A | Available | N/A | N/A |  | http://www.dimplex.co.nz | N/A |  |  | AAC8365 | No | N/A | N/A | N/A | N/A | 2600 | 1.04 | N/A | N/A | N/A | N/A | N/A | N/A | N/A | N/A | N/A | N/A | N/A | N/A | N/A | N/A | N/A | - | - | N/A | N/A | N/A | N/A | N/A | N/A | N/A | N/A | N/A | N/A | N/A | N/A | N/A | N/A | N/A | N/A | N/A | N/A | N/A | N/A | N/A | N/A | N/A | N/A | N/A | N/A | 64.8 | N/A | N/A | N/A | N/A | N/A | N/A | N/A | 567 | 874 | 2337 | N/A | N/A | N/A | 0 | 0 | 0 | N/A | N/A | N/A | N/A | N/A | N/A | - | - | - | N/A | N/A | N/A | - | - | - | N/A | No | - | - | - | - | - | - | N/A | 2.5 | -
[Unitary Single-Duct] GEMS (Air Conditioners up to 65kW) Determination 2019 | MEPS 2019 | AS/NZS 3823.1.5:2015 | DCP33EB |  | N/A | DIMPLEX | N/A | Non Ducted | Portable | N/A | N/A | N/A | China | 1.4 | N/A | 3.5 | N/A | N/A | N/A | N/A | N/A | - | - | Calorimeter Room | 2.5671 | - | N/A | N/A | N/A | N/A | N/A | N/A | N/A | N/A | N/A | N/A | N/A | N/A | N/A | N/A | N/A | N/A | N/A | N/A | Calorimeter Room | Single | R290 | Australia,Fiji,New Zealand | 163411 | 2029-07-22 |  | Approved | Cooling Only | N/A | N/A | Class 4 | N/A | N/A | N/A | N/A | N/A | N/A | N/A | N/A | Available | N/A | N/A |  | http://www.dimplex.co.nz | N/A |  |  | AAC8366 | No | N/A | N/A | N/A | N/A | 3500 | 1.4 | N/A | N/A | N/A | N/A | N/A | N/A | N/A | N/A | N/A | N/A | N/A | N/A | N/A | N/A | N/A | - | - | N/A | N/A | N/A | N/A | N/A | N/A | N/A | N/A | N/A | N/A | N/A | N/A | N/A | N/A | N/A | N/A | N/A | N/A | N/A | N/A | N/A | N/A | N/A | N/A | N/A | N/A | 64.9 | N/A | N/A | N/A | N/A | N/A | N/A | N/A | 763 | 1176 | 3146 | N/A | N/A | N/A | 0 | 0 | 0 | N/A | N/A | N/A | N/A | N/A | N/A | - | - | - | N/A | N/A | N/A | - | - | - | N/A | No | - | - | - | - | - | - | N/A | 2.5 | -
[Unitary Single-Duct] GEMS (Air Conditioners up to 65kW) Determination 2019 | MEPS 2019 | AS/NZS 3823.1.5:2015 | DCP7W |  | N/A | DIMPLEX | N/A | Non Ducted | Portable | N/A | N/A | N/A | China | 0.756 | N/A | 1.93 | N/A | N/A | N/A | N/A | N/A | - | - | Calorimeter Room | 2.8933 | - | N/A | N/A | N/A | N/A | N/A | N/A | N/A | N/A | N/A | N/A | N/A | N/A | N/A | N/A | N/A | N/A | N/A | N/A | Calorimeter Room | Single | R290 | Australia,Fiji,New Zealand | 139348 | 2026-06-29 |  | Approved | Cooling Only | N/A | N/A | Class 4 | N/A | N/A | N/A | N/A | N/A | N/A | N/A | N/A | Available | N/A | N/A | http://www.midea.com.cn | http://www.dimplex.co.nz | N/A |  |  | AAC6117 | No | N/A | N/A | N/A | N/A | 1930 | 0.756 | N/A | N/A | N/A | N/A | N/A | N/A | N/A | N/A | N/A | N/A | N/A | N/A | N/A | N/A | N/A | - | - | N/A | N/A | N/A | N/A | N/A | N/A | N/A | N/A | N/A | N/A | N/A | N/A | N/A | N/A | N/A | N/A | N/A | N/A | N/A | N/A | N/A | N/A | N/A | N/A | N/A | N/A | 62 | N/A | N/A | N/A | N/A | N/A | N/A | N/A | 412 | 635 | 1699 | N/A | N/A | N/A | 0 | 0 | 0 | N/A | N/A | N/A | N/A | N/A | N/A | - | - | - | N/A | N/A | N/A | - | - | - | N/A | No | - | - | - | - | - | - | N/A | 2.5529 | -
[Unitary Single-Duct] GEMS (Air Conditioners up to 65kW) Determination 2019 | MEPS 2019 | AS/NZS 3823.1.5:2015 | DCP9 |  | N/A | DIMPLEX | N/A | Non Ducted | Portable | N/A | N/A | N/A | China | 1 | N/A | 2.56 | N/A | N/A | N/A | N/A | N/A | 0 | 0 | Calorimeter Room | 2.609 | 0 | N/A | N/A | N/A | N/A | N/A | N/A | N/A | N/A | N/A | N/A | N/A | N/A | N/A | N/A | N/A | N/A | N/A | N/A | Calorimeter Room | Single | R290 | Australia,Fiji,New Zealand | 129724 | 2025-06-22 |  | Approved | Cooling Only | N/A | N/A | Class 4 | N/A | N/A | N/A | N/A | N/A | N/A | N/A | N/A | Available | N/A | N/A | http://www.midea.com.cn | http://www.dimplex.co.nz | N/A |  |  | AAC4934 | No | N/A | N/A | N/A | N/A | 2560 | 1 | N/A | N/A | N/A | N/A | N/A | N/A | N/A | N/A | N/A | N/A | N/A | N/A | N/A | N/A | N/A | 0 | 0 | N/A | N/A | N/A | N/A | N/A | N/A | N/A | N/A | N/A | N/A | N/A | N/A | N/A | N/A | N/A | N/A | N/A | N/A | N/A | N/A | N/A | N/A | N/A | N/A | N/A | N/A | 63 | N/A | N/A | N/A | N/A | N/A | N/A | N/A | 545 | 840 | 2247 | N/A | N/A | N/A | 0 | 0 | 0 | N/A | N/A | N/A | N/A | N/A | N/A | 0 | 0 | 0 | N/A | N/A | N/A | 0 | 0 | 0 | N/A | No | 0 | 0 | 0 | 0 | 0 | 0 | N/A | 2.56 | 0
[Unitary Single-Duct] GEMS (Air Conditioners up to 65kW) Determination 2019 | MEPS 2019 | AS/NZS 3823.1.5:2015 | DCP9 | DCP9 | N/A | DIMPLEX | 0.15 | Non Ducted | Portable | N/A | Air | Air | China | 1 | 1.45 | 2.6 | N/A | N/A | N/A | N/A | N/A | - | - | Calorimeter Room | 2.612 | - | N/A | N/A | N/A | 1.1 | N/A | N/A | N/A | N/A | N/A | N/A | 3.231 | N/A | N/A | N/A | 1.9621 | N/A | 1.5 | N/A | Calorimeter Room | Single | R290 | Australia,Fiji,New Zealand | 162217 | 2029-07-18 |  | Approved | Cooling Only | N/A | N/A | Class 4 | N/A | N/A | N/A | N/A | N/A | N/A | N/A | 3.2544 | Available | N/A | N/A |  | http://www.dimplex.co.nz | N/A | https://reg.energyrating.gov.au/static/common/images/star_ratings_2014/Blue_EnergyStarRating_1.5_Star.eps | https://reg.energyrating.gov.au/static/common/images/star_ratings_2014/Blue_EnergyStarRating_1.5_Star.png | AAC8359 | No | N/A | N/A | N/A | N/A | 2600 | 1 | N/A | N/A | N/A | N/A | N/A | N/A | Yes | 730 | 2900 | N/A | N/A | N/A | N/A | N/A | N/A | - | - | N/A | N/A | N/A | N/A | N/A | N/A | N/A | N/A | N/A | 640 | 1800 | N/A | N/A | N/A | N/A | N/A | N/A | N/A | N/A | N/A | N/A | N/A | N/A | N/A | N/A | N/A | 64.9 | 62.81 | 3.33 | 3.318 | 3.534 | 3.9 | 3.694 | 3.715 | 545 | 840 | 2247 | 503 | 626 | 1361 | 0 | 0 | 0 | 2.605 | 2.783 | 2.921 | 2.694 | 2.886 | 2.964 | - | - | - | 396 | 212 | 46 | - | - | - | N/A | No | - | - | - | - | - | - | 1.7 | 2.6 | -
[Unitary Single-Duct] GEMS (Air Conditioners up to 65kW) Determination 2019 | MEPS 2019 | AS/NZS 3823.1.5:2015 | DCP9BW | DCP9 | N/A | DIMPLEX | 0.15 | Non Ducted | Portable | N/A | Air | Air | China | 1 | 1.45 | 2.6 | N/A | N/A | N/A | N/A | N/A | - | - | Calorimeter Room | 2.612 | - | N/A | N/A | N/A | 1.1 | N/A | N/A | N/A | N/A | N/A | N/A | 3.231 | N/A | N/A | N/A | 1.9621 | N/A | 1.5 | N/A | Calorimeter Room | Single | R290 | Australia,Fiji,New Zealand | 162217 | 2029-07-18 |  | Approved | Cooling Only | N/A | N/A | Class 4 | N/A | N/A | N/A | N/A | N/A | N/A | N/A | 3.2544 | Available | N/A | N/A |  | http://www.dimplex.co.nz | N/A | https://reg.energyrating.gov.au/static/common/images/star_ratings_2014/Blue_EnergyStarRating_1.5_Star.eps | https://reg.energyrating.gov.au/static/common/images/star_ratings_2014/Blue_EnergyStarRating_1.5_Star.png | AAC8359 | No | N/A | N/A | N/A | N/A | 2600 | 1 | N/A | N/A | N/A | N/A | N/A | N/A | Yes | 730 | 2900 | N/A | N/A | N/A | N/A | N/A | N/A | - | - | N/A | N/A | N/A | N/A | N/A | N/A | N/A | N/A | N/A | 640 | 1800 | N/A | N/A | N/A | N/A | N/A | N/A | N/A | N/A | N/A | N/A | N/A | N/A | N/A | N/A | N/A | 64.9 | 62.81 | 3.33 | 3.318 | 3.534 | 3.9 | 3.694 | 3.715 | 545 | 840 | 2247 | 503 | 626 | 1361 | 0 | 0 | 0 | 2.605 | 2.783 | 2.921 | 2.694 | 2.886 | 2.964 | - | - | - | 396 | 212 | 46 | - | - | - | N/A | No | - | - | - | - | - | - | 1.7 | 2.6 | -
[Unitary Single-Duct] GEMS (Air Conditioners up to 65kW) Determination 2019 | MEPS 2019 | AS/NZS 3823.1.5:2015 | DCP9C | DCP9 | N/A | DIMPLEX | 0.15 | Non Ducted | Portable | N/A | Air | Air | China | 1 | 1.45 | 2.6 | N/A | N/A | N/A | N/A | N/A | - | - | Calorimeter Room | 2.612 | - | N/A | N/A | N/A | 1.1 | N/A | N/A | N/A | N/A | N/A | N/A | 3.231 | N/A | N/A | N/A | 1.9621 | N/A | 1.5 | N/A | Calorimeter Room | Single | R290 | Australia,Fiji,New Zealand | 162217 | 2029-07-18 |  | Approved | Cooling Only | N/A | N/A | Class 4 | N/A | N/A | N/A | N/A | N/A | N/A | N/A | 3.2544 | Available | N/A | N/A |  | http://www.dimplex.co.nz | N/A | https://reg.energyrating.gov.au/static/common/images/star_ratings_2014/Blue_EnergyStarRating_1.5_Star.eps | https://reg.energyrating.gov.au/static/common/images/star_ratings_2014/Blue_EnergyStarRating_1.5_Star.png | AAC8359 | No | N/A | N/A | N/A | N/A | 2600 | 1 | N/A | N/A | N/A | N/A | N/A | N/A | Yes | 730 | 2900 | N/A | N/A | N/A | N/A | N/A | N/A | - | - | N/A | N/A | N/A | N/A | N/A | N/A | N/A | N/A | N/A | 640 | 1800 | N/A | N/A | N/A | N/A | N/A | N/A | N/A | N/A | N/A | N/A | N/A | N/A | N/A | N/A | N/A | 64.9 | 62.81 | 3.33 | 3.318 | 3.534 | 3.9 | 3.694 | 3.715 | 545 | 840 | 2247 | 503 | 626 | 1361 | 0 | 0 | 0 | 2.605 | 2.783 | 2.921 | 2.694 | 2.886 | 2.964 | - | - | - | 396 | 212 | 46 | - | - | - | N/A | No | - | - | - | - | - | - | 1.7 | 2.6 | -
[Unitary Single-Duct] GEMS (Air Conditioners up to 65kW) Determination 2019 | MEPS 2019 | AS/NZS 3823.1.5:2015 | DCP9WT |  | N/A | DIMPLEX | N/A | Non Ducted | Portable | N/A | N/A | N/A | China | 1 | N/A | 2.6 | N/A | N/A | N/A | N/A | N/A | - | - | Calorimeter Room | 2.6796 | - | N/A | N/A | N/A | N/A | N/A | N/A | N/A | N/A | N/A | N/A | N/A | N/A | N/A | N/A | N/A | N/A | N/A | N/A | Calorimeter Room | Single | R290 | Australia,Fiji,New Zealand | 147227 | 2027-05-24 |  | Approved | Cooling Only | N/A | N/A | Class 4 | N/A | N/A | N/A | N/A | N/A | N/A | N/A | N/A | Available | N/A | N/A |  | http://www.dimplex.co.nz | N/A |  |  | AAC6727 | No | N/A | N/A | N/A | N/A | 2600 | 1 | N/A | N/A | N/A | N/A | N/A | N/A | N/A | N/A | N/A | N/A | N/A | N/A | N/A | N/A | N/A | - | - | N/A | N/A | N/A | N/A | N/A | N/A | N/A | N/A | N/A | N/A | N/A | N/A | N/A | N/A | N/A | N/A | N/A | N/A | N/A | N/A | N/A | N/A | N/A | N/A | N/A | N/A | 64.6 | N/A | N/A | N/A | N/A | N/A | N/A | N/A | 545 | 840 | 2247 | N/A | N/A | N/A | 0 | 0 | 0 | N/A | N/A | N/A | N/A | N/A | N/A | - | - | - | N/A | N/A | N/A | - | - | - | N/A | No | - | - | - | - | - | - | N/A | 2.6 | -
[Unitary Single-Duct] GEMS (Air Conditioners up to 65kW) Determination 2019 | MEPS 2019 | AS/NZS 3823.1.5:2015 | DCPAC07C |  | N/A | DIMPLEX | N/A | Non Ducted | Portable | N/A | N/A | N/A | China | 0.78 | N/A | 2.05 | N/A | N/A | N/A | N/A | N/A | 0 | 0 | Calorimeter Room | 2.6577 | 0 | N/A | N/A | N/A | N/A | N/A | N/A | N/A | N/A | N/A | N/A | N/A | N/A | N/A | N/A | N/A | N/A | N/A | N/A | Calorimeter Room | Single | R290 | Australia,Fiji,New Zealand | 131135 | 2025-07-29 |  | Approved | Cooling Only | N/A | N/A | Class 4 | N/A | N/A | N/A | N/A | N/A | N/A | N/A | N/A | Available | N/A | N/A |  | http://www.dimplex.co.nz | N/A |  |  | AAC5063 | No | N/A | N/A | N/A | N/A | 2050 | 0.78 | N/A | N/A | N/A | N/A | N/A | N/A | N/A | N/A | N/A | N/A | N/A | N/A | N/A | N/A | N/A | 0 | 0 | N/A | N/A | N/A | N/A | N/A | N/A | N/A | N/A | N/A | N/A | N/A | N/A | N/A | N/A | N/A | N/A | N/A | N/A | N/A | N/A | N/A | N/A | N/A | N/A | N/A | N/A | 64 | N/A | N/A | N/A | N/A | N/A | N/A | N/A | 425 | 655 | 1753 | N/A | N/A | N/A | 0 | 0 | 0 | N/A | N/A | N/A | N/A | N/A | N/A | 0 | 0 | 0 | N/A | N/A | N/A | 0 | 0 | 0 | N/A | No | 0 | 0 | 0 | 0 | 0 | 0 | N/A | 2.6282 | 0
[Unitary Single-Duct] GEMS (Air Conditioners up to 65kW) Determination 2019 | MEPS 2019 | AS/NZS 3823.1.5:2015 | DCPAC09C |  | N/A | DIMPLEX | N/A | Non Ducted | Portable | N/A | N/A | N/A | China | 1 | N/A | 2.6 | N/A | N/A | N/A | N/A | N/A | 0 | 0 | Calorimeter Room | 2.6272 | 0 | N/A | N/A | N/A | N/A | N/A | N/A | N/A | N/A | N/A | N/A | N/A | N/A | N/A | N/A | N/A | N/A | N/A | N/A | Calorimeter Room | Single | R290 | Australia,Fiji,New Zealand | 130766 | 2025-07-20 |  | Approved | Cooling Only | N/A | N/A | Class 4 | N/A | N/A | N/A | N/A | N/A | N/A | N/A | N/A | Available | N/A | N/A |  | http://www.dimplex.co.nz | N/A |  |  | AAC5028 | No | N/A | N/A | N/A | N/A | 2600 | 1 | N/A | N/A | N/A | N/A | N/A | N/A | N/A | N/A | N/A | N/A | N/A | N/A | N/A | N/A | N/A | 0 | 0 | N/A | N/A | N/A | N/A | N/A | N/A | N/A | N/A | N/A | N/A | N/A | N/A | N/A | N/A | N/A | N/A | N/A | N/A | N/A | N/A | N/A | N/A | N/A | N/A | N/A | N/A | 65 | N/A | N/A | N/A | N/A | N/A | N/A | N/A | 545 | 840 | 2247 | N/A | N/A | N/A | 0 | 0 | 0 | N/A | N/A | N/A | N/A | N/A | N/A | 0 | 0 | 0 | N/A | N/A | N/A | 0 | 0 | 0 | N/A | No | 0 | 0 | 0 | 0 | 0 | 0 | N/A | 2.6 | 0
[Unitary Single-Duct] (Air Conditioners up to 65kW) EE Regulations 2020 Schedule 2A | MEPS 2019 | AS/NZS 3823.1.5:2015 | DPRC20ECO-A |  | N/A | Dimplex | N/A | Non Ducted | Portable | N/A | N/A | N/A | China | 0.78 | N/A | 2.05 | N/A | N/A | N/A | N/A | N/A | 0.695 | 1.77 | Calorimeter Room | 2.6477 | 2.5673 | N/A | N/A | N/A | N/A | N/A | N/A | N/A | N/A | N/A | N/A | N/A | N/A | N/A | N/A | N/A | N/A | N/A | N/A | Calorimeter Room | Single | R290 | New Zealand | 149060 | 2122-07-23 |  | Approved | Reverse Cycle | N/A | N/A | Class 4 | N/A | N/A | N/A | N/A | N/A | N/A | N/A | N/A | Available | N/A | N/A |  |  | N/A |  |  | ZAC0782 | No | N/A | N/A | N/A | N/A | 2050 | 0.78 | N/A | N/A | N/A | N/A | N/A | N/A | N/A | N/A | N/A | N/A | N/A | N/A | N/A | N/A | N/A | 1770 | 0.695 | N/A | N/A | N/A | N/A | N/A | N/A | N/A | N/A | N/A | N/A | N/A | N/A | N/A | N/A | N/A | N/A | N/A | N/A | N/A | N/A | N/A | N/A | N/A | N/A | N/A | N/A | 63.1 | N/A | N/A | N/A | N/A | N/A | N/A | N/A | 425 | 655 | 1753 | N/A | N/A | N/A | 0 | 0 | 0 | N/A | N/A | N/A | N/A | N/A | N/A | 1849 | 897 | 193 | N/A | N/A | N/A | 0 | 0 | 0 | N/A | No | - | - | - | - | - | - | N/A | 2.6282 | 2.5468
[Unitary Single-Duct] (Air Conditioners up to 65kW) EE Regulations 2020 Schedule 2A | MEPS 2019 | AS/NZS 3823.1.5:2015 | DPRC26ECO-A |  | N/A | Dimplex | N/A | Non Ducted | Portable | N/A | N/A | N/A | China | 1.005 | N/A | 2.637 | N/A | N/A | N/A | N/A | N/A | 0.835 | 2.14 | Calorimeter Room | 2.6327 | 2.5764 | N/A | N/A | N/A | N/A | N/A | N/A | N/A | N/A | N/A | N/A | N/A | N/A | N/A | N/A | N/A | N/A | N/A | N/A | Calorimeter Room | Single | R290 | New Zealand | 149061 | 2122-07-23 |  | Approved | Reverse Cycle | N/A | N/A | Class 4 | N/A | N/A | N/A | N/A | N/A | N/A | N/A | N/A | Available | N/A | N/A |  |  | N/A |  |  | ZAC0783 | No | N/A | N/A | N/A | N/A | 2637 | 1.005 | N/A | N/A | N/A | N/A | N/A | N/A | N/A | N/A | N/A | N/A | N/A | N/A | N/A | N/A | N/A | 2140 | 0.835 | N/A | N/A | N/A | N/A | N/A | N/A | N/A | N/A | N/A | N/A | N/A | N/A | N/A | N/A | N/A | N/A | N/A | N/A | N/A | N/A | N/A | N/A | N/A | N/A | N/A | N/A | 63.5 | N/A | N/A | N/A | N/A | N/A | N/A | N/A | 548 | 844 | 2258 | N/A | N/A | N/A | 0 | 0 | 0 | N/A | N/A | N/A | N/A | N/A | N/A | 2221 | 1078 | 231 | N/A | N/A | N/A | 0 | 0 | 0 | N/A | No | - | - | - | - | - | - | N/A | 2.6239 | 2.5629
[Unitary Single-Duct] (Air Conditioners up to 65kW) EE Regulations 2020 Schedule 2A | MEPS 2019 | AS/NZS 3823.1.5:2015 | DPRC29ECO-B |  | N/A | Dimplex | N/A | Non Ducted | Portable | N/A | N/A | N/A | China | 1.115 | N/A | 2.93 | N/A | N/A | N/A | N/A | N/A | 0.97 | 2.49 | Calorimeter Room | 2.6367 | 2.577 | N/A | N/A | N/A | N/A | N/A | N/A | N/A | N/A | N/A | N/A | N/A | N/A | N/A | N/A | N/A | N/A | N/A | N/A | Calorimeter Room | Single | R290 | New Zealand | 149063 | 2122-07-23 |  | Approved | Reverse Cycle | N/A | N/A | Class 4 | N/A | N/A | N/A | N/A | N/A | N/A | N/A | N/A | Available | N/A | N/A |  |  | N/A |  |  | ZAC0784 | No | N/A | N/A | N/A | N/A | 2930 | 1.115 | N/A | N/A | N/A | N/A | N/A | N/A | N/A | N/A | N/A | N/A | N/A | N/A | N/A | N/A | N/A | 2490 | 0.97 | N/A | N/A | N/A | N/A | N/A | N/A | N/A | N/A | N/A | N/A | N/A | N/A | N/A | N/A | N/A | N/A | N/A | N/A | N/A | N/A | N/A | N/A | N/A | N/A | N/A | N/A | 63.8 | N/A | N/A | N/A | N/A | N/A | N/A | N/A | 608 | 937 | 2505 | N/A | N/A | N/A | 0 | 0 | 0 | N/A | N/A | N/A | N/A | N/A | N/A | 2580 | 1252 | 269 | N/A | N/A | N/A | 0 | 0 | 0 | N/A | No | - | - | - | - | - | - | N/A | 2.6278 | 2.567
[Unitary Single-Duct] (Air Conditioners up to 65kW) EE Regulations 2020 Schedule 2A | MEPS 2019 | AS/NZS 3823.1.5:2015 | DPRC35ECO |  | N/A | Dimplex | N/A | Non Ducted | Portable | N/A | N/A | N/A | China | 1.28 | N/A | 3.25 | N/A | N/A | N/A | N/A | N/A | 0.99 | 2.81 | Calorimeter Room | 2.7531 | 3.1274 | N/A | N/A | N/A | N/A | N/A | N/A | N/A | N/A | N/A | N/A | N/A | N/A | N/A | N/A | N/A | N/A | N/A | N/A | Calorimeter Room | Single | R290 | New Zealand | 147214 | 2122-04-30 |  | Approved | Reverse Cycle | N/A | N/A | Class 4 | N/A | N/A | N/A | N/A | N/A | N/A | N/A | N/A | Available | N/A | N/A |  |  | N/A |  |  | ZAC0772 | No | N/A | N/A | N/A | N/A | 3250 | 1.28 | N/A | N/A | N/A | N/A | N/A | N/A | N/A | N/A | N/A | N/A | N/A | N/A | N/A | N/A | N/A | 2810 | 0.99 | N/A | N/A | N/A | N/A | N/A | N/A | N/A | N/A | N/A | N/A | N/A | N/A | N/A | N/A | N/A | N/A | N/A | N/A | N/A | N/A | N/A | N/A | N/A | N/A | N/A | N/A | 64.5 | N/A | N/A | N/A | N/A | N/A | N/A | N/A | 698 | 1075 | 2876 | N/A | N/A | N/A | 0 | 0 | 0 | N/A | N/A | N/A | N/A | N/A | N/A | 2633 | 1278 | 274 | N/A | N/A | N/A | 0 | 0 | 0 | N/A | No | - | - | - | - | - | - | N/A | 2.5391 | 2.8384
[Unitary Single-Duct] (Air Conditioners up to 65kW) EE Regulations 2020 Schedule 2A | MEPS 2019 | AS/NZS 3823.1.5:2015 | DPRC40-U |  | N/A | Dimplex | N/A | Non Ducted | Portable | N/A | N/A | N/A | China | 1.535 | N/A | 4 | N/A | N/A | N/A | N/A | N/A | 1.29 | 4 | Calorimeter Room | 2.6119 | 3.1067 | N/A | N/A | N/A | N/A | N/A | N/A | N/A | N/A | N/A | N/A | N/A | N/A | N/A | N/A | N/A | N/A | N/A | N/A | Calorimeter Room | Single | R290 | New Zealand | 133491 | 2120-11-05 |  | Approved | Reverse Cycle | N/A | N/A | Class 4 | N/A | N/A | N/A | N/A | N/A | N/A | N/A | N/A | Available | N/A | N/A |  |  | N/A |  |  | ZAC0709 | No | N/A | N/A | N/A | N/A | 4000 | 1.535 | N/A | N/A | N/A | N/A | N/A | N/A | N/A | N/A | N/A | N/A | N/A | N/A | N/A | N/A | N/A | 4000 | 1.29 | N/A | N/A | N/A | N/A | N/A | N/A | N/A | N/A | N/A | N/A | N/A | N/A | N/A | N/A | N/A | N/A | N/A | N/A | N/A | N/A | N/A | N/A | N/A | N/A | N/A | N/A | 64.6 | N/A | N/A | N/A | N/A | N/A | N/A | N/A | 837 | 1289 | 3449 | N/A | N/A | N/A | 0 | 0 | 0 | N/A | N/A | N/A | N/A | N/A | N/A | 3431 | 1665 | 357 | N/A | N/A | N/A | 0 | 0 | 0 | N/A | No | - | - | - | - | - | - | N/A | 2.6059 | 3.1008
[Unitary Single-Duct] (Air Conditioners up to 65kW) EE Regulations 2020 Schedule 2A | MEPS 2019 | AS/NZS 3823.1.5:2015 | DPRC41ECO-C |  | N/A | Dimplex | N/A | Non Ducted | Portable | N/A | N/A | N/A | China | 1.56 | N/A | 4.1 | N/A | N/A | N/A | N/A | N/A | 1.32 | 3.37 | Calorimeter Room | 2.6401 | 2.5623 | N/A | N/A | N/A | N/A | N/A | N/A | N/A | N/A | N/A | N/A | N/A | N/A | N/A | N/A | N/A | N/A | N/A | N/A | Calorimeter Room | Single | R290 | New Zealand | 149094 | 2122-07-24 |  | Approved | Reverse Cycle | N/A | N/A | Class 4 | N/A | N/A | N/A | N/A | N/A | N/A | N/A | N/A | Available | N/A | N/A |  |  | N/A |  |  | ZAC0785 | No | N/A | N/A | N/A | N/A | 4100 | 1.56 | N/A | N/A | N/A | N/A | N/A | N/A | N/A | N/A | N/A | N/A | N/A | N/A | N/A | N/A | N/A | 3370 | 1.32 | N/A | N/A | N/A | N/A | N/A | N/A | N/A | N/A | N/A | N/A | N/A | N/A | N/A | N/A | N/A | N/A | N/A | N/A | N/A | N/A | N/A | N/A | N/A | N/A | N/A | N/A | 64.2 | N/A | N/A | N/A | N/A | N/A | N/A | N/A | 850 | 1310 | 3505 | N/A | N/A | N/A | 0 | 0 | 0 | N/A | N/A | N/A | N/A | N/A | N/A | 3511 | 1704 | 366 | N/A | N/A | N/A | 0 | 0 | 0 | N/A | No | - | - | - | - | - | - | N/A | 2.6282 | 2.553
[Unitary Single-Duct] GEMS (Air Conditioners up to 65kW) Determination 2019 | MEPS 2019 | AS/NZS 3823.1.5:2015 | EWTP9 |  | N/A | DIMPLEX | N/A | Non Ducted | Portable | N/A | N/A | N/A | China | 1 | N/A | 2.6 | N/A | N/A | N/A | N/A | N/A | - | - | Calorimeter Room | 2.5567 | - | N/A | N/A | N/A | N/A | N/A | N/A | N/A | N/A | N/A | N/A | N/A | N/A | N/A | N/A | N/A | N/A | N/A | N/A | Calorimeter Room | Single | R290 | Australia,Fiji,New Zealand | 146946 | 2027-05-12 |  | Approved | Cooling Only | N/A | N/A | Class 4 | N/A | N/A | N/A | N/A | N/A | N/A | N/A | N/A | Available | N/A | N/A |  | http://www.dimplex.co.nz | N/A |  |  | AAC6693 | No | N/A | N/A | N/A | N/A | 2600 | 1 | N/A | N/A | N/A | N/A | N/A | N/A | N/A | N/A | N/A | N/A | N/A | N/A | N/A | N/A | N/A | - | - | N/A | N/A | N/A | N/A | N/A | N/A | N/A | N/A | N/A | N/A | N/A | N/A | N/A | N/A | N/A | N/A | N/A | N/A | N/A | N/A | N/A | N/A | N/A | N/A | N/A | N/A | 64.4 | N/A | N/A | N/A | N/A | N/A | N/A | N/A | 545 | 840 | 2247 | N/A | N/A | N/A | 0 | 0 | 0 | N/A | N/A | N/A | N/A | N/A | N/A | - | - | - | N/A | N/A | N/A | - | - | - | N/A | No | - | - | - | - | - | - | N/A | 2.6 | -
[Unitary Single-Duct] (Air Conditioners up to 65kW) EE Regulations 2020 Schedule 2A | MEPS 2019 | AS/NZS 3823.1.5:2015 | GDPAC32RC |  | N/A | Dimplex | N/A | Non Ducted | Portable | N/A | N/A | N/A | China | 1.23 | N/A | 3.3 | N/A | N/A | N/A | N/A | N/A | 1.035 | 2.9 | Calorimeter Room | 2.7139 | 2.9091 | N/A | N/A | N/A | N/A | N/A | N/A | N/A | N/A | N/A | N/A | N/A | N/A | N/A | N/A | N/A | N/A | N/A | N/A | Calorimeter Room | Single | R290 | New Zealand | 132229 | 2120-09-11 |  | Approved | Reverse Cycle | N/A | N/A | Class 4 | N/A | N/A | N/A | N/A | N/A | N/A | N/A | N/A | Available | N/A | N/A |  |  | N/A |  |  | ZAC0697 | No | N/A | N/A | N/A | N/A | 3300 | 1.23 | N/A | N/A | N/A | N/A | N/A | N/A | N/A | N/A | N/A | N/A | N/A | N/A | N/A | N/A | N/A | 2900 | 1.035 | N/A | N/A | N/A | N/A | N/A | N/A | N/A | N/A | N/A | N/A | N/A | N/A | N/A | N/A | N/A | N/A | N/A | N/A | N/A | N/A | N/A | N/A | N/A | N/A | N/A | N/A | 63.7 | N/A | N/A | N/A | N/A | N/A | N/A | N/A | 670 | 1033 | 2764 | N/A | N/A | N/A | 0 | 0 | 0 | N/A | N/A | N/A | N/A | N/A | N/A | 2753 | 1336 | 287 | N/A | N/A | N/A | 0 | 0 | 0 | N/A | No | 0 | 0 | 0 | 0 | 0 | 0 | N/A | 2.6829 | 2.8019
[SEER Non Multi-Split <=65kW] GEMS (Air Conditioners up to 65kW) Determination 2019 | MEPS 2019 | AS/NZS 3823.1.1:2012 | ISR-26P-OUT/ISR-26P-IND |  | N/A | Domain | N/A | Non Ducted | Single Split System | Wall Hung | Air | Air | China | 0.595 | N/A | 2.64 | N/A | N/A | N/A | N/A | N/A | 0.985 | 4.05 | Calorimeter Room | 4.3349 | 3.8501 | N/A | - | N/A | N/A | N/A | N/A | N/A | N/A | N/A | N/A | N/A | N/A | N/A | N/A | N/A | N/A | N/A | N/A | N/A | Single | R32 | Australia,Fiji,New Zealand | 157709 | 2028-12-09 |  | Approved | Reverse Cycle | N/A | Yes | Class 8 | Yes | N/A | N/A | N/A | N/A | N/A | N/A | N/A | Available | N/A | N/A |  | http://www.domainappliances.com.au | N/A |  |  | AAC7943 | Yes | Variable output compressor | Inverter | No | - | 2640 | 0.595 | - | 445 | 1450 | No | - | - | - | 543.83 | 2843.28 | Yes | 170 | 1280 | No | - | - | 4050 | 0.985 | 345 | 1930 | No | - | - | No | - | - | - | 1450 | 3500 | No | - | - | - | - | - | - | - | - | No | - | - | No | - | - | 47.19 | 57.7 | 7.694 | 7.472 | 11.119 | -2.057 | -16.853 | -8.091 | 87 | 139 | 301 | -947 | -143 | -621 | 6 | 5.5 | 9.5 | 3.575 | 4.201 | 5.101 | 4.02 | 4.602 | 5.145 | 1488 | 534 | 77 | 452 | 229 | 49 | 2 | 2.5 | 3.5 | No | - | - | - | - | N/A | N/A | N/A | 4 | 4.3384 | 4.056
[SEER Non Multi-Split <=65kW] GEMS (Air Conditioners up to 65kW) Determination 2019 | MEPS 2019 | AS/NZS 3823.1.1:2012 | ISR-35P-OUT/ISR-35P-IND |  | N/A | Domain | N/A | Non Ducted | Single Split System | Wall Hung | Air | Air | China | 0.8 | N/A | 3.5 | N/A | N/A | N/A | N/A | N/A | 1.07 | 4.5 | Calorimeter Room | 4.3234 | 4.2021 | N/A | - | N/A | N/A | N/A | N/A | N/A | N/A | N/A | N/A | N/A | N/A | N/A | N/A | N/A | N/A | N/A | N/A | N/A | Single | R32 | Australia | 145563 | 2027-03-27 |  | Approved | Reverse Cycle | N/A | Yes | Class 8 | Yes | N/A | N/A | N/A | N/A | N/A | N/A | N/A | Available | N/A | N/A |  | http://www.domainappliances.com.au | N/A |  |  | AAC6564 | Yes | Variable output compressor | Inverter | No | - | 3500 | 0.8 | - | 390 | 1800 | No | - | - | - | 731.2 | 3769.5 | Yes | 225 | 1700 | No | - | - | 4500 | 1.07 | 420 | 2260 | No | - | - | No | - | - | - | 1590 | 4300 | No | - | - | - | - | - | - | - | - | No | - | - | No | - | - | 47.73 | 59.55 | 6.266 | 6.093 | 7.083 | 22.912 | 11.53 | 10.266 | 148 | 232 | 638 | 103 | 253 | 632 | 4.5 | 4.5 | 5.5 | 3.792 | 4.334 | 4.922 | 4.106 | 4.581 | 4.935 | 1558 | 574 | 87 | 492 | 254 | 56 | 2 | 2.5 | 3 | No | - | - | - | - | N/A | N/A | N/A | 4 | 4.3023 | 4.1531
[SEER Non Multi-Split <=65kW] GEMS (Air Conditioners up to 65kW) Determination 2019 | MEPS 2019 | AS/NZS 3823.1.1:2012 | ISR-52K-OUT/ISR-52K-IND |  | N/A | Domain | N/A | Non Ducted | Single Split System | Wall Hung | Air | Air | China | 1.505 | N/A | 5.25 | N/A | N/A | N/A | N/A | N/A | 1.35 | 5.4 | Calorimeter Room | 3.5006 | 4.0075 | N/A | - | N/A | N/A | N/A | N/A | N/A | N/A | N/A | N/A | N/A | N/A | N/A | N/A | N/A | N/A | N/A | N/A | N/A | Single | R410A | Australia | 129148 | 2025-07-02 |  | Approved | Reverse Cycle | N/A | Yes | Class 9 | Yes | N/A | N/A | Yes | Yes | Yes | N/A | N/A | Available | N/A | N/A | http://hao.tcl.com/ |  | N/A |  |  | AAC4973 | Yes | Variable output compressor | Inverter | No | - | 5250 | 1.505 | - | 605 | 2700 | No | - | - | - | 1375.57 | 5654.25 | No | 552.97 | 2907.9 | No | - | - | 5400 | 1.35 | 495 | 2650 | No | - | - | No | - | - | - | 1595 | 4750 | No | - | - | - | - | - | - | - | - | No | - | - | No | - | - | 48.9 | 60.2 | 4.502 | 4.336 | 4.583 | 5.277 | 4.948 | 4.872 | 323 | 506 | 1496 | 724 | 910 | 2019 | 3 | 2.5 | 3 | 3.749 | 4.308 | 4.907 | 4.072 | 4.561 | 4.922 | 1885 | 686 | 97 | 589 | 300 | 62 | 2 | 2.5 | 3 | No | - | - | - | - | N/A | N/A | N/A | 2 | 3.4728 | 3.9801
[SEER Non Multi-Split <=65kW] GEMS (Air Conditioners up to 65kW) Determination 2019 | MEPS 2019 | AS/NZS 3823.1.1:2012 | ISR-52P-OUT/ISR-52P-IND |  | N/A | Domain | N/A | Non Ducted | Single Split System | Wall Hung | Air | Air | China | 1.4 | N/A | 5.2 | N/A | N/A | N/A | N/A | N/A | 1.2 | 5.2 | Calorimeter Room | 3.6011 | 4.1987 | N/A | - | N/A | N/A | N/A | N/A | N/A | N/A | N/A | N/A | N/A | N/A | N/A | N/A | N/A | N/A | N/A | N/A | N/A | Single | R32 | Australia | 149271 | 2029-06-25 |  | Approved | Reverse Cycle | N/A | Yes | Class 9 | Yes | N/A | N/A | N/A | N/A | N/A | N/A | N/A | Available | N/A | N/A |  | http://www.domainappliances.com.au | N/A |  |  | AAC8311 | Yes | Variable output compressor | Inverter | No | - | 5200 | 1.4 | - | 560 | 2500 | No | - | - | - | 1279.6 | 5600.4 | Yes | 400 | 2600 | No | - | - | 5200 | 1.2 | 510 | 2600 | No | - | - | No | - | - | - | 1810 | 5300 | No | - | - | - | - | - | - | - | - | No | - | - | No | - | - | 49.38 | 61.99 | 5.234 | 5.05 | 5.605 | 8.748 | 7.149 | 6.64 | 268 | 422 | 1203 | 424 | 616 | 1460 | 3.5 | 3.5 | 4 | 3.843 | 4.276 | 4.685 | 4.063 | 4.435 | 4.685 | 1778 | 674 | 106 | 575 | 304 | 68 | 2 | 2.5 | 3 | No | - | - | - | - | N/A | N/A | N/A | 5 | 3.67 | 4.2732
[SEER Non Multi-Split <=65kW] GEMS (Air Conditioners up to 65kW) Determination 2019 | MEPS 2019 | AS/NZS 3823.1.1:2012 | ISR-71K-OUT/ISR-71K-IND |  | N/A | Domain | N/A | Non Ducted | Single Split System | Wall Hung | Air | Air | China | 2.17 | N/A | 7.15 | N/A | N/A | N/A | N/A | N/A | 2.27 | 7.4 | Calorimeter Room | 3.2623 | 3.2515 | N/A | - | N/A | N/A | N/A | N/A | N/A | N/A | N/A | N/A | N/A | N/A | N/A | N/A | N/A | N/A | N/A | N/A | N/A | Single | R410A | Australia | 128593 | 2025-07-02 |  | Approved | Reverse Cycle | N/A | Yes | Class 9 | Yes | N/A | N/A | Yes | Yes | Yes | N/A | N/A | Available | N/A | N/A | http://hao.tcl.com/ |  | N/A |  |  | AAC4977 | Yes | Variable output compressor | Inverter | No | - | 7150 | 2.17 | - | 795 | 3650 | No | - | - | - | 1983.38 | 7700.55 | No | 726.63 | 3931.05 | No | - | - | 7400 | 2.27 | 880 | 3700 | No | - | - | No | - | - | - | 2730 | 7300 | No | - | - | - | - | - | - | - | - | No | - | - | No | - | - | 48.9 | 63.5 | 4.559 | 4.343 | 4.568 | 5.377 | 5.009 | 4.878 | 436 | 690 | 2046 | 969 | 1226 | 2748 | 3 | 2.5 | 3 | 3.238 | 3.562 | 3.868 | 3.401 | 3.676 | 3.864 | 2989 | 1134 | 166 | 963 | 508 | 105 | 1.5 | 2 | 2 | No | - | - | - | - | N/A | N/A | N/A | 2 | 3.2847 | 3.2502
[SEER Non Multi-Split <=65kW] GEMS (Air Conditioners up to 65kW) Determination 2019 | MEPS 2019 | AS/NZS 3823.1.1:2012 | ISR-72P-OUT/ISR-72P-IND |  | N/A | Domain | N/A | Non Ducted | Single Split System | Wall Hung | Air | Air | China | 1.9 | N/A | 7.2 | N/A | N/A | N/A | N/A | N/A | 1.7 | 7.2 | Calorimeter Room | 3.5574 | 4.0042 | N/A | - | N/A | N/A | N/A | N/A | N/A | N/A | N/A | N/A | N/A | N/A | N/A | N/A | N/A | N/A | N/A | N/A | N/A | Single | R32 | Australia | 145564 | 2027-03-21 |  | Approved | Reverse Cycle | N/A | Yes | Class 9 | Yes | N/A | N/A | N/A | N/A | N/A | N/A | N/A | Available | N/A | N/A |  | http://www.domainappliances.com.au | N/A |  |  | AAC6560 | Yes | Variable output compressor | Inverter | No | - | 7200 | 1.9 | - | 750 | 3700 | No | - | - | - | 1736.6 | 7754.4 | Yes | 580 | 3700 | No | - | - | 7200 | 1.7 | 690 | 3700 | No | - | - | No | - | - | - | 2100 | 6200 | No | - | - | - | - | - | - | - | - | No | - | - | No | - | - | 53.68 | 62.97 | 5.205 | 5.013 | 5.432 | 7.37 | 6.444 | 6.104 | 377 | 593 | 1725 | 704 | 952 | 2205 | 3.5 | 3.5 | 3.5 | 3.735 | 4.297 | 4.891 | 4.055 | 4.547 | 4.905 | 2528 | 923 | 136 | 793 | 407 | 87 | 2 | 2.5 | 3 | No | - | - | - | - | N/A | N/A | N/A | 5 | 3.7561 | 4.1936
[SEER Non Multi-Split <=65kW] GEMS (Air Conditioners up to 65kW) Determination 2019 | MEPS 2019 | AS/NZS 3823.1.1:2012 | ISR-85L-OUT/ISR-85L-IND |  | N/A | Domain | N/A | Non Ducted | Single Split System | Wall Hung | Air | Air | China | 2.55 | N/A | 8.45 | N/A | N/A | N/A | N/A | N/A | 2.385 | 8.75 | Calorimeter Room | 3.3279 | 3.6608 | N/A | - | N/A | N/A | N/A | N/A | N/A | N/A | N/A | N/A | N/A | N/A | N/A | N/A | N/A | N/A | N/A | N/A | N/A | Single | R32 | Australia | 131748 | 2025-09-09 |  | Approved | Reverse Cycle | N/A | Yes | Class 9 | Yes | N/A | N/A | Yes | Yes | Yes | N/A | N/A | Available | N/A | N/A | http://hao.tcl.com/ |  | N/A |  |  | AAC5273 | Yes | Variable output compressor | Inverter | No | - | 8450 | 2.55 | - | 940 | 4400 | No | - | - | - | 2330.7 | 9100.65 | No | 859.16 | 4738.8 | No | - | - | 8750 | 2.385 | 905 | 4450 | No | - | - | No | - | - | - | 2795 | 8500 | No | - | - | - | - | - | - | - | - | No | - | - | No | - | - | 50.9 | 62.7 | 4.652 | 4.417 | 4.642 | 5.475 | 5.092 | 4.956 | 506 | 803 | 2381 | 1125 | 1426 | 3197 | 3 | 2.5 | 3 | 3.687 | 4.122 | 4.511 | 3.901 | 4.27 | 4.509 | 3103 | 1158 | 168 | 993 | 517 | 106 | 2 | 2.5 | 3 | No | - | - | - | - | N/A | N/A | N/A | 2 | 3.305 | 3.6584
[SEER Non Multi-Split <=65kW] GEMS (Air Conditioners up to 65kW) Determination 2019 | MEPS 2019 | AS/NZS 3823.1.1:2012 | WAM-16A |  | N/A | Domain | N/A | Non Ducted | Window Wall | - | Air | - | China | 0.5 | N/A | 1.6 | N/A | N/A | N/A | N/A | N/A | - | - | Calorimeter Room | 3.1976 | - | N/A | - | N/A | N/A | N/A | N/A | N/A | N/A | N/A | N/A | N/A | N/A | N/A | N/A | N/A | N/A | N/A | N/A | N/A | Single | R410A | Australia | 128592 | 2025-07-01 |  | Approved | Cooling Only | N/A | No | Class 5 | No | N/A | N/A | N/A | N/A | N/A | N/A | N/A | Available | N/A | N/A | http://hao.tcl.com/ |  | N/A |  |  | AAC4967 | No | - | - | - | - | 1600 | 0.5 | - | - | - | - | - | - | Yes | 480 | 1900 | - | - | - | - | - | - | - | - | - | - | - | - | - | - | - | - | - | - | - | - | - | - | - | - | - | - | - | - | - | - | - | - | - | - | 54.73 | 62.35 | 3.188 | 3.181 | 3.438 | 3.74 | 3.569 | 3.611 | 137 | 207 | 606 | 310 | 382 | 829 | 1.5 | 1.5 | 1.5 | - | - | - | - | - | - | - | - | - | - | - | - | - | - | - | - | - | - | - | - | N/A | N/A | N/A | 1.6 | 3.1658 | -
[SEER Non Multi-Split <=65kW] GEMS (Air Conditioners up to 65kW) Determination 2019 | MEPS 2019 | AS/NZS 3823.1.1:2012 | WAM-17B |  | N/A | Domain | N/A | Non Ducted | Window Wall | - | Air | - | China | 0.52 | N/A | 1.7 | N/A | N/A | N/A | N/A | N/A | - | - | Calorimeter Room | 3.3129 | - | N/A | - | N/A | N/A | N/A | N/A | N/A | N/A | N/A | N/A | N/A | N/A | N/A | N/A | N/A | N/A | N/A | N/A | Calorimeter Room | Single | R32 | Australia | 163002 | 2029-07-02 |  | Approved | Cooling Only | N/A | No | Class 5 | No | N/A | N/A | N/A | N/A | N/A | N/A | N/A | Available | N/A | N/A |  | http://www.domainappliances.com.au | N/A |  |  | AAC8326 | No | - | - | - | - | 1700 | 0.52 | - | - | - | - | - | - | Yes | 460 | 1850 | - | - | - | - | - | - | - | - | - | - | - | - | - | - | - | - | - | - | - | - | - | - | - | - | - | - | - | - | - | - | - | - | - | - | 56.7 | 64.6 | 3.287 | 3.283 | 3.546 | 3.956 | 3.732 | 3.753 | 142 | 214 | 624 | 311 | 389 | 847 | 1.5 | 1.5 | 2 | - | - | - | - | - | - | - | - | - | - | - | - | - | - | - | - | - | - | - | - | N/A | N/A | N/A | 1.6 | 3.2356 | -
[SEER Non Multi-Split <=65kW] GEMS (Air Conditioners up to 65kW) Determination 2019 | MEPS 2019 | AS/NZS 3823.1.1:2012 | WAM-26A |  | N/A | Domain | N/A | Non Ducted | Window Wall | - | Air | Air | China | 0.79 | N/A | 2.6 | N/A | N/A | N/A | N/A | N/A | 0.73 | 2.4 | Calorimeter Room | 3.2904 | 3.2866 | N/A | - | N/A | N/A | N/A | N/A | N/A | N/A | N/A | N/A | N/A | N/A | N/A | N/A | N/A | N/A | N/A | N/A | Calorimeter Room | Single | R410A | Australia | 128591 | 2025-07-02 |  | Approved | Reverse Cycle | N/A | No | Class 5 | No | N/A | N/A | N/A | N/A | N/A | N/A | N/A | Available | N/A | N/A | http://hao.tcl.com/ |  | N/A |  |  | AAC4970 | No | - | - | - | - | 2600 | 0.79 | - | - | - | - | - | - | Yes | 715 | 2800 | - | - | - | - | - | - | 2400 | 0.73 | - | - | - | - | - | - | - | - | - | 600 | 1520 | - | - | - | - | - | - | - | - | - | No | - | - | - | - | - | 51.78 | 59.46 | 3.284 | 3.277 | 3.484 | 3.79 | 3.611 | 3.646 | 218 | 331 | 974 | 498 | 617 | 1336 | 1.5 | 1.5 | 1.5 | 2.329 | 2.518 | 2.754 | 2.469 | 2.664 | 2.801 | 1349 | 522 | 77 | 432 | 229 | 48 | 0.5 | 1 | 1 | - | - | - | - | - | N/A | N/A | N/A | 1.7 | 3.2674 | 3.262
[SEER Non Multi-Split <=65kW] GEMS (Air Conditioners up to 65kW) Determination 2019 | MEPS 2019 | AS/NZS 3823.1.1:2012 | WAM-27B |  | N/A | Domain | N/A | Non Ducted | Window Wall | - | Air | Air | China | 0.82 | N/A | 2.7 | N/A | N/A | N/A | N/A | N/A | 0.69 | 2.4 | Calorimeter Room | 3.2762 | 3.4129 | N/A | - | N/A | N/A | N/A | N/A | N/A | N/A | N/A | N/A | N/A | N/A | N/A | N/A | N/A | N/A | N/A | N/A | Calorimeter Room | Single | R32 | Australia | 163003 | 2029-07-03 |  | Approved | Reverse Cycle | N/A | No | Class 5 | No | N/A | N/A | N/A | N/A | N/A | N/A | N/A | Available | N/A | N/A |  | http://www.domainappliances.com.au | N/A |  |  | AAC8331 | No | - | - | - | - | 2700 | 0.82 | - | - | - | - | - | - | Yes | 730 | 2900 | - | - | - | - | - | - | 2400 | 0.69 | - | - | - | - | - | - | - | - | - | 640 | 1800 | - | - | - | - | - | - | - | - | - | No | - | - | - | - | - | 52.75 | 62.81 | 3.33 | 3.318 | 3.534 | 3.9 | 3.694 | 3.715 | 224 | 339 | 997 | 503 | 626 | 1361 | 1.5 | 1.5 | 2 | 2.605 | 2.783 | 2.921 | 2.694 | 2.886 | 2.964 | 1207 | 473 | 73 | 396 | 212 | 46 | 1 | 1 | 1 | - | - | - | - | - | N/A | N/A | N/A | 1.7 | 3.2698 | 3.4495
[SEER Non Multi-Split <=65kW] GEMS (Air Conditioners up to 65kW) Determination 2019 | MEPS 2019 | AS/NZS 3823.1.1:2012 | WAM-41A |  | N/A | Domain | N/A | Non Ducted | Window Wall | - | Air | Air | China | 1.25 | N/A | 4.1 | N/A | N/A | N/A | N/A | N/A | 1.09 | 3.6 | Calorimeter Room | 3.2662 | 3.2721 | N/A | - | N/A | N/A | N/A | N/A | N/A | N/A | N/A | N/A | N/A | N/A | N/A | N/A | N/A | N/A | N/A | N/A | N/A | Single | R410A | Australia | 128569 | 2025-07-01 |  | Approved | Reverse Cycle | N/A | No | Class 5 | No | N/A | N/A | N/A | N/A | N/A | N/A | N/A | Available | N/A | N/A | http://hao.tcl.com/ |  | N/A |  |  | AAC4959 | No | - | - | - | - | 4100 | 1.25 | - | - | - | - | - | - | Yes | 1125 | 4500 | - | - | - | - | - | - | 3600 | 1.09 | - | - | - | - | - | - | - | - | - | 985 | 2770 | - | - | - | - | - | - | - | - | - | No | - | - | - | - | - | 53.34 | 59.67 | 3.369 | 3.346 | 3.551 | 3.935 | 3.722 | 3.733 | 337 | 511 | 1508 | 758 | 945 | 2058 | 1.5 | 1.5 | 2 | 2.564 | 2.721 | 2.791 | 2.616 | 2.776 | 2.821 | 1838 | 724 | 113 | 611 | 329 | 71 | 1 | 1 | 1 | - | - | - | - | - | N/A | N/A | N/A | 2 | 3.2624 | 3.2824
[SEER Non Multi-Split <=65kW] GEMS (Air Conditioners up to 65kW) Determination 2019 | MEPS 2019 | AS/NZS 3823.1.1:2012 | WAM-42B |  | N/A | Domain | N/A | Non Ducted | Window Wall | - | Air | Air | China | 1.28 | N/A | 4.2 | N/A | N/A | N/A | N/A | N/A | 1.07 | 3.6 | Calorimeter Room | 3.2606 | 3.2218 | N/A | - | N/A | N/A | N/A | N/A | N/A | N/A | N/A | N/A | N/A | N/A | N/A | N/A | N/A | N/A | N/A | N/A | Calorimeter Room | Single | R32 | Australia | 163004 | 2029-07-02 |  | Approved | Reverse Cycle | N/A | No | Class 5 | No | N/A | N/A | N/A | N/A | N/A | N/A | N/A | Available | N/A | N/A |  | http://www.domainappliances.com.au | N/A |  |  | AAC8327 | No | - | - | - | - | 4200 | 1.28 | - | - | - | - | - | - | Yes | 1140 | 4700 | - | - | - | - | - | - | 3600 | 1.07 | - | - | - | - | - | - | - | - | - | 970 | 2620 | - | - | - | - | - | - | - | - | - | No | - | - | - | - | - | 57.84 | 63.77 | 3.465 | 3.427 | 3.645 | 4.13 | 3.871 | 3.857 | 336 | 512 | 1506 | 740 | 930 | 2041 | 1.5 | 1.5 | 2 | 2.508 | 2.681 | 2.825 | 2.601 | 2.787 | 2.867 | 1878 | 734 | 111 | 614 | 327 | 69 | 1 | 1 | 1 | - | - | - | - | - | N/A | N/A | N/A | 1.712 | 3.2665 | 3.3464
[SEER Non Multi-Split <=65kW] GEMS (Air Conditioners up to 65kW) Determination 2019 | MEPS 2019 | AS/NZS 3823.1.1:2012 | DualVent | DualVent | N/A | DualVent | N/A | Non Ducted | Unitary double duct wall mounted | - | Air | Air | China | 0.77 | N/A | 2.35 | N/A | N/A | N/A | N/A | N/A | 0.73 | 2.63 | Enthalpy Test Room | 3.0338 | 3.487 | N/A | 86.7 | N/A | N/A | N/A | N/A | N/A | N/A | N/A | N/A | N/A | N/A | N/A | N/A | N/A | N/A | N/A | N/A | N/A | Single | R290 | Australia | 154876 | 2028-07-03 |  | Approved | Reverse Cycle | N/A | No | Class 1 | No | N/A | N/A | N/A | N/A | N/A | N/A | N/A | Available | N/A | N/A |  |  | N/A |  |  | AAC7615 | Yes | Variable output compressor | Inverter | No | - | 2350 | 0.77 | - | 320 | 1200 | No | - | - | - | 703.78 | 2530.95 | Yes | 320 | 1200 | No | - | - | 2630 | 0.73 | 300 | 1350 | No | - | - | Yes | 750 | 2100 | No | - | - | No | - | - | - | - | - | No | - | - | No | - | - | No | - | - | 59.2 | - | 3.301 | 3.246 | 3.411 | 3.366 | 3.343 | 3.442 | 197 | 302 | 900 | 508 | 603 | 1279 | 1.5 | 1.5 | 1.5 | 3.269 | 3.729 | 4.126 | 3.497 | 3.878 | 4.123 | 1054 | 387 | 57 | 334 | 172 | 36 | 1.5 | 2 | 2.5 | - | - | - | - | - | N/A | N/A | N/A | 1.3 | 3.0346 | 3.5812
[SEER Non Multi-Split <=65kW] GEMS (Air Conditioners up to 65kW) Determination 2019 | MEPS 2019 | AS/NZS 3823.1.1:2012 | YWD-08HD/FC-3 | DualVent | N/A | DualVent | N/A | Non Ducted | Unitary double duct wall mounted | - | Air | Air | China | 0.77 | N/A | 2.35 | N/A | N/A | N/A | N/A | N/A | 0.73 | 2.63 | Enthalpy Test Room | 3.0338 | 3.487 | N/A | 86.7 | N/A | N/A | N/A | N/A | N/A | N/A | N/A | N/A | N/A | N/A | N/A | N/A | N/A | N/A | N/A | N/A | N/A | Single | R290 | Australia | 154876 | 2028-07-03 |  | Approved | Reverse Cycle | N/A | No | Class 1 | No | N/A | N/A | N/A | N/A | N/A | N/A | N/A | Available | N/A | N/A |  |  | N/A |  |  | AAC7615 | Yes | Variable output compressor | Inverter | No | - | 2350 | 0.77 | - | 320 | 1200 | No | - | - | - | 703.78 | 2530.95 | Yes | 320 | 1200 | No | - | - | 2630 | 0.73 | 300 | 1350 | No | - | - | Yes | 750 | 2100 | No | - | - | No | - | - | - | - | - | No | - | - | No | - | - | No | - | - | 59.2 | - | 3.301 | 3.246 | 3.411 | 3.366 | 3.343 | 3.442 | 197 | 302 | 900 | 508 | 603 | 1279 | 1.5 | 1.5 | 1.5 | 3.269 | 3.729 | 4.126 | 3.497 | 3.878 | 4.123 | 1054 | 387 | 57 | 334 | 172 | 36 | 1.5 | 2 | 2.5 | - | - | - | - | - | N/A | N/A | N/A | 1.3 | 3.0346 | 3.5812
[SEER Non Multi-Split <=65kW] GEMS (Air Conditioners up to 65kW) Determination 2019 | MEPS 2019 | AS/NZS 3823.1.1:2012 | YWD-08HD/FC-3-W | DualVent | N/A | DualVent | N/A | Non Ducted | Unitary double duct wall mounted | - | Air | Air | China | 0.77 | N/A | 2.35 | N/A | N/A | N/A | N/A | N/A | 0.73 | 2.63 | Enthalpy Test Room | 3.0338 | 3.487 | N/A | 86.7 | N/A | N/A | N/A | N/A | N/A | N/A | N/A | N/A | N/A | N/A | N/A | N/A | N/A | N/A | N/A | N/A | N/A | Single | R290 | Australia | 154876 | 2028-07-03 |  | Approved | Reverse Cycle | N/A | No | Class 1 | No | N/A | N/A | N/A | N/A | N/A | N/A | N/A | Available | N/A | N/A |  |  | N/A |  |  | AAC7615 | Yes | Variable output compressor | Inverter | No | - | 2350 | 0.77 | - | 320 | 1200 | No | - | - | - | 703.78 | 2530.95 | Yes | 320 | 1200 | No | - | - | 2630 | 0.73 | 300 | 1350 | No | - | - | Yes | 750 | 2100 | No | - | - | No | - | - | - | - | - | No | - | - | No | - | - | No | - | - | 59.2 | - | 3.301 | 3.246 | 3.411 | 3.366 | 3.343 | 3.442 | 197 | 302 | 900 | 508 | 603 | 1279 | 1.5 | 1.5 | 1.5 | 3.269 | 3.729 | 4.126 | 3.497 | 3.878 | 4.123 | 1054 | 387 | 57 | 334 | 172 | 36 | 1.5 | 2 | 2.5 | - | - | - | - | - | N/A | N/A | N/A | 1.3 | 3.0346 | 3.5812
[SEER Non Multi-Split <=65kW] GEMS (Air Conditioners up to 65kW) Determination 2019 | MEPS 2019 | AS/NZS 3823.1.1:2012 | YWD1-08HD/FC-3-W | DualVent | N/A | DualVent | N/A | Non Ducted | Unitary double duct wall mounted | - | Air | Air | China | 0.77 | N/A | 2.35 | N/A | N/A | N/A | N/A | N/A | 0.73 | 2.63 | Enthalpy Test Room | 3.0338 | 3.487 | N/A | 86.7 | N/A | N/A | N/A | N/A | N/A | N/A | N/A | N/A | N/A | N/A | N/A | N/A | N/A | N/A | N/A | N/A | N/A | Single | R290 | Australia | 154876 | 2028-07-03 |  | Approved | Reverse Cycle | N/A | No | Class 1 | No | N/A | N/A | N/A | N/A | N/A | N/A | N/A | Available | N/A | N/A |  |  | N/A |  |  | AAC7615 | Yes | Variable output compressor | Inverter | No | - | 2350 | 0.77 | - | 320 | 1200 | No | - | - | - | 703.78 | 2530.95 | Yes | 320 | 1200 | No | - | - | 2630 | 0.73 | 300 | 1350 | No | - | - | Yes | 750 | 2100 | No | - | - | No | - | - | - | - | - | No | - | - | No | - | - | No | - | - | 59.2 | - | 3.301 | 3.246 | 3.411 | 3.366 | 3.343 | 3.442 | 197 | 302 | 900 | 508 | 603 | 1279 | 1.5 | 1.5 | 1.5 | 3.269 | 3.729 | 4.126 | 3.497 | 3.878 | 4.123 | 1054 | 387 | 57 | 334 | 172 | 36 | 1.5 | 2 | 2.5 | - | - | - | - | - | N/A | N/A | N/A | 1.3 | 3.0346 | 3.5812
[Unitary Single-Duct] GEMS (Air Conditioners up to 65kW) Determination 2019 | MEPS 2019 | AS/NZS 3823.1.5:2015 | EFH200 |  | N/A | EcoFlow | N/A | Non Ducted | Portable | N/A | N/A | N/A | China | 0.46 | N/A | 1.2 | N/A | N/A | N/A | N/A | N/A | - | - | Calorimeter Room | 2.6296 | - | N/A | N/A | N/A | N/A | N/A | N/A | N/A | N/A | N/A | N/A | N/A | N/A | N/A | N/A | N/A | N/A | N/A | N/A | Calorimeter Room | Single | R134a | Australia,Fiji,New Zealand | 147121 | 2027-05-24 |  | Approved | Cooling Only | N/A | N/A | Class 4 | N/A | N/A | N/A | N/A | N/A | N/A | N/A | N/A | Available | N/A | N/A |  |  | N/A |  |  | AAC6724 | Yes | N/A | N/A | N/A | N/A | 1200 | 0.46 | N/A | N/A | N/A | N/A | N/A | N/A | N/A | N/A | N/A | N/A | N/A | N/A | N/A | N/A | N/A | - | - | N/A | N/A | N/A | N/A | N/A | N/A | N/A | N/A | N/A | N/A | N/A | N/A | N/A | N/A | N/A | N/A | N/A | N/A | N/A | N/A | N/A | N/A | N/A | N/A | N/A | N/A | 64.62 | N/A | N/A | N/A | N/A | N/A | N/A | N/A | 251 | 386 | 1034 | N/A | N/A | N/A | 0 | 0 | 0 | N/A | N/A | N/A | N/A | N/A | N/A | - | - | - | N/A | N/A | N/A | - | - | - | N/A | No | - | - | - | - | - | - | N/A | 2.6087 | -
[Unitary Single-Duct] GEMS (Air Conditioners up to 65kW) Determination 2019 | MEPS 2019 | AS/NZS 3823.1.5:2015 | EFKT210 |  | N/A | EcoFlow | N/A | Non Ducted | Portable | N/A | N/A | N/A | China | 0.55 | N/A | 1.5 | N/A | N/A | N/A | N/A | N/A | 0.6 | 1.8 | Calorimeter Room | 2.6147 | 3.0282 | N/A | N/A | N/A | N/A | N/A | N/A | N/A | N/A | N/A | N/A | N/A | N/A | N/A | N/A | N/A | N/A | N/A | N/A | Calorimeter Room | Single | R290 | Australia,Fiji,New Zealand | 152970 | 2028-03-12 |  | Approved | Reverse Cycle | N/A | N/A | Class 4 | N/A | N/A | N/A | N/A | N/A | N/A | N/A | N/A | Available | N/A | N/A |  |  | N/A |  |  | AAC7347 | Yes | N/A | N/A | N/A | N/A | 1500 | 0.55 | N/A | N/A | N/A | N/A | N/A | N/A | N/A | N/A | N/A | N/A | N/A | N/A | N/A | N/A | N/A | 1800 | 0.6 | N/A | N/A | N/A | N/A | N/A | N/A | N/A | N/A | N/A | N/A | N/A | N/A | N/A | N/A | N/A | N/A | N/A | N/A | N/A | N/A | N/A | N/A | N/A | N/A | N/A | N/A | 64.7 | N/A | N/A | N/A | N/A | N/A | N/A | N/A | 300 | 462 | 1236 | N/A | N/A | N/A | 0 | 0 | 0 | N/A | N/A | N/A | N/A | N/A | N/A | 1596 | 775 | 166 | N/A | N/A | N/A | 0 | 0 | 0 | N/A | No | - | - | - | - | - | - | N/A | 2.7273 | 3
[SEER Non Multi-Split <=65kW] GEMS (Air Conditioners up to 65kW) Determination 2019 | MEPS 2019 | AS/NZS 3823.1.1:2012 | EG-SSS-28-ND |  | N/A | EcoGenius | N/A | Non Ducted | Single Split System | Wall Hung | Air | Air | China | 0.535 | N/A | 2.8 | N/A | N/A | N/A | N/A | N/A | 0.465 | 2.65 | Calorimeter Room | 5.1296 | 5.4411 | N/A | - | N/A | N/A | N/A | N/A | N/A | N/A | N/A | N/A | N/A | N/A | N/A | N/A | N/A | N/A | N/A | N/A | N/A | Single | R32 | Australia | 158376 | 2029-01-23 |  | Approved | Reverse Cycle | N/A | Yes | Class 8 | Yes | N/A | N/A | N/A | N/A | N/A | N/A | N/A | Available | N/A | N/A | https://eco-genius.com.au | http://eco-genius.com.au | N/A |  |  | AAC8017 | Yes | Variable output compressor | Inverter | No | - | 2800 | 0.535 | - | 260 | 1300 | No | - | - | - | 488.99 | 3015.6 | Yes | 185 | 1650 | No | - | - | 2650 | 0.465 | 215 | 1300 | No | - | - | No | - | - | - | 1300 | 3900 | No | - | - | - | - | - | - | - | - | No | - | - | No | - | - | - | - | 6.593 | 6.533 | 7.706 | 11.898 | 9.848 | 9.315 | 111 | 171 | 466 | 164 | 237 | 556 | 5 | 5 | 6 | 4.755 | 5.161 | 5.579 | 4.948 | 5.317 | 5.575 | 736 | 289 | 50 | 244 | 133 | 33 | 3 | 3.5 | 4 | No | - | - | - | - | N/A | N/A | N/A | 3.9 | 5.1078 | 5.5418
[Unitary Single-Duct] GEMS (Air Conditioners up to 65kW) Determination 2019 | MEPS 2019 | AS/NZS 3823.1.5:2015 | EPM09CRC-A1 |  | N/A | ELECTROLUX | N/A | Non Ducted | Portable | N/A | N/A | N/A | China | 0.99 | N/A | 2.6 | N/A | N/A | N/A | N/A | N/A | - | - | Calorimeter Room | 3.123 | - | N/A | N/A | N/A | N/A | N/A | N/A | N/A | N/A | N/A | N/A | N/A | N/A | N/A | N/A | N/A | N/A | N/A | N/A | Calorimeter Room | Single | R290 | Australia,New Zealand | 138129 | 2026-06-02 |  | Approved | Cooling Only | N/A | N/A | Class 4 | N/A | N/A | N/A | N/A | N/A | N/A | N/A | N/A | Available | N/A | N/A |  | http://www.electrolux.com.au | N/A |  |  | AAC6045 | No | N/A | N/A | N/A | N/A | 2600 | 0.99 | N/A | N/A | N/A | N/A | N/A | N/A | N/A | N/A | N/A | N/A | N/A | N/A | N/A | N/A | N/A | - | - | N/A | N/A | N/A | N/A | N/A | N/A | N/A | N/A | N/A | N/A | N/A | N/A | N/A | N/A | N/A | N/A | N/A | N/A | N/A | N/A | N/A | N/A | N/A | N/A | N/A | N/A | 64 | N/A | N/A | N/A | N/A | N/A | N/A | N/A | 540 | 832 | 2225 | N/A | N/A | N/A | 0 | 0 | 0 | N/A | N/A | N/A | N/A | N/A | N/A | - | - | - | N/A | N/A | N/A | - | - | - | N/A | No | - | - | - | - | - | - | N/A | 2.6263 | -
[Unitary Single-Duct] GEMS (Air Conditioners up to 65kW) Determination 2019 | MEPS 2019 | AS/NZS 3823.1.5:2015 | EPM12CRC-A1 |  | N/A | ELECTROLUX | N/A | Non Ducted | Portable | N/A | N/A | N/A | China | 1.31 | N/A | 3.34 | N/A | N/A | N/A | N/A | N/A | - | - | Calorimeter Room | 2.9477 | - | N/A | N/A | N/A | N/A | N/A | N/A | N/A | N/A | N/A | N/A | N/A | N/A | N/A | N/A | N/A | N/A | N/A | N/A | Calorimeter Room | Single | R290 | Australia,New Zealand | 138242 | 2026-07-12 |  | Approved | Cooling Only | N/A | N/A | Class 4 | N/A | N/A | N/A | N/A | N/A | N/A | N/A | N/A | Available | N/A | N/A |  | http://www.electrolux.com.au | N/A |  |  | AAC6166 | No | N/A | N/A | N/A | N/A | 3340 | 1.31 | N/A | N/A | N/A | N/A | N/A | N/A | N/A | N/A | N/A | N/A | N/A | N/A | N/A | N/A | N/A | - | - | N/A | N/A | N/A | N/A | N/A | N/A | N/A | N/A | N/A | N/A | N/A | N/A | N/A | N/A | N/A | N/A | N/A | N/A | N/A | N/A | N/A | N/A | N/A | N/A | N/A | N/A | 64 | N/A | N/A | N/A | N/A | N/A | N/A | N/A | 714 | 1100 | 2944 | N/A | N/A | N/A | 0 | 0 | 0 | N/A | N/A | N/A | N/A | N/A | N/A | - | - | - | N/A | N/A | N/A | - | - | - | N/A | No | - | - | - | - | - | - | N/A | 2.5496 | -
[SEER Non Multi-Split <=65kW] GEMS (Air Conditioners up to 65kW) Determination 2019 | MEPS 2019 | AS/NZS 3823.1.2:2012 | ACR160U/ACR160D |  | N/A | Emerald Energy | N/A | Ducted | Single Split System | - | Air | Air | China | 4.776 | N/A | 16 | N/A | N/A | N/A | N/A | N/A | 4.87 | 18.9 | Enthalpy Test Room | 3.2809 | 3.8591 | N/A | - | N/A | N/A | N/A | N/A | N/A | N/A | N/A | N/A | N/A | N/A | N/A | N/A | N/A | N/A | N/A | N/A | N/A | Single | R32 | Australia,Fiji,New Zealand | 162502 | 2029-06-16 |  | Approved | Reverse Cycle | N/A | Yes | Class 11 | Yes | N/A | N/A | N/A | N/A | N/A | N/A | N/A | Available | N/A | N/A | https://emeraldplanet.com.au/ | https://emeraldplanet.com.au/ | N/A |  |  | AAC8297 | Yes | Variable output compressor | Inverter | No | - | 16000 | 4.776 | - | 1660 | 8000 | No | - | - | - | 4365.264 | 17232 | No | 1517.24 | 8616 | No | - | - | 18900 | 4.87 | 1857 | 9450 | No | - | - | Yes | 4110 | 13500 | No | - | - | No | - | - | - | - | - | No | - | - | No | - | - | No | - | - | - | 74.6 | 4.582 | 4.388 | 4.692 | 5.538 | 5.164 | 5.037 | 958 | 1513 | 4444 | 2093 | 2649 | 5943 | 3 | 2.5 | 3 | 3.428 | 4.042 | 4.671 | 3.654 | 4.156 | 4.673 | 7223 | 2566 | 364 | 2301 | 1159 | 233 | 1.5 | 2.5 | 3 | No | - | - | - | - | N/A | N/A | N/A | 10 | 3.3265 | 3.8542
[SEER Non Multi-Split <=65kW] GEMS (Air Conditioners up to 65kW) Determination 2019 | MEPS 2019 | AS/NZS 3823.1.1:2012 | ACSS25 |  | N/A | Emerald Energy | N/A | Non Ducted | Single Split System | Wall Hung | Air | Air | China | 0.52 | N/A | 2.5 | N/A | N/A | N/A | N/A | N/A | 0.67 | 3.2 | Calorimeter Room | 4.7758 | 4.7718 | N/A | - | N/A | N/A | N/A | N/A | N/A | N/A | N/A | N/A | N/A | N/A | N/A | N/A | N/A | N/A | N/A | N/A | N/A | Single | R32 | Australia | 157753 | 2028-11-11 |  | Approved | Reverse Cycle | N/A | Yes | Class 8 | Yes | N/A | N/A | N/A | N/A | N/A | N/A | N/A | Available | N/A | N/A | https://emeraldplanet.com.au/ | https://emeraldplanet.com.au/ | N/A |  |  | AAC7870 | Yes | Variable output compressor | Inverter | No | - | 2500 | 0.52 | - | 220 | 1250 | No | - | - | - | 475.28 | 2692.5 | Yes | 170 | 1280 | No | - | - | 3200 | 0.67 | 280 | 1600 | No | - | - | Yes | 960 | 3200 | No | - | - | No | - | - | - | - | - | No | - | - | No | - | - | No | - | - | 58.7 | 59.3 | 6.258 | 6.084 | 6.63 | 8.944 | 7.828 | 7.467 | 109 | 169 | 490 | 201 | 272 | 625 | 4.5 | 4.5 | 5 | 4.414 | 4.882 | 5.265 | 4.618 | 5.017 | 5.256 | 950 | 360 | 55 | 309 | 163 | 35 | 2.5 | 3 | 3.5 | No | - | - | - | - | N/A | N/A | N/A | 1.6 | 4.7582 | 4.7379
[SEER Non Multi-Split <=65kW] GEMS (Air Conditioners up to 65kW) Determination 2019 | MEPS 2019 | AS/NZS 3823.1.1:2012 | ACSS35 |  | N/A | Emerald Energy | N/A | Non Ducted | Single Split System | Wall Hung | Air | Air | China | 0.81 | N/A | 3.5 | N/A | N/A | N/A | N/A | N/A | 0.83 | 3.7 | Calorimeter Room | 4.3337 | 4.4368 | N/A | - | N/A | N/A | N/A | N/A | N/A | N/A | N/A | N/A | N/A | N/A | N/A | N/A | N/A | N/A | N/A | N/A | N/A | Single | R32 | Australia | 158295 | 2028-12-09 |  | Approved | Reverse Cycle | N/A | Yes | Class 8 | Yes | N/A | N/A | N/A | N/A | N/A | N/A | N/A | Available | N/A | N/A | https://emeraldplanet.com.au/ | https://emeraldplanet.com.au/ | N/A |  |  | AAC7942 | Yes | Variable output compressor | Inverter | No | - | 3500 | 0.81 | - | 310 | 1750 | No | - | - | - | 740.34 | 3769.5 | Yes | 250 | 1800 | No | - | - | 3700 | 0.83 | 345 | 1850 | Yes | 240 | 1370 | Yes | 1290 | 3800 | No | - | - | No | - | - | - | - | - | No | - | - | No | - | - | No | - | - | 58.5 | 60 | 5.888 | 5.67 | 6.119 | 7.969 | 7.108 | 6.786 | 162 | 255 | 745 | 317 | 420 | 964 | 4 | 4 | 4.5 | 4.24 | 4.743 | 5.36 | 4.568 | 5.023 | 5.38 | 1144 | 429 | 63 | 361 | 189 | 40 | 2.5 | 3 | 3.5 | No | - | - | - | - | N/A | N/A | N/A | 2 | 4.2852 | 4.4218
[SEER Non Multi-Split <=65kW] GEMS (Air Conditioners up to 65kW) Determination 2019 | MEPS 2019 | AS/NZS 3823.1.1:2012 | ACSS50 |  | N/A | Emerald Energy | N/A | Non Ducted | Single Split System | Wall Hung | Air | Air | China | 1.23 | N/A | 5 | N/A | N/A | N/A | N/A | N/A | 1.24 | 5.3 | Calorimeter Room | 4.2016 | 4.2437 | N/A | - | N/A | N/A | N/A | N/A | N/A | N/A | N/A | N/A | N/A | N/A | N/A | N/A | N/A | N/A | N/A | N/A | N/A | Single | R32 | Australia | 157178 | 2028-10-10 |  | Approved | Reverse Cycle | N/A | Yes | Class 9 | Yes | N/A | N/A | N/A | N/A | N/A | N/A | N/A | Available | N/A | N/A | https://emeraldplanet.com.au/ | https://emeraldplanet.com.au/ | N/A |  |  | AAC7825 | Yes | Variable output compressor | Inverter | No | - | 5000 | 1.23 | - | 440 | 2500 | No | - | - | - | 1124.22 | 5385 | Yes | 360 | 2750 | Yes | 235 | 1800 | 5300 | 1.24 | 475 | 2650 | No | - | - | Yes | 1630 | 4750 | No | - | - | No | - | - | - | - | - | No | - | - | No | - | - | No | - | - | 63.9 | 63 | 5.74 | 5.507 | 6.135 | 7.573 | 6.931 | 6.826 | 233 | 370 | 1056 | 473 | 611 | 1365 | 4 | 4 | 4.5 | 3.957 | 4.575 | 5.122 | 4.265 | 4.791 | 5.124 | 1760 | 642 | 99 | 558 | 287 | 64 | 2 | 3 | 3.5 | No | - | - | - | - | N/A | N/A | N/A | 5 | 4.0099 | 4.2167
[SEER Non Multi-Split <=65kW] GEMS (Air Conditioners up to 65kW) Determination 2019 | MEPS 2019 | AS/NZS 3823.1.1:2012 | ACSS72 |  | N/A | Emerald Energy | N/A | Non Ducted | Single Split System | Wall Hung | Air | Air | China | 1.84 | N/A | 7.2 | N/A | N/A | N/A | N/A | N/A | 1.91 | 7.5 | Calorimeter Room | 3.9585 | 3.7986 | N/A | - | N/A | N/A | N/A | N/A | N/A | N/A | N/A | N/A | N/A | N/A | N/A | N/A | N/A | N/A | N/A | N/A | N/A | Single | R32 | Australia | 157966 | 2028-11-18 |  | Approved | Reverse Cycle | N/A | Yes | Class 9 | Yes | N/A | N/A | N/A | N/A | N/A | N/A | N/A | Available | N/A | N/A | https://emeraldplanet.com.au/ | https://emeraldplanet.com.au/ | N/A |  |  | AAC7899 | Yes | Variable output compressor | Inverter | No | - | 7200 | 1.84 | - | 730 | 3600 | No | - | - | - | 1681.76 | 7754.4 | Yes | 590 | 3850 | No | - | - | 7500 | 1.91 | 740 | 3750 | Yes | 490 | 2500 | Yes | 2730 | 7300 | No | - | - | No | - | - | - | - | - | No | - | - | No | - | - | No | - | - | 64.5 | 69.4 | 5.567 | 5.308 | 5.635 | 7.491 | 6.616 | 6.267 | 359 | 568 | 1669 | 699 | 934 | 2153 | 4 | 3.5 | 4 | 3.8 | 4.306 | 4.902 | 4.116 | 4.553 | 4.899 | 2581 | 951 | 133 | 808 | 416 | 84 | 2 | 2.5 | 3 | No | - | - | - | - | N/A | N/A | N/A | 2 | 3.8987 | 3.9129
[SEER Multi-Split <=65kW] GEMS (Air Conditioners up to 65kW) Determination 2019 | MEPS 2019 | AS/NZS 3823.1.4:2012 | ACV200U |  | N/A | Emerald Energy | N/A | Ducted | vrf | N/A | Air | Air | China | 4.2 | N/A | 20 | N/A | N/A | N/A | N/A | N/A | 5.99 | 26 | Enthalpy Test Room | 4.6531 | 4.1651 | N/A | - | N/A | N/A | N/A | N/A | N/A | N/A | N/A | N/A | N/A | N/A | N/A | N/A | N/A | N/A | N/A | N/A | N/A | Single | R410A | Australia,Fiji,New Zealand | 161821 | 2029-05-23 |  | Approved | Reverse Cycle | N/A | Yes | Class 20 | Yes | N/A | N/A | N/A | N/A | N/A | N/A | N/A | Available | N/A | N/A | https://emeraldplanet.com.au/ | https://emeraldplanet.com.au/ | N/A |  |  | AAC8260 | Yes | Variable output compressor | Inverter | No | - | 20000 | 4.2 | - | 1600 | 10000 | No | - | - | - | 3838.8 | 21540 | Yes | 1350 | 11400 | No | - | - | 26000 | 5.99 | 2260 | 13000 | Yes | 1210 | 7060 | Yes | 7390 | 23700 | No | - | - | No | - | - | - | - | - | No | - | - | No | - | - | No | - | - | N/A | 70.3 | 5.904 | 5.82 | 6.794 | 8.552 | 7.756 | 7.667 | 879 | 1365 | 3777 | 1643 | 2154 | 4831 | 4 | 4 | 5 | 4.221 | 4.867 | 5.659 | 4.646 | 5.232 | 5.683 | 8117 | 2988 | 467 | 2535 | 1312 | 306 | 2.5 | 3 | 4 | N/A | N/A | N/A | N/A | N/A | N/A | N/A | N/A | 32.6 | 4.6402 | 4.2622
[SEER Multi-Split <=65kW] GEMS (Air Conditioners up to 65kW) Determination 2019 | MEPS 2019 | AS/NZS 3823.1.4:2012 | ACV200U |  | N/A | Emerald Energy | N/A | Both | vrf | N/A | Air | Air | China | 4.2 | N/A | 20 | N/A | N/A | N/A | N/A | N/A | 5.99 | 26 | Enthalpy Test Room | 4.6531 | 4.1651 | N/A | - | N/A | N/A | N/A | N/A | N/A | N/A | N/A | N/A | N/A | N/A | N/A | N/A | N/A | N/A | N/A | N/A | N/A | Single | R410A | Australia,Fiji,New Zealand | 162529 | 2029-06-19 |  | Approved | Reverse Cycle | N/A | Yes | Class 20 | Yes | N/A | N/A | N/A | N/A | N/A | N/A | N/A | Available | N/A | N/A | https://emeraldplanet.com.au/ | https://emeraldplanet.com.au/ | N/A |  |  | AAC8305 | Yes | Variable output compressor | Inverter | No | - | 20000 | 4.2 | - | 1600 | 10000 | No | - | - | - | 3838.8 | 21540 | Yes | 1350 | 11400 | No | - | - | 26000 | 5.99 | 2260 | 13000 | Yes | 1210 | 7060 | Yes | 7390 | 23700 | No | - | - | No | - | - | - | - | - | - | - | - | No | - | - | No | - | - | N/A | 70.3 | 5.904 | 5.82 | 6.794 | 8.552 | 7.756 | 7.667 | 879 | 1365 | 3777 | 1643 | 2154 | 4831 | 4 | 4 | 5 | 4.221 | 4.867 | 5.659 | 4.646 | 5.232 | 5.683 | 8117 | 2988 | 467 | 2535 | 1312 | 306 | 2.5 | 3 | 4 | N/A | N/A | N/A | N/A | N/A | N/A | N/A | N/A | 32.6 | 4.6402 | 4.2622
[SEER Multi-Split <=65kW] GEMS (Air Conditioners up to 65kW) Determination 2019 | MEPS 2019 | AS/NZS 3823.1.4:2012 | ERS-AC24KWH |  | N/A | ERS TECH | N/A | Non Ducted | vrf | N/A | Air | Air | China | 3.595 | N/A | 15.5 | N/A | N/A | N/A | N/A | N/A | 3.7 | 19.5 | Enthalpy Test Room | 4.6479 | 5.2955 | N/A | - | N/A | N/A | N/A | N/A | N/A | N/A | N/A | N/A | N/A | N/A | N/A | N/A | N/A | N/A | N/A | N/A | N/A | Single | R410A | Australia,Fiji,New Zealand | 157158 | 2028-10-11 |  | Approved | Reverse Cycle | N/A | No | Class 20 | No | N/A | N/A | N/A | N/A | N/A | N/A | N/A | Available | N/A | N/A |  |  | N/A |  |  | AAC7831 | Yes | Multi-stage | - | No | - | 15500 | 3.595 | Yes | 1465 | 8365 | No | - | - | Yes | 3280.68 | 16705 | - | 1340.88 | 9012.66 | No | - | - | 19500 | 3.7 | 1615 | 10430 | No | - | - | Yes | 5050 | 19122 | No | - | - | No | - | - | - | - | - | No | - | - | No | - | - | No | - | - | N/A | 55.56 | 5.517 | 5.34 | 5.632 | 6.529 | 6.148 | 5.978 | 777 | 1211 | 3593 | 1725 | 2161 | 4857 | 4 | 3.5 | 4 | 4.831 | 5.382 | 5.869 | 5.093 | 5.296 | 5.615 | 5283 | 1982 | 293 | 1699 | 933 | 193 | 3 | 3.5 | 4 | N/A | N/A | N/A | N/A | N/A | N/A | N/A | N/A | 5.5 | 4.2894 | 5.2439
[SEER Multi-Split <=65kW] GEMS (Air Conditioners up to 65kW) Determination 2019 | MEPS 2019 | AS/NZS 3823.1.4:2012 | ERS-AC24KWH-G |  | N/A | ERS tech | N/A | Non Ducted | vrf | Wall Hung | Air | Air | China | 3.31 | N/A | 15.5 | N/A | N/A | N/A | N/A | N/A | 5.15 | 21 | Enthalpy Test Room | 4.6894 | 4.1704 | N/A | - | N/A | N/A | N/A | N/A | N/A | N/A | N/A | N/A | N/A | N/A | N/A | N/A | N/A | N/A | N/A | N/A | N/A | Single | R410A | Australia,Fiji,New Zealand | 158702 | 2028-12-19 |  | Approved | Reverse Cycle | N/A | No | Class 20 | No | N/A | N/A | N/A | N/A | N/A | N/A | N/A | Available | N/A | N/A |  |  | N/A |  |  | AAC7977 | Yes | Variable output compressor | Inverter | No | - | 15500 | 3.31 | - | 1280 | 7700 | No | - | - | - | 3025.34 | 16693.5 | No | 1169.92 | 8292.9 | No | - | - | 21000 | 5.15 | 1810 | 10250 | Yes | 720 | 4100 | Yes | 6300 | 19650 | Yes | 4630 | 16600 | No | - | - | - | - | - | No | - | - | No | - | - | No | - | - | 52 | 69.7 | 5.104 | 5.108 | 5.894 | 6.6 | 6.282 | 6.38 | 789 | 1206 | 3375 | 1659 | 2067 | 4503 | 3.5 | 3.5 | 4 | 4.146 | 4.749 | 5.587 | 4.604 | 5.19 | 5.671 | 6677 | 2477 | 386 | 2070 | 1072 | 252 | 2.5 | 3 | 4 | N/A | N/A | N/A | N/A | N/A | N/A | N/A | N/A | 28.5 | 4.5504 | 4.0028
[SEER Non Multi-Split <=65kW] GEMS (Air Conditioners up to 65kW) Determination 2019 | MEPS 2019 | AS/NZS 3823.1.1:2012 | ERS-AC28F01 |  | N/A | ERS tech | N/A | Non Ducted | Single Split System | Wall Hung | Air | Air | China | 0.535 | N/A | 2.8 | N/A | N/A | N/A | N/A | N/A | 0.465 | 2.65 | Calorimeter Room | 5.1296 | 5.4411 | N/A | - | N/A | N/A | N/A | N/A | N/A | N/A | N/A | N/A | N/A | N/A | N/A | N/A | N/A | N/A | N/A | N/A | N/A | Single | R32 | Australia,Fiji,New Zealand | 157520 | 2028-11-18 |  | Approved | Reverse Cycle | N/A | Yes | Class 8 | Yes | N/A | N/A | N/A | N/A | N/A | N/A | N/A | Available | N/A | N/A |  |  | N/A |  |  | AAC7897 | Yes | Variable output compressor | Inverter | No | - | 2800 | 0.535 | - | 260 | 1300 | No | - | - | - | 488.99 | 3015.6 | Yes | 185 | 1650 | No | - | - | 2650 | 0.465 | 215 | 1300 | No | - | - | No | - | - | - | 1300 | 3900 | No | - | - | - | - | - | - | - | - | No | - | - | No | - | - | 47.73 | 57.79 | 6.593 | 6.533 | 7.706 | 11.898 | 9.848 | 9.315 | 111 | 171 | 466 | 164 | 237 | 556 | 5 | 5 | 6 | 4.755 | 5.161 | 5.579 | 4.948 | 5.317 | 5.575 | 736 | 289 | 50 | 244 | 133 | 33 | 3 | 3.5 | 4 | No | - | - | - | - | N/A | N/A | N/A | 3.9 | 5.1078 | 5.5418
[SEER Non Multi-Split <=65kW] GEMS (Air Conditioners up to 65kW) Determination 2019 | MEPS 2019 | AS/NZS 3823.1.1:2012 | ERS-AC52F01 |  | N/A | ERS tech | N/A | Non Ducted | Single Split System | Wall Hung | Air | Air | China | 1.4 | N/A | 5.2 | N/A | N/A | N/A | N/A | N/A | 1.2 | 5.2 | Calorimeter Room | 3.6011 | 4.1987 | N/A | - | N/A | N/A | N/A | N/A | N/A | N/A | N/A | N/A | N/A | N/A | N/A | N/A | N/A | N/A | N/A | N/A | N/A | Single | R32 | Australia,Fiji,New Zealand | 157529 | 2028-11-18 |  | Approved | Reverse Cycle | N/A | Yes | Class 9 | Yes | N/A | N/A | N/A | N/A | N/A | N/A | N/A | Available | N/A | N/A |  |  | N/A |  |  | AAC7896 | Yes | Variable output compressor | Inverter | No | - | 5200 | 1.4 | - | 560 | 2500 | No | - | - | - | 1279.6 | 5600.4 | Yes | 400 | 2600 | No | - | - | 5200 | 1.2 | 510 | 2600 | No | - | - | No | - | - | - | 1810 | 5300 | No | - | - | - | - | - | - | - | - | No | - | - | No | - | - | 49.38 | 61.99 | 5.234 | 5.05 | 5.605 | 8.748 | 7.149 | 6.64 | 268 | 422 | 1203 | 424 | 616 | 1460 | 3.5 | 3.5 | 4 | 3.843 | 4.276 | 4.685 | 4.063 | 4.435 | 4.685 | 1778 | 674 | 106 | 575 | 304 | 68 | 2 | 2.5 | 3 | No | - | - | - | - | N/A | N/A | N/A | 5 | 3.67 | 4.2732
[SEER Non Multi-Split <=65kW] GEMS (Air Conditioners up to 65kW) Determination 2019 | MEPS 2019 | AS/NZS 3823.1.1:2012 | ERS-AC72F01 |  | N/A | ERS tech | N/A | Non Ducted | Single Split System | Wall Hung | Air | Air | China | 1.9 | N/A | 7.2 | N/A | N/A | N/A | N/A | N/A | 1.7 | 7.2 | Calorimeter Room | 3.5574 | 4.0042 | N/A | - | N/A | N/A | N/A | N/A | N/A | N/A | N/A | N/A | N/A | N/A | N/A | N/A | N/A | N/A | N/A | N/A | N/A | Single | R32 | Australia,Fiji,New Zealand | 157537 | 2028-11-18 |  | Approved | Reverse Cycle | N/A | Yes | Class 9 | Yes | N/A | N/A | N/A | N/A | N/A | N/A | N/A | Available | N/A | N/A |  |  | N/A |  |  | AAC7895 | Yes | Variable output compressor | Inverter | No | - | 7200 | 1.9 | - | 750 | 3700 | No | - | - | - | 1736.6 | 7754.4 | Yes | 580 | 3700 | No | - | - | 7200 | 1.7 | 690 | 3700 | No | - | - | No | - | - | - | 2100 | 6200 | No | - | - | - | - | - | - | - | - | No | - | - | No | - | - | 53.68 | 62.97 | 5.205 | 5.013 | 5.432 | 7.37 | 6.444 | 6.104 | 377 | 593 | 1725 | 704 | 952 | 2205 | 3.5 | 3.5 | 3.5 | 3.735 | 4.297 | 4.891 | 4.055 | 4.547 | 4.905 | 2528 | 923 | 136 | 793 | 407 | 87 | 2 | 2.5 | 3 | No | - | - | - | - | N/A | N/A | N/A | 5 | 3.7561 | 4.1936
[SEER Non Multi-Split <=65kW] GEMS (Air Conditioners up to 65kW) Determination 2019 | MEPS 2019 | AS/NZS 3823.1.1:2012 | ERS-AC82F01 |  | N/A | ERS tech | N/A | Non Ducted | Single Split System | Wall Hung | Air | Air | China | 2.3 | N/A | 8.2 | N/A | N/A | N/A | N/A | N/A | 2.3 | 8.5 | Calorimeter Room | 3.5346 | 3.7519 | N/A | - | N/A | N/A | N/A | N/A | N/A | N/A | N/A | N/A | N/A | N/A | N/A | N/A | N/A | N/A | N/A | N/A | N/A | Single | R32 | Australia,Fiji,New Zealand | 157538 | 2028-11-15 |  | Approved | Reverse Cycle | N/A | Yes | Class 9 | Yes | N/A | N/A | N/A | N/A | N/A | N/A | N/A | Available | N/A | N/A |  |  | N/A |  |  | AAC7894 | Yes | Variable output compressor | Inverter | No | - | 8200 | 2.3 | - | 810 | 4200 | No | - | - | - | 2102.2 | 8831.4 | Yes | 650 | 4250 | No | - | - | 8500 | 2.3 | 750 | 4200 | No | - | - | No | - | - | - | 3000 | 7900 | No | - | - | - | - | - | - | - | - | No | - | - | No | - | - | 52 | 64.8 | 5.165 | 4.926 | 5.323 | 7.06 | 6.26 | 5.927 | 433 | 688 | 2005 | 838 | 1117 | 2586 | 3.5 | 3 | 3.5 | 3.756 | 4.376 | 5.113 | 4.14 | 4.693 | 5.137 | 2968 | 1070 | 153 | 917 | 465 | 98 | 2 | 2.5 | 3.5 | No | - | - | - | - | N/A | N/A | N/A | 5.6 | 3.5361 | 3.6655
[Unitary Single-Duct] GEMS (Air Conditioners up to 65kW) Determination 2019 | MEPS 2019 | AS/NZS 3823.1.5:2015 | A011A-18C |  | N/A | EUROMATIC | N/A | Non Ducted | Portable | N/A | N/A | N/A | China | 1.886 | N/A | 5 | N/A | N/A | N/A | N/A | N/A | 0 | 0 | Calorimeter Room | 2.7404 | 0 | N/A | N/A | N/A | N/A | N/A | N/A | N/A | N/A | N/A | N/A | N/A | N/A | N/A | N/A | N/A | N/A | N/A | N/A | Calorimeter Room | Single | R32 | Australia,New Zealand | 129945 | 2025-07-08 |  | Approved | Cooling Only | N/A | N/A | Class 4 | N/A | N/A | N/A | N/A | N/A | N/A | N/A | N/A | Available | N/A | N/A |  |  | N/A |  |  | AAC4986 | No | N/A | N/A | N/A | N/A | 5000 | 1.886 | N/A | N/A | N/A | N/A | N/A | N/A | N/A | N/A | N/A | N/A | N/A | N/A | N/A | N/A | N/A | 0 | 0 | N/A | N/A | N/A | N/A | N/A | N/A | N/A | N/A | N/A | N/A | N/A | N/A | N/A | N/A | N/A | N/A | N/A | N/A | N/A | N/A | N/A | N/A | N/A | N/A | N/A | N/A | 75 | N/A | N/A | N/A | N/A | N/A | N/A | N/A | 1028 | 1584 | 4238 | N/A | N/A | N/A | 0 | 0 | 0 | N/A | N/A | N/A | N/A | N/A | N/A | 0 | 0 | 0 | N/A | N/A | N/A | 0 | 0 | 0 | N/A | No | 0 | 0 | 0 | 0 | 0 | 0 | N/A | 2.6511 | 0
[Unitary Single-Duct] GEMS (Air Conditioners up to 65kW) Determination 2019 | MEPS 2019 | AS/NZS 3823.1.5:2015 | A018*-12C | A018*-12C | N/A | EUROMATIC | N/A | Non Ducted | Portable | N/A | N/A | N/A | China | 1.32 | N/A | 3.3 | N/A | N/A | N/A | N/A | N/A | 0 | 0 | Calorimeter Room | 2.5324 | 0 | N/A | N/A | N/A | N/A | N/A | N/A | N/A | N/A | N/A | N/A | N/A | N/A | N/A | N/A | N/A | N/A | N/A | N/A | Calorimeter Room | Single | R290 | Australia,New Zealand | 129852 | 2025-06-19 |  | Approved | Cooling Only | N/A | N/A | Class 4 | N/A | N/A | N/A | N/A | N/A | N/A | N/A | N/A | Available | N/A | N/A |  |  | N/A |  |  | AAC4932 | No | N/A | N/A | N/A | N/A | 3300 | 1.32 | N/A | N/A | N/A | N/A | N/A | N/A | N/A | N/A | N/A | N/A | N/A | N/A | N/A | N/A | N/A | 0 | 0 | N/A | N/A | N/A | N/A | N/A | N/A | N/A | N/A | N/A | N/A | N/A | N/A | N/A | N/A | N/A | N/A | N/A | N/A | N/A | N/A | N/A | N/A | N/A | N/A | N/A | N/A | 67 | N/A | N/A | N/A | N/A | N/A | N/A | N/A | 719 | 1109 | 2966 | N/A | N/A | N/A | 0 | 0 | 0 | N/A | N/A | N/A | N/A | N/A | N/A | 0 | 0 | 0 | N/A | N/A | N/A | 0 | 0 | 0 | N/A | No | 0 | 0 | 0 | 0 | 0 | 0 | N/A | 2.5 | 0
[Unitary Single-Duct] GEMS (Air Conditioners up to 65kW) Determination 2019 | MEPS 2019 | AS/NZS 3823.1.5:2015 | A018D-12C | A018*-12C | N/A | EUROMATIC | N/A | Non Ducted | Portable | N/A | N/A | N/A | China | 1.32 | N/A | 3.3 | N/A | N/A | N/A | N/A | N/A | 0 | 0 | Calorimeter Room | 2.5324 | 0 | N/A | N/A | N/A | N/A | N/A | N/A | N/A | N/A | N/A | N/A | N/A | N/A | N/A | N/A | N/A | N/A | N/A | N/A | Calorimeter Room | Single | R290 | Australia,New Zealand | 129852 | 2025-06-19 |  | Approved | Cooling Only | N/A | N/A | Class 4 | N/A | N/A | N/A | N/A | N/A | N/A | N/A | N/A | Available | N/A | N/A |  |  | N/A |  |  | AAC4932 | No | N/A | N/A | N/A | N/A | 3300 | 1.32 | N/A | N/A | N/A | N/A | N/A | N/A | N/A | N/A | N/A | N/A | N/A | N/A | N/A | N/A | N/A | 0 | 0 | N/A | N/A | N/A | N/A | N/A | N/A | N/A | N/A | N/A | N/A | N/A | N/A | N/A | N/A | N/A | N/A | N/A | N/A | N/A | N/A | N/A | N/A | N/A | N/A | N/A | N/A | 67 | N/A | N/A | N/A | N/A | N/A | N/A | N/A | 719 | 1109 | 2966 | N/A | N/A | N/A | 0 | 0 | 0 | N/A | N/A | N/A | N/A | N/A | N/A | 0 | 0 | 0 | N/A | N/A | N/A | 0 | 0 | 0 | N/A | No | 0 | 0 | 0 | 0 | 0 | 0 | N/A | 2.5 | 0
[Unitary Single-Duct] GEMS (Air Conditioners up to 65kW) Determination 2019 | MEPS 2019 | AS/NZS 3823.1.5:2015 | A018E-12C | A018*-12C | N/A | EUROMATIC | N/A | Non Ducted | Portable | N/A | N/A | N/A | China | 1.32 | N/A | 3.3 | N/A | N/A | N/A | N/A | N/A | 0 | 0 | Calorimeter Room | 2.5324 | 0 | N/A | N/A | N/A | N/A | N/A | N/A | N/A | N/A | N/A | N/A | N/A | N/A | N/A | N/A | N/A | N/A | N/A | N/A | Calorimeter Room | Single | R290 | Australia,New Zealand | 129852 | 2025-06-19 |  | Approved | Cooling Only | N/A | N/A | Class 4 | N/A | N/A | N/A | N/A | N/A | N/A | N/A | N/A | Available | N/A | N/A |  |  | N/A |  |  | AAC4932 | No | N/A | N/A | N/A | N/A | 3300 | 1.32 | N/A | N/A | N/A | N/A | N/A | N/A | N/A | N/A | N/A | N/A | N/A | N/A | N/A | N/A | N/A | 0 | 0 | N/A | N/A | N/A | N/A | N/A | N/A | N/A | N/A | N/A | N/A | N/A | N/A | N/A | N/A | N/A | N/A | N/A | N/A | N/A | N/A | N/A | N/A | N/A | N/A | N/A | N/A | 67 | N/A | N/A | N/A | N/A | N/A | N/A | N/A | 719 | 1109 | 2966 | N/A | N/A | N/A | 0 | 0 | 0 | N/A | N/A | N/A | N/A | N/A | N/A | 0 | 0 | 0 | N/A | N/A | N/A | 0 | 0 | 0 | N/A | No | 0 | 0 | 0 | 0 | 0 | 0 | N/A | 2.5 | 0
[SEER Non Multi-Split <=65kW] GEMS (Air Conditioners up to 65kW) Determination 2019 | MEPS 2019 | AS/NZS 3823.1.1:2012 | EUR-26SPLIT |  | N/A | EUROMATIC | N/A | Non Ducted | Single Split System | Wall Hung | Air | Air | China | 0.595 | N/A | 2.64 | N/A | N/A | N/A | N/A | N/A | 0.985 | 4.05 | Calorimeter Room | 4.3349 | 3.8501 | N/A | - | N/A | N/A | N/A | N/A | N/A | N/A | N/A | N/A | N/A | N/A | N/A | N/A | N/A | N/A | N/A | N/A | N/A | Single | R32 | Australia,Fiji,New Zealand | 158226 | 2028-11-29 |  | Approved | Reverse Cycle | N/A | Yes | Class 8 | Yes | N/A | N/A | N/A | N/A | N/A | N/A | N/A | Available | N/A | N/A |  |  | N/A |  |  | AAC7918 | Yes | Variable output compressor | Inverter | No | - | 2640 | 0.595 | - | 445 | 1450 | No | - | - | - | 543.83 | 2843.28 | Yes | 170 | 1280 | No | - | - | 4050 | 0.985 | 345 | 1930 | No | - | - | No | - | - | - | 1450 | 3500 | No | - | - | - | - | - | - | - | - | No | - | - | No | - | - | 47.19 | 57.7 | 7.694 | 7.472 | 11.119 | -2.057 | -16.853 | -8.091 | 87 | 139 | 301 | -947 | -143 | -621 | 6 | 5.5 | 9.5 | 3.575 | 4.201 | 5.101 | 4.02 | 4.602 | 5.145 | 1488 | 534 | 77 | 452 | 229 | 49 | 2 | 2.5 | 3.5 | No | - | - | - | - | N/A | N/A | N/A | 4 | 4.3384 | 4.056
[SEER Non Multi-Split <=65kW] GEMS (Air Conditioners up to 65kW) Determination 2019 | MEPS 2019 | AS/NZS 3823.1.1:2012 | EUR-5000WAC |  | N/A | EUROMATIC | 0.1 | Non Ducted | Window Wall | - | Air | - | China | 0.5 | 1.5 | 1.6 | N/A | N/A | N/A | N/A | N/A | - | - | Calorimeter Room | 3.1976 | - | N/A | - | N/A | 1.1 | N/A | N/A | N/A | N/A | N/A | N/A | 3.231 | N/A | N/A | N/A | 1.9621 | N/A | 1.5 | N/A | Calorimeter Room | Single | R410A | Australia,New Zealand | 153031 | 2028-03-22 |  | Approved | Cooling Only | N/A | No | Class 5 | No | N/A | N/A | N/A | N/A | N/A | N/A | 3.2544 | Unavailable | N/A | N/A |  |  | N/A | https://reg.energyrating.gov.au/static/common/images/star_ratings_2014/Blue_EnergyStarRating_1.5_Star.eps | https://reg.energyrating.gov.au/static/common/images/star_ratings_2014/Blue_EnergyStarRating_1.5_Star.png | AAC7374 | No | - | - | - | - | 1600 | 0.5 | - | - | - | - | - | - | Yes | 480 | 1900 | - | - | - | - | - | - | - | - | - | - | - | - | - | - | - | - | - | - | - | - | - | - | - | - | - | - | - | - | - | - | - | - | - | - | 54.73 | 62.35 | 3.188 | 3.181 | 3.438 | 3.74 | 3.569 | 3.611 | 137 | 207 | 606 | 310 | 382 | 829 | 1.5 | 1.5 | 1.5 | - | - | - | - | - | - | - | - | - | - | - | - | - | - | - | - | - | - | - | - | N/A | N/A | N/A | 1.6 | 3.1658 | -
[SEER Non Multi-Split <=65kW] GEMS (Air Conditioners up to 65kW) Determination 2019 | MEPS 2019 | AS/NZS 3823.1.1:2012 | EUR-9000FX |  | N/A | EUROMATIC | N/A | Non Ducted | Single Split System | Wall Hung | Air | Air | China | 0.71 | N/A | 2.69 | N/A | N/A | N/A | N/A | N/A | 0.68 | 2.6 | Calorimeter Room | 3.7914 | 3.8238 | N/A | - | N/A | N/A | N/A | N/A | N/A | N/A | N/A | N/A | N/A | N/A | N/A | N/A | N/A | N/A | N/A | N/A | N/A | Single | R410A | Australia,Fiji,New Zealand | 157523 | 2028-11-06 |  | Approved | Reverse Cycle | N/A | No | Class 8 | No | N/A | N/A | N/A | N/A | N/A | N/A | N/A | Available | N/A | N/A |  |  | N/A |  |  | AAC7860 | No | - | - | - | - | 2690 | 0.71 | - | - | - | - | - | - | Yes | 670 | 2975 | - | - | - | - | - | - | 2600 | 0.68 | - | - | - | - | - | - | - | - | - | 656 | 2280 | - | - | - | - | - | - | - | - | - | No | - | - | - | - | - | 47.6 | 54.8 | 3.673 | 3.679 | 3.926 | 4.168 | 4.013 | 4.082 | 201 | 303 | 893 | 468 | 573 | 1233 | 2 | 2 | 2 | 3.071 | 3.243 | 3.247 | 3.087 | 3.257 | 3.271 | 1110 | 441 | 72 | 375 | 204 | 46 | 1.5 | 1.5 | 1.5 | No | - | - | - | - | N/A | N/A | N/A | 2 | 3.753 | 3.7859
[SEER Non Multi-Split <=65kW] GEMS (Air Conditioners up to 65kW) Determination 2019 | MEPS 2019 | AS/NZS 3823.1.1:2012 | EUR-9000WAC1 |  | N/A | EUROMATIC | N/A | Non Ducted | Window Wall | - | Air | Air | China | 0.79 | N/A | 2.6 | N/A | N/A | N/A | N/A | N/A | 0.73 | 2.4 | Calorimeter Room | 3.2904 | 3.2866 | N/A | - | N/A | N/A | N/A | N/A | N/A | N/A | N/A | N/A | N/A | N/A | N/A | N/A | N/A | N/A | N/A | N/A | N/A | Single | R410A | Australia,Fiji,New Zealand | 158223 | 2028-11-29 |  | Approved | Reverse Cycle | N/A | No | Class 5 | No | N/A | N/A | N/A | N/A | N/A | N/A | N/A | Available | N/A | N/A |  |  | N/A |  |  | AAC7917 | No | - | - | - | - | 2600 | 0.79 | - | - | - | - | - | - | Yes | 715 | 2800 | - | - | - | - | - | - | 2400 | 0.73 | - | - | - | - | - | - | - | - | - | 600 | 1520 | - | - | - | - | - | - | - | - | - | No | - | - | - | - | - | 51.78 | 59.46 | 3.284 | 3.277 | 3.484 | 3.79 | 3.611 | 3.646 | 218 | 331 | 974 | 498 | 617 | 1336 | 1.5 | 1.5 | 1.5 | 2.329 | 2.518 | 2.754 | 2.469 | 2.664 | 2.801 | 1349 | 522 | 77 | 432 | 229 | 48 | 0.5 | 1 | 1 | - | - | - | - | - | N/A | N/A | N/A | 1.7 | 3.2674 | 3.262
[SEER Non Multi-Split <=65kW] GEMS (Air Conditioners up to 65kW) Determination 2019 | MEPS 2019 | AS/NZS 3823.1.1:2012 | EUR-9000WAC2 |  | N/A | EUROMATIC | N/A | Non Ducted | Window Wall | - | Air | Air | China | 0.82 | N/A | 2.7 | N/A | N/A | N/A | N/A | N/A | 0.69 | 2.4 | Calorimeter Room | 3.2762 | 3.4129 | N/A | - | N/A | N/A | N/A | N/A | N/A | N/A | N/A | N/A | N/A | N/A | N/A | N/A | N/A | N/A | N/A | N/A | N/A | Single | R32 | Australia,Fiji,New Zealand | 161609 | 2029-05-12 |  | Approved | Reverse Cycle | N/A | No | Class 5 | No | N/A | N/A | N/A | N/A | N/A | N/A | N/A | Available | N/A | N/A |  |  | N/A |  |  | AAC8226 | No | - | - | - | - | 2700 | 0.82 | - | - | - | - | - | - | Yes | 730 | 2900 | - | - | - | - | - | - | 2400 | 0.69 | - | - | - | - | - | - | - | - | - | 640 | 1800 | - | - | - | - | - | - | - | - | - | No | - | - | - | - | - | 52.75 | 62.81 | 3.33 | 3.318 | 3.534 | 3.9 | 3.694 | 3.715 | 224 | 339 | 997 | 503 | 626 | 1361 | 1.5 | 1.5 | 2 | 2.605 | 2.783 | 2.921 | 2.694 | 2.886 | 2.964 | 1207 | 473 | 73 | 396 | 212 | 46 | 1 | 1 | 1 | - | - | - | - | - | N/A | N/A | N/A | 1.7 | 3.2698 | 3.4495
[Unitary Single-Duct] GEMS (Air Conditioners up to 65kW) Determination 2019 | MEPS 2019 | AS/NZS 3823.1.5:2015 | PAC26KW |  | N/A | EUROMATIC | N/A | Non Ducted | Portable | N/A | Air | N/A | China | 0.95 | N/A | 2.63 | N/A | N/A | N/A | N/A | N/A | - | - | Calorimeter Room | 2.6715 | - | N/A | N/A | N/A | N/A | N/A | N/A | N/A | N/A | N/A | N/A | N/A | N/A | N/A | N/A | N/A | N/A | N/A | N/A | Calorimeter Room | Single | R290 | Australia,Fiji,New Zealand | 161184 | 2029-05-08 |  | Approved | Cooling Only | N/A | N/A | Class 4 | N/A | N/A | N/A | N/A | N/A | N/A | N/A | N/A | Available | N/A | N/A |  |  | N/A |  |  | AAC8211 | No | N/A | N/A | N/A | N/A | 2630 | 0.95 | N/A | N/A | N/A | N/A | N/A | N/A | N/A | N/A | N/A | N/A | N/A | N/A | N/A | N/A | N/A | - | - | N/A | N/A | N/A | N/A | N/A | N/A | N/A | N/A | N/A | N/A | N/A | N/A | N/A | N/A | N/A | N/A | N/A | N/A | N/A | N/A | N/A | N/A | N/A | N/A | N/A | N/A | 64.2 | N/A | N/A | N/A | N/A | N/A | N/A | N/A | 518 | 798 | 2135 | N/A | N/A | N/A | 0 | 0 | 0 | N/A | N/A | N/A | N/A | N/A | N/A | - | - | - | N/A | N/A | N/A | - | - | - | N/A | No | - | - | - | - | - | - | N/A | 2.7684 | -
[Unitary Single-Duct] GEMS (Air Conditioners up to 65kW) Determination 2019 | MEPS 2019 | AS/NZS 3823.1.5:2015 | PAC35KW |  | N/A | EUROMATIC | N/A | Non Ducted | Portable | N/A | Air | N/A | China | 1.3 | N/A | 3.5 | N/A | N/A | N/A | N/A | N/A | - | - | Calorimeter Room | 2.6604 | - | N/A | N/A | N/A | N/A | N/A | N/A | N/A | N/A | N/A | N/A | N/A | N/A | N/A | N/A | N/A | N/A | N/A | N/A | Calorimeter Room | Single | R290 | Australia,Fiji,New Zealand | 147107 | 2027-05-26 |  | Approved | Cooling Only | N/A | N/A | Class 4 | N/A | N/A | N/A | N/A | N/A | N/A | N/A | N/A | Available | N/A | N/A |  |  | N/A |  |  | AAC6744 | No | N/A | N/A | N/A | N/A | 3500 | 1.3 | N/A | N/A | N/A | N/A | N/A | N/A | N/A | N/A | N/A | N/A | N/A | N/A | N/A | N/A | N/A | - | - | N/A | N/A | N/A | N/A | N/A | N/A | N/A | N/A | N/A | N/A | N/A | N/A | N/A | N/A | N/A | N/A | N/A | N/A | N/A | N/A | N/A | N/A | N/A | N/A | N/A | N/A | 64.8 | N/A | N/A | N/A | N/A | N/A | N/A | N/A | 708 | 1092 | 2921 | N/A | N/A | N/A | 0 | 0 | 0 | N/A | N/A | N/A | N/A | N/A | N/A | - | - | - | N/A | N/A | N/A | - | - | - | N/A | No | - | - | - | - | - | - | N/A | 2.6923 | -
[Unitary Single-Duct] GEMS (Air Conditioners up to 65kW) Determination 2019 | MEPS 2019 | AS/NZS 3823.1.5:2015 | PAC4KW |  | N/A | EUROMATIC | N/A | Non Ducted | Portable | N/A | N/A | N/A | China | 1.75 | N/A | 4.68 | N/A | N/A | N/A | N/A | N/A | - | - | Calorimeter Room | 2.8314 | - | N/A | N/A | N/A | N/A | N/A | N/A | N/A | N/A | N/A | N/A | N/A | N/A | N/A | N/A | N/A | N/A | N/A | N/A | Calorimeter Room | Single | R32 | Australia,New Zealand | 139631 | 2026-06-29 |  | Approved | Cooling Only | N/A | N/A | Class 4 | N/A | N/A | N/A | N/A | N/A | N/A | N/A | N/A | Available | N/A | N/A |  |  | N/A |  |  | AAC6116 | No | N/A | N/A | N/A | N/A | 4680 | 1.75 | N/A | N/A | N/A | N/A | N/A | N/A | N/A | N/A | N/A | N/A | N/A | N/A | N/A | N/A | N/A | - | - | N/A | N/A | N/A | N/A | N/A | N/A | N/A | N/A | N/A | N/A | N/A | N/A | N/A | N/A | N/A | N/A | N/A | N/A | N/A | N/A | N/A | N/A | N/A | N/A | N/A | N/A | 63.5 | N/A | N/A | N/A | N/A | N/A | N/A | N/A | 954 | 1470 | 3932 | N/A | N/A | N/A | 0 | 0 | 0 | N/A | N/A | N/A | N/A | N/A | N/A | - | - | - | N/A | N/A | N/A | - | - | - | N/A | No | - | - | - | - | - | - | N/A | 2.6743 | -
[Unitary Single-Duct] GEMS (Air Conditioners up to 65kW) Determination 2019 | MEPS 2019 | AS/NZS 3823.1.5:2015 | EWTP11 |  | N/A | ewt | N/A | Non Ducted | Portable | N/A | N/A | N/A | China | 1.32 | N/A | 3.3 | N/A | N/A | N/A | N/A | N/A | - | - | Calorimeter Room | 2.6597 | - | N/A | N/A | N/A | N/A | N/A | N/A | N/A | N/A | N/A | N/A | N/A | N/A | N/A | N/A | N/A | N/A | N/A | N/A | Calorimeter Room | Single | R290 | Australia,Fiji,New Zealand | 146967 | 2027-05-24 |  | Approved | Cooling Only | N/A | N/A | Class 4 | N/A | N/A | N/A | N/A | N/A | N/A | N/A | N/A | Available | N/A | N/A |  | https://www.glendimplex.com.au/# | N/A |  |  | AAC6718 | No | N/A | N/A | N/A | N/A | 3300 | 1.32 | N/A | N/A | N/A | N/A | N/A | N/A | N/A | N/A | N/A | N/A | N/A | N/A | N/A | N/A | N/A | - | - | N/A | N/A | N/A | N/A | N/A | N/A | N/A | N/A | N/A | N/A | N/A | N/A | N/A | N/A | N/A | N/A | N/A | N/A | N/A | N/A | N/A | N/A | N/A | N/A | N/A | N/A | 64.3 | N/A | N/A | N/A | N/A | N/A | N/A | N/A | 719 | 1109 | 2966 | N/A | N/A | N/A | 0 | 0 | 0 | N/A | N/A | N/A | N/A | N/A | N/A | - | - | - | N/A | N/A | N/A | - | - | - | N/A | No | - | - | - | - | - | - | N/A | 2.5 | -
[Unitary Single-Duct] GEMS (Air Conditioners up to 65kW) Determination 2019 | MEPS 2019 | AS/NZS 3823.1.5:2015 | EWTP13 |  | N/A | ewt | N/A | Non Ducted | Portable | N/A | N/A | N/A | China | 1.48 | N/A | 3.8 | N/A | N/A | N/A | N/A | N/A | - | - | Calorimeter Room | 2.6924 | - | N/A | N/A | N/A | N/A | N/A | N/A | N/A | N/A | N/A | N/A | N/A | N/A | N/A | N/A | N/A | N/A | N/A | N/A | Calorimeter Room | Single | R290 | Australia,Fiji,New Zealand | 146972 | 2027-05-23 |  | Approved | Cooling Only | N/A | N/A | Class 4 | N/A | N/A | N/A | N/A | N/A | N/A | N/A | N/A | Available | N/A | N/A |  | https://www.glendimplex.com.au/# | N/A |  |  | AAC6716 | No | N/A | N/A | N/A | N/A | 3800 | 1.48 | N/A | N/A | N/A | N/A | N/A | N/A | N/A | N/A | N/A | N/A | N/A | N/A | N/A | N/A | N/A | - | - | N/A | N/A | N/A | N/A | N/A | N/A | N/A | N/A | N/A | N/A | N/A | N/A | N/A | N/A | N/A | N/A | N/A | N/A | N/A | N/A | N/A | N/A | N/A | N/A | N/A | N/A | 64.4 | N/A | N/A | N/A | N/A | N/A | N/A | N/A | 807 | 1243 | 3326 | N/A | N/A | N/A | 0 | 0 | 0 | N/A | N/A | N/A | N/A | N/A | N/A | - | - | - | N/A | N/A | N/A | - | - | - | N/A | No | - | - | - | - | - | - | N/A | 2.5676 | -
[Unitary Single-Duct] GEMS (Air Conditioners up to 65kW) Determination 2019 | MEPS 2019 | AS/NZS 3823.1.5:2015 | EWTP9 |  | N/A | ewt | N/A | Non Ducted | Portable | N/A | N/A | N/A | China | 1.02 | N/A | 2.6 | N/A | N/A | N/A | N/A | N/A | - | - | Calorimeter Room | 2.5567 | - | N/A | N/A | N/A | N/A | N/A | N/A | N/A | N/A | N/A | N/A | N/A | N/A | N/A | N/A | N/A | N/A | N/A | N/A | Calorimeter Room | Single | R290 | Australia,Fiji,New Zealand | 147209 | 2027-05-24 |  | Approved | Cooling Only | N/A | N/A | Class 4 | N/A | N/A | N/A | N/A | N/A | N/A | N/A | N/A | Available | N/A | N/A |  | https://www.glendimplex.com.au/# | N/A |  |  | AAC6728 | No | N/A | N/A | N/A | N/A | 2600 | 1.02 | N/A | N/A | N/A | N/A | N/A | N/A | N/A | N/A | N/A | N/A | N/A | N/A | N/A | N/A | N/A | - | - | N/A | N/A | N/A | N/A | N/A | N/A | N/A | N/A | N/A | N/A | N/A | N/A | N/A | N/A | N/A | N/A | N/A | N/A | N/A | N/A | N/A | N/A | N/A | N/A | N/A | N/A | 64.4 | N/A | N/A | N/A | N/A | N/A | N/A | N/A | 556 | 857 | 2292 | N/A | N/A | N/A | 0 | 0 | 0 | N/A | N/A | N/A | N/A | N/A | N/A | - | - | - | N/A | N/A | N/A | - | - | - | N/A | No | - | - | - | - | - | - | N/A | 2.549 | -
[Unitary Single-Duct] GEMS (Air Conditioners up to 65kW) Determination 2019 | MEPS 2019 | AS/NZS 3823.1.5:2015 | EWTP9BF |  | N/A | ewt | N/A | Non Ducted | Portable | N/A | N/A | N/A | China | 1.02 | N/A | 2.6 | N/A | N/A | N/A | N/A | N/A | - | - | Calorimeter Room | 2.5567 | - | N/A | N/A | N/A | N/A | N/A | N/A | N/A | N/A | N/A | N/A | N/A | N/A | N/A | N/A | N/A | N/A | N/A | N/A | Calorimeter Room | Single | R290 | Australia,Fiji,New Zealand | 155881 | 2028-08-06 |  | Approved | Cooling Only | N/A | N/A | Class 4 | N/A | N/A | N/A | N/A | N/A | N/A | N/A | N/A | Available | N/A | N/A |  | https://www.glendimplex.com.au/# | N/A |  |  | AAC7693 | No | N/A | N/A | N/A | N/A | 2600 | 1.02 | N/A | N/A | N/A | N/A | N/A | N/A | N/A | N/A | N/A | N/A | N/A | N/A | N/A | N/A | N/A | - | - | N/A | N/A | N/A | N/A | N/A | N/A | N/A | N/A | N/A | N/A | N/A | N/A | N/A | N/A | N/A | N/A | N/A | N/A | N/A | N/A | N/A | N/A | N/A | N/A | N/A | N/A | 64.4 | N/A | N/A | N/A | N/A | N/A | N/A | N/A | 556 | 857 | 2292 | N/A | N/A | N/A | 0 | 0 | 0 | N/A | N/A | N/A | N/A | N/A | N/A | - | - | - | N/A | N/A | N/A | - | - | - | N/A | No | - | - | - | - | - | - | N/A | 2.549 | -
[Unitary Single-Duct] GEMS (Air Conditioners up to 65kW) Determination 2019 | MEPS 2019 | AS/NZS 3823.1.5:2015 | EPA101A |  | N/A | Excelair | N/A | Non Ducted | Portable | N/A | N/A | N/A | China | 0.93 | N/A | 2.6 | N/A | N/A | N/A | N/A | N/A | 0 | 0 | Calorimeter Room | 2.9393 | 0 | N/A | N/A | N/A | N/A | N/A | N/A | N/A | N/A | N/A | N/A | N/A | N/A | N/A | N/A | N/A | N/A | N/A | N/A | Calorimeter Room | Single | R410A | Australia,Fiji,New Zealand | 130323 | 2025-08-13 |  | Approved | Cooling Only | N/A | N/A | Class 4 | N/A | N/A | N/A | N/A | N/A | N/A | N/A | N/A | Available | N/A | N/A | http://www.gbi.com.au |  | N/A |  |  | AAC5148 | No | N/A | N/A | N/A | N/A | 2600 | 0.93 | N/A | N/A | N/A | N/A | N/A | N/A | N/A | N/A | N/A | N/A | N/A | N/A | N/A | N/A | N/A | 0 | 0 | N/A | N/A | N/A | N/A | N/A | N/A | N/A | N/A | N/A | N/A | N/A | N/A | N/A | N/A | N/A | N/A | N/A | N/A | N/A | N/A | N/A | N/A | N/A | N/A | N/A | N/A | 63.5 | N/A | N/A | N/A | N/A | N/A | N/A | N/A | 507 | 781 | 2090 | N/A | N/A | N/A | 0 | 0 | 0 | N/A | N/A | N/A | N/A | N/A | N/A | 0 | 0 | 0 | N/A | N/A | N/A | 0 | 0 | 0 | N/A | No | 0 | 0 | 0 | 0 | 0 | 0 | N/A | 2.7957 | 0
[Unitary Single-Duct] GEMS (Air Conditioners up to 65kW) Determination 2019 | MEPS 2019 | AS/NZS 3823.1.5:2015 | EPA14A |  | N/A | Excelair | N/A | Non Ducted | Portable | N/A | N/A | N/A | China | 1.2 | N/A | 3.6 | N/A | N/A | N/A | N/A | N/A | 0 | 0 | Calorimeter Room | 3.1066 | 0 | N/A | N/A | N/A | N/A | N/A | N/A | N/A | N/A | N/A | N/A | N/A | N/A | N/A | N/A | N/A | N/A | N/A | N/A | Calorimeter Room | Single | R410A | Australia,Fiji,New Zealand | 130818 | 2025-08-13 |  | Approved | Cooling Only | N/A | N/A | Class 4 | N/A | N/A | N/A | N/A | N/A | N/A | N/A | N/A | Available | N/A | N/A | http://www.gbi.com.au |  | N/A |  |  | AAC5150 | No | N/A | N/A | N/A | N/A | 3600 | 1.2 | N/A | N/A | N/A | N/A | N/A | N/A | N/A | N/A | N/A | N/A | N/A | N/A | N/A | N/A | N/A | 0 | 0 | N/A | N/A | N/A | N/A | N/A | N/A | N/A | N/A | N/A | N/A | N/A | N/A | N/A | N/A | N/A | N/A | N/A | N/A | N/A | N/A | N/A | N/A | N/A | N/A | N/A | N/A | 64.3 | N/A | N/A | N/A | N/A | N/A | N/A | N/A | 654 | 1008 | 2696 | N/A | N/A | N/A | 0 | 0 | 0 | N/A | N/A | N/A | N/A | N/A | N/A | 0 | 0 | 0 | N/A | N/A | N/A | 0 | 0 | 0 | N/A | No | 0 | 0 | 0 | 0 | 0 | 0 | N/A | 3 | 0
[Unitary Single-Duct] GEMS (Air Conditioners up to 65kW) Determination 2019 | MEPS 2019 | AS/NZS 3823.1.5:2015 | EPA16A |  | N/A | Excelair | N/A | Non Ducted | Portable | N/A | N/A | N/A | China | 1.5 | N/A | 4 | N/A | N/A | N/A | N/A | N/A | 0 | 0 | Calorimeter Room | 2.7816 | 0 | N/A | N/A | N/A | N/A | N/A | N/A | N/A | N/A | N/A | N/A | N/A | N/A | N/A | N/A | N/A | N/A | N/A | N/A | Calorimeter Room | Single | R410A | Australia,Fiji,New Zealand | 131114 | 2025-08-13 |  | Approved | Cooling Only | N/A | N/A | Class 4 | N/A | N/A | N/A | N/A | N/A | N/A | N/A | N/A | Available | N/A | N/A | http://www.gbi.com.au |  | N/A |  |  | AAC5151 | No | N/A | N/A | N/A | N/A | 4000 | 1.5 | N/A | N/A | N/A | N/A | N/A | N/A | N/A | N/A | N/A | N/A | N/A | N/A | N/A | N/A | N/A | 0 | 0 | N/A | N/A | N/A | N/A | N/A | N/A | N/A | N/A | N/A | N/A | N/A | N/A | N/A | N/A | N/A | N/A | N/A | N/A | N/A | N/A | N/A | N/A | N/A | N/A | N/A | N/A | 64.3 | N/A | N/A | N/A | N/A | N/A | N/A | N/A | 818 | 1260 | 3370 | N/A | N/A | N/A | 0 | 0 | 0 | N/A | N/A | N/A | N/A | N/A | N/A | 0 | 0 | 0 | N/A | N/A | N/A | 0 | 0 | 0 | N/A | No | 0 | 0 | 0 | 0 | 0 | 0 | N/A | 2.6667 | 0
[Unitary Single-Duct] GEMS (Air Conditioners up to 65kW) Determination 2019 | MEPS 2019 | AS/NZS 3823.1.5:2015 | EPA20A |  | N/A | Excelair | N/A | Non Ducted | Portable | N/A | N/A | N/A | China | 2.2 | N/A | 5.5 | N/A | N/A | N/A | N/A | N/A | 0 | 0 | Calorimeter Room | 2.5014 | 0 | N/A | N/A | N/A | N/A | N/A | N/A | N/A | N/A | N/A | N/A | N/A | N/A | N/A | N/A | N/A | N/A | N/A | N/A | Calorimeter Room | Single | R410A | Australia,Fiji,New Zealand | 131118 | 2025-08-13 |  | Approved | Cooling Only | N/A | N/A | Class 4 | N/A | N/A | N/A | N/A | N/A | N/A | N/A | N/A | Available | N/A | N/A | http://www.gbi.com.au |  | N/A |  |  | AAC5152 | No | N/A | N/A | N/A | N/A | 5500 | 2.2 | N/A | N/A | N/A | N/A | N/A | N/A | N/A | N/A | N/A | N/A | N/A | N/A | N/A | N/A | N/A | 0 | 0 | N/A | N/A | N/A | N/A | N/A | N/A | N/A | N/A | N/A | N/A | N/A | N/A | N/A | N/A | N/A | N/A | N/A | N/A | N/A | N/A | N/A | N/A | N/A | N/A | N/A | N/A | 65 | N/A | N/A | N/A | N/A | N/A | N/A | N/A | 1199 | 1848 | 4943 | N/A | N/A | N/A | 0 | 0 | 0 | N/A | N/A | N/A | N/A | N/A | N/A | 0 | 0 | 0 | N/A | N/A | N/A | 0 | 0 | 0 | N/A | No | 0 | 0 | 0 | 0 | 0 | 0 | N/A | 2.5 | 0
[Unitary Single-Duct] GEMS (Air Conditioners up to 65kW) Determination 2019 | MEPS 2019 | AS/NZS 3823.1.5:2015 | EPA58023W |  | N/A | Excelair | N/A | Non Ducted | Portable | N/A | Air | Air | China | 0.92 | N/A | 2.3 | N/A | N/A | N/A | N/A | N/A | - | - | Calorimeter Room | 2.5803 | - | N/A | N/A | N/A | N/A | N/A | N/A | N/A | N/A | N/A | N/A | N/A | N/A | N/A | N/A | N/A | N/A | N/A | N/A | Calorimeter Room | Single | R290 | Australia,Fiji,New Zealand | 163365 | 2029-08-13 |  | Approved | Cooling Only | N/A | N/A | Class 4 | N/A | N/A | N/A | N/A | N/A | N/A | N/A | N/A | Available | N/A | N/A |  |  | N/A |  |  | AAC8393 | No | N/A | N/A | N/A | N/A | 2300 | 0.92 | N/A | N/A | N/A | N/A | N/A | N/A | N/A | N/A | N/A | N/A | N/A | N/A | N/A | N/A | N/A | - | - | N/A | N/A | N/A | N/A | N/A | N/A | N/A | N/A | N/A | N/A | N/A | N/A | N/A | N/A | N/A | N/A | N/A | N/A | N/A | N/A | N/A | N/A | N/A | N/A | N/A | N/A | 62.2 | N/A | N/A | N/A | N/A | N/A | N/A | N/A | 501 | 773 | 2067 | N/A | N/A | N/A | 0 | 0 | 0 | N/A | N/A | N/A | N/A | N/A | N/A | - | - | - | N/A | N/A | N/A | - | - | - | N/A | No | - | - | - | - | - | - | N/A | 2.5 | -
[Unitary Single-Duct] GEMS (Air Conditioners up to 65kW) Determination 2019 | MEPS 2019 | AS/NZS 3823.1.5:2015 | EPA58034** | EPA58034** | N/A | Excelair | N/A | Non Ducted | Portable | N/A | N/A | N/A | China | 1.308 | N/A | 3.4 | N/A | N/A | N/A | N/A | N/A | - | - | Calorimeter Room | 2.6964 | - | N/A | N/A | N/A | N/A | N/A | N/A | N/A | N/A | N/A | N/A | N/A | N/A | N/A | N/A | N/A | N/A | N/A | N/A | Calorimeter Room | Single | R290 | Australia,Fiji,New Zealand | 163366 | 2029-08-13 |  | Approved | Cooling Only | N/A | N/A | Class 4 | N/A | N/A | N/A | N/A | N/A | N/A | N/A | N/A | Available | N/A | N/A |  |  | N/A |  |  | AAC8395 | No | N/A | N/A | N/A | N/A | 3400 | 1.308 | N/A | N/A | N/A | N/A | N/A | N/A | N/A | N/A | N/A | N/A | N/A | N/A | N/A | N/A | N/A | - | - | N/A | N/A | N/A | N/A | N/A | N/A | N/A | N/A | N/A | N/A | N/A | N/A | N/A | N/A | N/A | N/A | N/A | N/A | N/A | N/A | N/A | N/A | N/A | N/A | N/A | N/A | 65 | N/A | N/A | N/A | N/A | N/A | N/A | N/A | 713 | 1099 | 2939 | N/A | N/A | N/A | 0 | 0 | 0 | N/A | N/A | N/A | N/A | N/A | N/A | - | - | - | N/A | N/A | N/A | - | - | - | N/A | No | - | - | - | - | - | - | N/A | 2.5994 | -
[Unitary Single-Duct] GEMS (Air Conditioners up to 65kW) Determination 2019 | MEPS 2019 | AS/NZS 3823.1.5:2015 | EPA58034BS | EPA58034** | N/A | Excelair | N/A | Non Ducted | Portable | N/A | N/A | N/A | China | 1.308 | N/A | 3.4 | N/A | N/A | N/A | N/A | N/A | - | - | Calorimeter Room | 2.6964 | - | N/A | N/A | N/A | N/A | N/A | N/A | N/A | N/A | N/A | N/A | N/A | N/A | N/A | N/A | N/A | N/A | N/A | N/A | Calorimeter Room | Single | R290 | Australia,Fiji,New Zealand | 163366 | 2029-08-13 |  | Approved | Cooling Only | N/A | N/A | Class 4 | N/A | N/A | N/A | N/A | N/A | N/A | N/A | N/A | Available | N/A | N/A |  |  | N/A |  |  | AAC8395 | No | N/A | N/A | N/A | N/A | 3400 | 1.308 | N/A | N/A | N/A | N/A | N/A | N/A | N/A | N/A | N/A | N/A | N/A | N/A | N/A | N/A | N/A | - | - | N/A | N/A | N/A | N/A | N/A | N/A | N/A | N/A | N/A | N/A | N/A | N/A | N/A | N/A | N/A | N/A | N/A | N/A | N/A | N/A | N/A | N/A | N/A | N/A | N/A | N/A | 65 | N/A | N/A | N/A | N/A | N/A | N/A | N/A | 713 | 1099 | 2939 | N/A | N/A | N/A | 0 | 0 | 0 | N/A | N/A | N/A | N/A | N/A | N/A | - | - | - | N/A | N/A | N/A | - | - | - | N/A | No | - | - | - | - | - | - | N/A | 2.5994 | -
[Unitary Single-Duct] GEMS (Air Conditioners up to 65kW) Determination 2019 | MEPS 2019 | AS/NZS 3823.1.5:2015 | EPA58034WB | EPA58034** | N/A | Excelair | N/A | Non Ducted | Portable | N/A | N/A | N/A | China | 1.308 | N/A | 3.4 | N/A | N/A | N/A | N/A | N/A | - | - | Calorimeter Room | 2.6964 | - | N/A | N/A | N/A | N/A | N/A | N/A | N/A | N/A | N/A | N/A | N/A | N/A | N/A | N/A | N/A | N/A | N/A | N/A | Calorimeter Room | Single | R290 | Australia,Fiji,New Zealand | 163366 | 2029-08-13 |  | Approved | Cooling Only | N/A | N/A | Class 4 | N/A | N/A | N/A | N/A | N/A | N/A | N/A | N/A | Available | N/A | N/A |  |  | N/A |  |  | AAC8395 | No | N/A | N/A | N/A | N/A | 3400 | 1.308 | N/A | N/A | N/A | N/A | N/A | N/A | N/A | N/A | N/A | N/A | N/A | N/A | N/A | N/A | N/A | - | - | N/A | N/A | N/A | N/A | N/A | N/A | N/A | N/A | N/A | N/A | N/A | N/A | N/A | N/A | N/A | N/A | N/A | N/A | N/A | N/A | N/A | N/A | N/A | N/A | N/A | N/A | 65 | N/A | N/A | N/A | N/A | N/A | N/A | N/A | 713 | 1099 | 2939 | N/A | N/A | N/A | 0 | 0 | 0 | N/A | N/A | N/A | N/A | N/A | N/A | - | - | - | N/A | N/A | N/A | - | - | - | N/A | No | - | - | - | - | - | - | N/A | 2.5994 | -
[Unitary Single-Duct] GEMS (Air Conditioners up to 65kW) Determination 2019 | MEPS 2019 | AS/NZS 3823.1.5:2015 | EPA58041** | EPA58041** | N/A | Excelair | N/A | Non Ducted | Portable | N/A | N/A | N/A | China | 1.577 | N/A | 4.1 | N/A | N/A | N/A | N/A | N/A | - | - | Calorimeter Room | 2.6042 | - | N/A | N/A | N/A | N/A | N/A | N/A | N/A | N/A | N/A | N/A | N/A | N/A | N/A | N/A | N/A | N/A | N/A | N/A | Calorimeter Room | Single | R290 | Australia,Fiji,New Zealand | 163441 | 2029-08-13 |  | Approved | Cooling Only | N/A | N/A | Class 4 | N/A | N/A | N/A | N/A | N/A | N/A | N/A | N/A | Available | N/A | N/A |  |  | N/A |  |  | AAC8394 | No | N/A | N/A | N/A | N/A | 4100 | 1.577 | N/A | N/A | N/A | N/A | N/A | N/A | N/A | N/A | N/A | N/A | N/A | N/A | N/A | N/A | N/A | - | - | N/A | N/A | N/A | N/A | N/A | N/A | N/A | N/A | N/A | N/A | N/A | N/A | N/A | N/A | N/A | N/A | N/A | N/A | N/A | N/A | N/A | N/A | N/A | N/A | N/A | N/A | 63.9 | N/A | N/A | N/A | N/A | N/A | N/A | N/A | 859 | 1325 | 3544 | N/A | N/A | N/A | 0 | 0 | 0 | N/A | N/A | N/A | N/A | N/A | N/A | - | - | - | N/A | N/A | N/A | - | - | - | N/A | No | - | - | - | - | - | - | N/A | 2.5999 | -
[Unitary Single-Duct] GEMS (Air Conditioners up to 65kW) Determination 2019 | MEPS 2019 | AS/NZS 3823.1.5:2015 | EPA58041BG | EPA58041** | N/A | Excelair | N/A | Non Ducted | Portable | N/A | N/A | N/A | China | 1.577 | N/A | 4.1 | N/A | N/A | N/A | N/A | N/A | - | - | Calorimeter Room | 2.6042 | - | N/A | N/A | N/A | N/A | N/A | N/A | N/A | N/A | N/A | N/A | N/A | N/A | N/A | N/A | N/A | N/A | N/A | N/A | Calorimeter Room | Single | R290 | Australia,Fiji,New Zealand | 163441 | 2029-08-13 |  | Approved | Cooling Only | N/A | N/A | Class 4 | N/A | N/A | N/A | N/A | N/A | N/A | N/A | N/A | Available | N/A | N/A |  |  | N/A |  |  | AAC8394 | No | N/A | N/A | N/A | N/A | 4100 | 1.577 | N/A | N/A | N/A | N/A | N/A | N/A | N/A | N/A | N/A | N/A | N/A | N/A | N/A | N/A | N/A | - | - | N/A | N/A | N/A | N/A | N/A | N/A | N/A | N/A | N/A | N/A | N/A | N/A | N/A | N/A | N/A | N/A | N/A | N/A | N/A | N/A | N/A | N/A | N/A | N/A | N/A | N/A | 63.9 | N/A | N/A | N/A | N/A | N/A | N/A | N/A | 859 | 1325 | 3544 | N/A | N/A | N/A | 0 | 0 | 0 | N/A | N/A | N/A | N/A | N/A | N/A | - | - | - | N/A | N/A | N/A | - | - | - | N/A | No | - | - | - | - | - | - | N/A | 2.5999 | -
[Unitary Single-Duct] GEMS (Air Conditioners up to 65kW) Determination 2019 | MEPS 2019 | AS/NZS 3823.1.5:2015 | EPA58041BS | EPA58041** | N/A | Excelair | N/A | Non Ducted | Portable | N/A | N/A | N/A | China | 1.577 | N/A | 4.1 | N/A | N/A | N/A | N/A | N/A | - | - | Calorimeter Room | 2.6042 | - | N/A | N/A | N/A | N/A | N/A | N/A | N/A | N/A | N/A | N/A | N/A | N/A | N/A | N/A | N/A | N/A | N/A | N/A | Calorimeter Room | Single | R290 | Australia,Fiji,New Zealand | 163441 | 2029-08-13 |  | Approved | Cooling Only | N/A | N/A | Class 4 | N/A | N/A | N/A | N/A | N/A | N/A | N/A | N/A | Available | N/A | N/A |  |  | N/A |  |  | AAC8394 | No | N/A | N/A | N/A | N/A | 4100 | 1.577 | N/A | N/A | N/A | N/A | N/A | N/A | N/A | N/A | N/A | N/A | N/A | N/A | N/A | N/A | N/A | - | - | N/A | N/A | N/A | N/A | N/A | N/A | N/A | N/A | N/A | N/A | N/A | N/A | N/A | N/A | N/A | N/A | N/A | N/A | N/A | N/A | N/A | N/A | N/A | N/A | N/A | N/A | 63.9 | N/A | N/A | N/A | N/A | N/A | N/A | N/A | 859 | 1325 | 3544 | N/A | N/A | N/A | 0 | 0 | 0 | N/A | N/A | N/A | N/A | N/A | N/A | - | - | - | N/A | N/A | N/A | - | - | - | N/A | No | - | - | - | - | - | - | N/A | 2.5999 | -
[Unitary Single-Duct] GEMS (Air Conditioners up to 65kW) Determination 2019 | MEPS 2019 | AS/NZS 3823.1.5:2015 | EPA58041RWB |  | N/A | Excelair | N/A | Non Ducted | Portable | N/A | N/A | N/A | China | 1.577 | N/A | 4.1 | N/A | N/A | N/A | N/A | N/A | 1.32 | 3.3 | Calorimeter Room | 2.6147 | 2.5002 | N/A | N/A | N/A | N/A | N/A | N/A | N/A | N/A | N/A | N/A | N/A | N/A | N/A | N/A | N/A | N/A | N/A | N/A | Calorimeter Room | Single | R290 | Australia,Fiji,New Zealand | 163442 | 2029-08-13 |  | Approved | Reverse Cycle | N/A | N/A | Class 4 | N/A | N/A | N/A | N/A | N/A | N/A | N/A | N/A | Available | N/A | N/A |  |  | N/A |  |  | AAC8397 | No | N/A | N/A | N/A | N/A | 4100 | 1.577 | N/A | N/A | N/A | N/A | N/A | N/A | N/A | N/A | N/A | N/A | N/A | N/A | N/A | N/A | N/A | 3300 | 1.32 | N/A | N/A | N/A | N/A | N/A | N/A | N/A | N/A | N/A | N/A | N/A | N/A | N/A | N/A | N/A | N/A | N/A | N/A | N/A | N/A | N/A | N/A | N/A | N/A | N/A | N/A | 62.9 | N/A | N/A | N/A | N/A | N/A | N/A | N/A | 859 | 1325 | 3544 | N/A | N/A | N/A | 0 | 0 | 0 | N/A | N/A | N/A | N/A | N/A | N/A | 3511 | 1704 | 366 | N/A | N/A | N/A | 0 | 0 | 0 | N/A | No | - | - | - | - | - | - | N/A | 2.5999 | 2.5
[Unitary Single-Duct] GEMS (Air Conditioners up to 65kW) Determination 2019 | MEPS 2019 | AS/NZS 3823.1.5:2015 | EPA58041WB | EPA58041** | N/A | Excelair | N/A | Non Ducted | Portable | N/A | N/A | N/A | China | 1.577 | N/A | 4.1 | N/A | N/A | N/A | N/A | N/A | - | - | Calorimeter Room | 2.6042 | - | N/A | N/A | N/A | N/A | N/A | N/A | N/A | N/A | N/A | N/A | N/A | N/A | N/A | N/A | N/A | N/A | N/A | N/A | Calorimeter Room | Single | R290 | Australia,Fiji,New Zealand | 163441 | 2029-08-13 |  | Approved | Cooling Only | N/A | N/A | Class 4 | N/A | N/A | N/A | N/A | N/A | N/A | N/A | N/A | Available | N/A | N/A |  |  | N/A |  |  | AAC8394 | No | N/A | N/A | N/A | N/A | 4100 | 1.577 | N/A | N/A | N/A | N/A | N/A | N/A | N/A | N/A | N/A | N/A | N/A | N/A | N/A | N/A | N/A | - | - | N/A | N/A | N/A | N/A | N/A | N/A | N/A | N/A | N/A | N/A | N/A | N/A | N/A | N/A | N/A | N/A | N/A | N/A | N/A | N/A | N/A | N/A | N/A | N/A | N/A | N/A | 63.9 | N/A | N/A | N/A | N/A | N/A | N/A | N/A | 859 | 1325 | 3544 | N/A | N/A | N/A | 0 | 0 | 0 | N/A | N/A | N/A | N/A | N/A | N/A | - | - | - | N/A | N/A | N/A | - | - | - | N/A | No | - | - | - | - | - | - | N/A | 2.5999 | -
[Unitary Single-Duct] GEMS (Air Conditioners up to 65kW) Determination 2019 | MEPS 2019 | AS/NZS 3823.1.5:2015 | EPA58043WB |  | N/A | Excelair | N/A | Non Ducted | Portable | N/A | Air | Air | China | 1.654 | N/A | 4.3 | N/A | N/A | N/A | N/A | N/A | - | - | Calorimeter Room | 2.6606 | - | N/A | N/A | N/A | N/A | N/A | N/A | N/A | N/A | N/A | N/A | N/A | N/A | N/A | N/A | N/A | N/A | N/A | N/A | Calorimeter Room | Single | R290 | Australia,Fiji,New Zealand | 163368 | 2029-08-13 |  | Approved | Cooling Only | N/A | N/A | Class 4 | N/A | N/A | N/A | N/A | N/A | N/A | N/A | N/A | Available | N/A | N/A |  |  | N/A |  |  | AAC8396 | No | N/A | N/A | N/A | N/A | 4300 | 1.654 | N/A | N/A | N/A | N/A | N/A | N/A | N/A | N/A | N/A | N/A | N/A | N/A | N/A | N/A | N/A | - | - | N/A | N/A | N/A | N/A | N/A | N/A | N/A | N/A | N/A | N/A | N/A | N/A | N/A | N/A | N/A | N/A | N/A | N/A | N/A | N/A | N/A | N/A | N/A | N/A | N/A | N/A | 63.1 | N/A | N/A | N/A | N/A | N/A | N/A | N/A | 901 | 1389 | 3717 | N/A | N/A | N/A | 0 | 0 | 0 | N/A | N/A | N/A | N/A | N/A | N/A | - | - | - | N/A | N/A | N/A | - | - | - | N/A | No | - | - | - | - | - | - | N/A | 2.5998 | -
[SEER Multi-Split <=65kW] GEMS (Air Conditioners up to 65kW) Determination 2019 | MEPS 2019 | AS/NZS 3823.1.4:2012 | AJT040LBLCH |  | N/A | FUJITSU | 0.88 | Non Ducted | vrf | N/A | Air | Air | China | 2.98 | 11.22 | 12.1 | N/A | N/A | N/A | N/A | N/A | 2.47 | 12.1 | Enthalpy Test Room | 4.1885 | 5.142 | Yes | - | N/A | 39.33 | 39.49 | N/A | N/A | N/A | N/A | N/A | 3.8462 | 4.5176 | N/A | N/A | N/A | N/A | N/A | N/A | Enthalpy Test Room | Single | R410A | Australia,New Zealand | 154157 | 2028-05-09 |  | Approved | Reverse Cycle | N/A | Yes | Class 20 | Yes | N/A | N/A | N/A | N/A | N/A | N/A | 4.0159 | Available | N/A | N/A | https://www.fujitsugeneral.com.au/ | http://www.fujitsugeneral.com.au | N/A |  |  | AAC7478 | Yes | Variable output compressor | Inverter | No | - | 12100 | 2.98 | - | 1400 | 6050 | No | - | - | - | 2723.72 | 13031.7 | No | 1279.6 | 6515.85 | No | - | - | 12100 | 2.47 | 1340 | 6050 | No | - | - | Yes | 4020 | 9900 | No | - | - | No | - | - | - | - | - | No | - | - | No | - | - | No | - | - | N/A | 63.4 | 3.547 | 3.664 | 4.441 | 4.703 | 4.554 | 4.806 | 860 | 1278 | 3461 | 1791 | 2198 | 4637 | 2 | 2 | 2.5 | 3.426 | 4.002 | 4.207 | 3.595 | 4.02 | 4.171 | 4710 | 1758 | 351 | 1575 | 845 | 242 | 1.5 | 2.5 | 2.5 | N/A | N/A | N/A | N/A | N/A | N/A | N/A | N/A | 43.9217 | 3.8677 | 4.621
[SEER Multi-Split <=65kW] GEMS (Air Conditioners up to 65kW) Determination 2019 | MEPS 2019 | AS/NZS 3823.1.4:2012 | AJT040LCLBH |  | N/A | FUJITSU | 0.88 | Non Ducted | vrf | N/A | Air | Air | China | 3.52 | 11.22 | 12.1 | N/A | N/A | N/A | N/A | N/A | 2.63 | 12.1 | Enthalpy Test Room | 4.1858 | 4.7389 | Yes | - | N/A | 39.33 | 39.49 | N/A | N/A | N/A | N/A | N/A | 3.8462 | 4.5176 | N/A | N/A | N/A | N/A | N/A | N/A | Enthalpy Test Room | Single | R410A | Australia,New Zealand | 134671 | 2025-12-08 |  | Approved | Reverse Cycle | N/A | No | Class 20 | No | N/A | N/A | N/A | N/A | N/A | N/A | 4.0159 | Available | N/A | N/A | https://www.fujitsugeneral.com.au/ | http://www.fujitsugeneral.com.au | N/A |  |  | AAC5546 | Yes | Variable output compressor | Inverter | No | - | 12100 | 3.52 | - | 970 | 6050 | No | - | - | - | 3217.28 | 13031.7 | No | 886.58 | 6515.85 | No | - | - | 12100 | 2.63 | 1010 | 6050 | No | - | - | Yes | 3540 | 9600 | No | - | - | No | - | - | - | - | - | No | - | - | No | - | - | No | - | - | N/A | 66 | 4.433 | 4.354 | 5.215 | 6.206 | 5.805 | 5.805 | 691 | 1084 | 2957 | 1356 | 1726 | 3844 | 2.5 | 2.5 | 3.5 | 3.856 | 4.729 | 5.5 | 4.292 | 5.01 | 5.502 | 4173 | 1479 | 269 | 1313 | 675 | 184 | 2 | 3 | 4 | N/A | N/A | N/A | N/A | N/A | N/A | N/A | N/A | 33.8045 | 3.3294 | 4.4092
[SEER Multi-Split <=65kW] GEMS (Air Conditioners up to 65kW) Determination 2019 | MEPS 2019 | AS/NZS 3823.1.4:2012 | AJT040LCLCH |  | N/A | FUJITSU | 0.88 | Non Ducted | vrf | N/A | Air | Air | China | 3.52 | 11.22 | 12.1 | N/A | N/A | N/A | N/A | N/A | 2.63 | 12.1 | Enthalpy Test Room | 4.1852 | 4.7394 | Yes | - | N/A | 39.33 | 39.49 | N/A | N/A | N/A | N/A | N/A | 3.8462 | 4.5176 | N/A | N/A | N/A | N/A | N/A | N/A | Enthalpy Test Room | Single | R410A | Australia,New Zealand | 154168 | 2028-05-09 |  | Approved | Reverse Cycle | N/A | Yes | Class 20 | Yes | N/A | N/A | N/A | N/A | N/A | N/A | 4.0159 | Available | N/A | N/A | https://www.fujitsugeneral.com.au/ | http://www.fujitsugeneral.com.au | N/A |  |  | AAC7479 | Yes | Variable output compressor | Inverter | No | - | 12100 | 3.52 | - | 970 | 6050 | No | - | - | - | 3217.28 | 13031.7 | No | 886.58 | 6515.85 | No | - | - | 12100 | 2.63 | 1010 | 6050 | No | - | - | Yes | 3540 | 9600 | No | - | - | No | - | - | - | - | - | No | - | - | No | - | - | No | - | - | N/A | 66 | 4.433 | 4.354 | 5.215 | 6.206 | 5.805 | 5.805 | 691 | 1084 | 2957 | 1356 | 1726 | 3844 | 2.5 | 2.5 | 3.5 | 3.856 | 4.729 | 5.5 | 4.292 | 5.01 | 5.502 | 4173 | 1479 | 269 | 1313 | 675 | 184 | 2 | 3 | 4 | N/A | N/A | N/A | N/A | N/A | N/A | N/A | N/A | 33.8045 | 3.3294 | 4.4092
[SEER Multi-Split <=65kW] GEMS (Air Conditioners up to 65kW) Determination 2019 | MEPS 2019 | AS/NZS 3823.1.4:2012 | AJT045LBLCH |  | N/A | FUJITSU | 1.97 | Non Ducted | vrf | N/A | Air | Air | China | 3.65 | 12.03 | 14 | N/A | N/A | N/A | N/A | N/A | 3.05 | 14 | Enthalpy Test Room | 4.1227 | 4.8806 | Yes | - | N/A | 39.33 | 39.49 | N/A | N/A | N/A | N/A | N/A | 3.6815 | 4.253 | N/A | N/A | N/A | N/A | N/A | N/A | Enthalpy Test Room | Single | R410A | Australia,New Zealand | 154158 | 2028-05-09 |  | Approved | Reverse Cycle | N/A | Yes | Class 20 | Yes | N/A | N/A | N/A | N/A | N/A | N/A | 3.8141 | Available | N/A | N/A | https://www.fujitsugeneral.com.au/ | http://www.fujitsugeneral.com.au | Yes |  |  | AAC7476 | Yes | Variable output compressor | Inverter | No | - | 14000 | 3.65 | - | 1650 | 7000 | No | - | - | - | 3336.1 | 15078 | No | 1508.1 | 7539 | No | - | - | 14000 | 3.05 | 1490 | 7000 | No | - | - | Yes | 3980 | 9700 | No | - | - | No | - | - | - | - | - | No | - | - | No | - | - | No | - | - | N/A | 64.9 | 3.59 | 3.67 | 4.349 | 4.676 | 4.504 | 4.694 | 997 | 1494 | 4109 | 2099 | 2587 | 5511 | 2 | 2 | 2.5 | 2.866 | 3.445 | 4.357 | 3.171 | 3.836 | 4.332 | 6476 | 2323 | 379 | 2038 | 1005 | 259 | 1 | 1.5 | 2.5 | N/A | N/A | N/A | N/A | N/A | N/A | N/A | N/A | 43.9204 | 3.6857 | 4.3771
[SEER Multi-Split <=65kW] GEMS (Air Conditioners up to 65kW) Determination 2019 | MEPS 2019 | AS/NZS 3823.1.4:2012 | AJT045LCLBH |  | N/A | FUJITSU | 1.97 | Non Ducted | vrf | N/A | Air | Air | China | 4.31 | 12.03 | 14 | N/A | N/A | N/A | N/A | N/A | 3.26 | 14 | Enthalpy Test Room | 3.493 | 4.3612 | Yes | - | N/A | 39.33 | 39.49 | N/A | N/A | N/A | N/A | N/A | 3.6815 | 4.253 | N/A | N/A | N/A | N/A | N/A | N/A | Enthalpy Test Room | Single | R410A | Australia,New Zealand | 134682 | 2025-12-08 |  | Approved | Reverse Cycle | N/A | No | Class 20 | No | N/A | N/A | N/A | N/A | N/A | N/A | 3.8141 | Available | N/A | N/A | https://www.fujitsugeneral.com.au/ | http://www.fujitsugeneral.com.au | Yes |  |  | AAC5548 | Yes | Variable output compressor | Inverter | No | - | 14000 | 4.31 | - | 1220 | 7000 | No | - | - | - | 3939.34 | 15078 | No | 1115.08 | 7539 | No | - | - | 14000 | 3.26 | 1190 | 7000 | No | - | - | Yes | 3620 | 9700 | No | - | - | No | - | - | - | - | - | No | - | - | No | - | - | No | - | - | N/A | 67.9 | 4.321 | 4.21 | 4.917 | 5.879 | 5.484 | 5.437 | 835 | 1315 | 3647 | 1672 | 2129 | 4765 | 2.5 | 2.5 | 3 | 3.177 | 3.931 | 5.39 | 3.626 | 4.559 | 5.398 | 5830 | 2024 | 302 | 1772 | 839 | 205 | 1.5 | 2 | 3.5 | N/A | N/A | N/A | N/A | N/A | N/A | N/A | N/A | 33.8045 | 3.1644 | 4.1491
[SEER Multi-Split <=65kW] GEMS (Air Conditioners up to 65kW) Determination 2019 | MEPS 2019 | AS/NZS 3823.1.4:2012 | AJT045LCLCH |  | N/A | FUJITSU | 1.97 | Non Ducted | vrf | N/A | Air | Air | China | 4.31 | 12.03 | 14 | N/A | N/A | N/A | N/A | N/A | 3.26 | 14 | Enthalpy Test Room | 3.493 | 4.3607 | Yes | - | N/A | 39.33 | 39.49 | N/A | N/A | N/A | N/A | N/A | 3.6815 | 4.253 | N/A | N/A | N/A | N/A | N/A | N/A | Enthalpy Test Room | Single | R410A | Australia,New Zealand | 154169 | 2028-05-09 |  | Approved | Reverse Cycle | N/A | Yes | Class 20 | Yes | N/A | N/A | N/A | N/A | N/A | N/A | 3.8141 | Available | N/A | N/A | https://www.fujitsugeneral.com.au/ | http://www.fujitsugeneral.com.au | Yes |  |  | AAC7480 | Yes | Variable output compressor | Inverter | No | - | 14000 | 4.31 | - | 1220 | 7000 | No | - | - | - | 3939.34 | 15078 | No | 1115.08 | 7539 | No | - | - | 14000 | 3.26 | 1190 | 7000 | No | - | - | Yes | 3620 | 9700 | No | - | - | No | - | - | - | - | - | No | - | - | No | - | - | No | - | - | N/A | 67.9 | 4.321 | 4.21 | 4.917 | 5.879 | 5.484 | 5.437 | 835 | 1315 | 3647 | 1672 | 2129 | 4765 | 2.5 | 2.5 | 3 | 3.177 | 3.931 | 5.39 | 3.626 | 4.559 | 5.398 | 5830 | 2024 | 302 | 1772 | 839 | 205 | 1.5 | 2 | 3.5 | N/A | N/A | N/A | N/A | N/A | N/A | N/A | N/A | 33.8045 | 3.1644 | 4.1491
[SEER Multi-Split <=65kW] GEMS (Air Conditioners up to 65kW) Determination 2019 | MEPS 2019 | AS/NZS 3823.1.4:2012 | AJT054LBLCH |  | N/A | FUJITSU | 2.58 | Non Ducted | vrf | N/A | Air | Air | China | 4.26 | 12.92 | 15.5 | N/A | N/A | N/A | N/A | N/A | 3.58 | 15.5 | Enthalpy Test Room | 3.7397 | 4.507 | Yes | - | N/A | 38.23 | 38.39 | N/A | N/A | N/A | N/A | N/A | 3.4979 | 4.0241 | N/A | N/A | N/A | N/A | N/A | N/A | Enthalpy Test Room | Single | R410A | Australia,New Zealand | 154159 | 2028-05-10 |  | Approved | Reverse Cycle | N/A | Yes | Class 20 | Yes | N/A | N/A | N/A | N/A | N/A | N/A | 3.603 | Available | N/A | N/A | https://www.fujitsugeneral.com.au/ | http://www.fujitsugeneral.com.au | Yes |  |  | AAC7485 | Yes | Variable output compressor | Inverter | No | - | 15500 | 4.26 | - | 1980 | 7750 | No | - | - | - | 3893.64 | 16693.5 | No | 1809.72 | 8346.75 | No | - | - | 15500 | 3.58 | 1710 | 7750 | No | - | - | Yes | 4200 | 10000 | No | - | - | No | - | - | - | - | - | No | - | - | No | - | - | No | - | - | N/A | 64.9 | 3.463 | 3.523 | 4.098 | 4.409 | 4.24 | 4.399 | 1159 | 1742 | 4847 | 2481 | 3059 | 6526 | 1.5 | 2 | 2.5 | 2.71 | 3.263 | 4.199 | 3.018 | 3.407 | 4.178 | 7567 | 2696 | 419 | 2356 | 1230 | 284 | 1 | 1.5 | 2.5 | N/A | N/A | N/A | N/A | N/A | N/A | N/A | N/A | 43.9204 | 3.516 | 4.1572
[SEER Multi-Split <=65kW] GEMS (Air Conditioners up to 65kW) Determination 2019 | MEPS 2019 | AS/NZS 3823.1.4:2012 | AJT054LCLBH |  | N/A | FUJITSU | 1.97 | Non Ducted | vrf | N/A | Air | Air | China | 4.73 | 12.03 | 15.1 | N/A | N/A | N/A | N/A | N/A | 3.65 | 15.1 | Enthalpy Test Room | 3.243 | 4.2012 | Yes | - | N/A | 39.33 | 39.49 | N/A | N/A | N/A | N/A | N/A | 3.6815 | 4.253 | N/A | N/A | N/A | N/A | N/A | N/A | Enthalpy Test Room | Single | R410A | Australia,New Zealand | 134681 | 2025-12-08 |  | Approved | Reverse Cycle | N/A | No | Class 20 | No | N/A | N/A | N/A | N/A | N/A | N/A | 3.8141 | Available | N/A | N/A | https://www.fujitsugeneral.com.au/ | http://www.fujitsugeneral.com.au | Yes |  |  | AAC5547 | Yes | Variable output compressor | Inverter | No | - | 15100 | 4.73 | - | 1370 | 7550 | No | - | - | - | 4323.22 | 16262.7 | No | 1252.18 | 8131.35 | No | - | - | 15100 | 3.65 | 1320 | 7550 | No | - | - | Yes | 4100 | 9800 | No | - | - | No | - | - | - | - | - | No | - | - | No | - | - | No | - | - | N/A | 68.7 | 4.269 | 4.15 | 4.795 | 5.729 | 5.343 | 5.283 | 918 | 1447 | 4043 | 1858 | 2365 | 5297 | 2.5 | 2.5 | 3 | 2.932 | 3.673 | 5.239 | 3.402 | 3.986 | 5.248 | 6799 | 2322 | 326 | 2027 | 1019 | 220 | 1 | 2 | 3.5 | N/A | N/A | N/A | N/A | N/A | N/A | N/A | N/A | 33.8045 | 3.1171 | 4.0114
[SEER Multi-Split <=65kW] GEMS (Air Conditioners up to 65kW) Determination 2019 | MEPS 2019 | AS/NZS 3823.1.4:2012 | AJT054LCLCH |  | N/A | FUJITSU | 1.97 | Non Ducted | vrf | N/A | Air | Air | China | 4.73 | 12.03 | 15.1 | N/A | N/A | N/A | N/A | N/A | 3.65 | 15.1 | Enthalpy Test Room | 3.2432 | 4.2008 | Yes | - | N/A | 39.33 | 39.49 | N/A | N/A | N/A | N/A | N/A | 3.6815 | 4.253 | N/A | N/A | N/A | N/A | N/A | N/A | Enthalpy Test Room | Single | R410A | Australia,New Zealand | 154170 | 2028-05-09 |  | Approved | Reverse Cycle | N/A | Yes | Class 20 | Yes | N/A | N/A | N/A | N/A | N/A | N/A | 3.8141 | Available | N/A | N/A | https://www.fujitsugeneral.com.au/ | http://www.fujitsugeneral.com.au | Yes |  |  | AAC7481 | Yes | Variable output compressor | Inverter | No | - | 15100 | 4.73 | - | 1370 | 7550 | No | - | - | - | 4323.22 | 16262.7 | No | 1252.18 | 8131.35 | No | - | - | 15100 | 3.65 | 1320 | 7550 | No | - | - | Yes | 4100 | 9800 | No | - | - | No | - | - | - | - | - | No | - | - | No | - | - | No | - | - | N/A | 68.7 | 4.269 | 4.15 | 4.795 | 5.729 | 5.343 | 5.283 | 918 | 1447 | 4043 | 1858 | 2365 | 5297 | 2.5 | 2.5 | 3 | 2.932 | 3.673 | 5.239 | 3.402 | 3.986 | 5.248 | 6799 | 2322 | 326 | 2027 | 1019 | 220 | 1 | 2 | 3.5 | N/A | N/A | N/A | N/A | N/A | N/A | N/A | N/A | 33.8045 | 3.1171 | 4.0114
[SEER Multi-Split <=65kW] GEMS (Air Conditioners up to 65kW) Determination 2019 | MEPS 2019 | AS/NZS 3823.1.4:2012 | AJT072GALCH |  | N/A | FUJITSU | 3.1 | Non Ducted | vrf | N/A | Air | Air | China | 5.89 | 19.3 | 22.4 | N/A | N/A | N/A | N/A | N/A | 5.18 | 22.4 | Enthalpy Test Room | 3.8242 | 4.6032 | Yes | - | N/A | 111 | 111 | N/A | N/A | N/A | N/A | N/A | 3.3272 | 3.8778 | N/A | N/A | N/A | N/A | N/A | N/A | Enthalpy Test Room | Three | R410A | Australia,New Zealand | 132933 | 2025-10-01 |  | Approved | Reverse Cycle | N/A | No | Class 20 | No | N/A | N/A | N/A | N/A | N/A | N/A | 3.5224 | Available | N/A | N/A | https://www.fujitsugeneral.com.au/ | http://www.fujitsugeneral.com.au | Yes |  |  | AAC5360 | Yes | Variable output compressor | Inverter | No | - | 22400 | 5.89 | - | 2130 | 11200 | No | - | - | - | 5383.46 | 24124.8 | No | 1946.82 | 12062.4 | No | - | - | 22400 | 5.18 | 2440 | 11200 | No | - | - | Yes | 8560 | 18000 | No | - | - | No | - | - | - | - | - | No | - | - | No | - | - | No | - | - | N/A | 73.7 | 3.746 | 3.839 | 4.787 | 5.285 | 5.078 | 5.291 | 1476 | 2223 | 5906 | 2912 | 3612 | 7763 | 2 | 2 | 3 | 3.215 | 3.853 | 4.251 | 3.476 | 3.969 | 4.23 | 9301 | 3399 | 669 | 3030 | 1602 | 463 | 1.5 | 2 | 2.5 | N/A | N/A | N/A | N/A | N/A | N/A | N/A | N/A | 91.0745 | 3.6142 | 4.0818
[SEER Multi-Split <=65kW] GEMS (Air Conditioners up to 65kW) Determination 2019 | MEPS 2019 | AS/NZS 3823.1.4:2012 | AJT090GALCH |  | N/A | FUJITSU | 4.7 | Non Ducted | vrf | N/A | Air | Air | China | 8.65 | 23.3 | 28 | N/A | N/A | N/A | N/A | N/A | 7.16 | 28 | Enthalpy Test Room | 3.2613 | 4.0949 | Yes | - | N/A | 111 | 111 | N/A | N/A | N/A | N/A | N/A | 3.1191 | 3.592 | N/A | N/A | N/A | N/A | N/A | N/A | Enthalpy Test Room | Three | R410A | Australia,New Zealand | 132934 | 2025-10-01 |  | Approved | Reverse Cycle | N/A | No | Class 20 | No | N/A | N/A | N/A | N/A | N/A | N/A | 3.255 | Available | N/A | N/A | https://www.fujitsugeneral.com.au/ | http://www.fujitsugeneral.com.au | Yes |  |  | AAC5366 | Yes | Variable output compressor | Inverter | No | - | 28000 | 8.65 | - | 2920 | 14000 | No | - | - | - | 7906.1 | 30156 | No | 2668.88 | 15078 | No | - | - | 28000 | 7.16 | 3150 | 14000 | No | - | - | Yes | 9540 | 18700 | No | - | - | No | - | - | - | - | - | No | - | - | No | - | - | No | - | - | N/A | 75 | 3.662 | 3.664 | 4.363 | 4.976 | 4.721 | 4.793 | 1944 | 2986 | 8184 | 3927 | 4921 | 10783 | 2 | 2 | 2.5 | 2.532 | 3.074 | 4.104 | 2.86 | 3.522 | 4.091 | 14640 | 5188 | 800 | 4505 | 2179 | 544 | 1 | 1.5 | 2.5 | N/A | N/A | N/A | N/A | N/A | N/A | N/A | N/A | 91.0745 | 3.1258 | 3.7494
[SEER Multi-Split <=65kW] GEMS (Air Conditioners up to 65kW) Determination 2019 | MEPS 2019 | AS/NZS 3823.1.4:2012 | AJT108GALCH |  | N/A | FUJITSU | 7.2 | Non Ducted | vrf | N/A | Air | Air | China | 10.57 | 26.3 | 33.5 | N/A | N/A | N/A | N/A | N/A | 8.63 | 33.5 | Enthalpy Test Room | 3.3613 | 4.185 | Yes | - | N/A | 111 | 111 | N/A | N/A | N/A | N/A | N/A | 3.1224 | 3.732 | N/A | N/A | N/A | N/A | N/A | N/A | Enthalpy Test Room | Three | R410A | Australia,New Zealand | 132935 | 2025-10-01 |  | Approved | Reverse Cycle | N/A | No | Class 20 | No | N/A | N/A | N/A | N/A | N/A | N/A | 3.2342 | Available | N/A | N/A | https://www.fujitsugeneral.com.au/ | http://www.fujitsugeneral.com.au | Yes |  |  | AAC5362 | Yes | Variable output compressor | Inverter | No | No | 33500 | 10.57 | - | 3320 | 16750 | No | - | - | - | 9660.98 | 36079.5 | No | 3034.48 | 18039.75 | No | - | - | 33500 | 8.63 | 3770 | 16750 | No | - | - | Yes | 8700 | 18900 | No | - | - | No | - | - | - | - | - | No | - | - | No | - | - | No | - | - | N/A | - | 3.724 | 3.709 | 4.444 | 5.136 | 4.854 | 4.91 | 2278 | 3518 | 9600 | 4540 | 5714 | 12582 | 2 | 2 | 2.5 | 2.083 | 2.346 | 3.829 | 2.658 | 3.014 | 4.089 | 21245 | 8051 | 1013 | 5789 | 3014 | 657 | 0.5 | 0.5 | 2 | N/A | N/A | N/A | N/A | N/A | N/A | N/A | N/A | 111.7 | 3.06 | 3.7191
[SEER Multi-Split <=65kW] GEMS (Air Conditioners up to 65kW) Determination 2019 | MEPS 2019 | AS/NZS 3823.1.4:2012 | AJT126GALCH |  | N/A | FUJITSU | 9.2 | Non Ducted | vrf | N/A | Air | Air | China | 12.81 | 30.8 | 40 | N/A | N/A | N/A | N/A | N/A | 10.35 | 40 | Enthalpy Test Room | 3.1505 | 4.0689 | Yes | - | N/A | 111 | 111 | N/A | N/A | N/A | N/A | N/A | 2.9229 | 3.4903 | N/A | N/A | N/A | N/A | N/A | N/A | Enthalpy Test Room | Three | R410A | Australia,New Zealand | 132936 | 2025-10-01 |  | Approved | Reverse Cycle | N/A | No | Class 21 | No | N/A | N/A | N/A | N/A | N/A | N/A | 3.0049 | Available | N/A | N/A | https://www.fujitsugeneral.com.au/ | http://www.fujitsugeneral.com.au | Yes |  |  | AAC5367 | Yes | Variable output compressor | Inverter | No | No | 40000 | 12.81 | - | 4090 | 20000 | No | - | - | - | 11708.34 | 43080 | No | 3738.26 | 21540 | No | - | - | 40000 | 10.35 | 4400 | 20000 | No | - | - | Yes | 10770 | 22200 | No | - | - | No | - | - | - | - | - | No | - | - | No | - | - | No | - | - | N/A | - | 3.79 | 3.747 | 4.39 | 5.102 | 4.807 | 4.823 | 2712 | 4210 | 11659 | 5502 | 6936 | 15341 | 2 | 2 | 2.5 | 2.045 | 2.311 | 3.889 | 2.487 | 3.016 | 4.182 | 25793 | 9701 | 1145 | 7325 | 3554 | 732 | 0.5 | 0.5 | 2 | N/A | N/A | N/A | N/A | N/A | N/A | N/A | N/A | 112.89 | 3.0322 | 3.7273
[SEER Multi-Split <=65kW] GEMS (Air Conditioners up to 65kW) Determination 2019 | MEPS 2019 | AS/NZS 3823.1.4:2012 | AJT144GALCH |  | N/A | FUJITSU | 1.95 | Non Ducted | vrf | N/A | Air | Air | China | 15.08 | 43.05 | 45 | N/A | N/A | N/A | N/A | N/A | 12.11 | 42 | Enthalpy Test Room | 3.0147 | 3.6206 | Yes | - | N/A | 128.14 | 128.35 | 3.5224 | N/A | N/A | N/A | N/A | 2.9335 | 3.2478 | N/A | N/A | N/A | N/A | N/A | N/A | Enthalpy Test Room | Three | R410A | Australia,New Zealand | 132937 | 2025-10-01 |  | Approved | Reverse Cycle | N/A | No | Class 21 | No | N/A | N/A | N/A | N/A | N/A | N/A | 3.0179 | Available | N/A | N/A | https://www.fujitsugeneral.com.au/ | http://www.fujitsugeneral.com.au | Yes |  |  | AAC5363 | Yes | Variable output compressor | Inverter | No | No | 45000 | 15.08 | - | 4750 | 22500 | No | - | - | - | 13783.12 | 48465 | No | 4341.5 | 24232.5 | No | - | - | 42000 | 12.11 | 4340 | 21000 | No | - | - | Yes | 10350 | 22600 | No | - | - | No | - | - | - | - | - | No | - | - | No | - | - | No | - | - | N/A | - | 3.646 | 3.601 | 4.226 | 4.923 | 4.635 | 4.648 | 3169 | 4923 | 13621 | 6410 | 8088 | 17905 | 2 | 2 | 2.5 | 2.077 | 2.356 | 4.1 | 2.549 | 2.977 | 4.163 | 26702 | 10035 | 1193 | 7542 | 3809 | 801 | 0.5 | 0.5 | 2.5 | N/A | N/A | N/A | N/A | N/A | N/A | N/A | N/A | 133.51 | 2.8974 | 3.3436
[SEER Multi-Split <=65kW] GEMS (Air Conditioners up to 65kW) Determination 2019 | MEPS 2019 | AS/NZS 3823.1.4:2012 | AJT144GALCHH |  | N/A | FUJITSU | N/A | Non Ducted | vrf | N/A | Air | Air | China | 11.78 | N/A | 44.8 | N/A | N/A | N/A | N/A | N/A | 10.36 | 44.8 | Enthalpy Test Room | 3.8242 | 4.603 | N/A | - | N/A | N/A | N/A | N/A | N/A | N/A | N/A | N/A | N/A | N/A | N/A | N/A | N/A | N/A | N/A | N/A | N/A | Three | R410A | Australia,Fiji,New Zealand | 142577 | 2026-10-26 |  | Approved | Reverse Cycle | N/A | No | Class 21 | No | N/A | N/A | N/A | N/A | N/A | N/A | N/A | Available | N/A | N/A | https://www.fujitsugeneral.com.au/ | http://www.fujitsugeneral.com.au | N/A |  |  | AAC6310 | Yes | Variable output compressor | Inverter | No | No | 44800 | 11.78 | - | 4260 | 22400 | No | - | - | - | 10766.92 | 48249.6 | No | 3893.64 | 24124.8 | No | - | - | 44800 | 10.36 | 4880 | 22400 | No | - | - | Yes | 17120 | 36000 | No | - | - | No | - | - | - | - | - | No | - | - | No | - | - | No | - | - | N/A | - | 3.746 | 3.839 | 4.787 | 5.285 | 5.078 | 5.291 | 2953 | 4446 | 11811 | 5823 | 7223 | 15526 | 2 | 2 | 3 | 3.215 | 3.853 | 4.251 | 3.476 | 3.969 | 4.23 | 18603 | 6797 | 1339 | 6060 | 3204 | 926 | 1.5 | 2 | 2.5 | N/A | N/A | N/A | N/A | N/A | N/A | N/A | N/A | 182.14 | 3.6142 | 4.0818
[SEER Multi-Split <=65kW] GEMS (Air Conditioners up to 65kW) Determination 2019 | MEPS 2019 | AS/NZS 3823.1.4:2012 | AJT162GALCH |  | N/A | FUJITSU | N/A | Non Ducted | vrf | N/A | Air | Air | China | 14.54 | N/A | 50.4 | N/A | N/A | N/A | N/A | N/A | 12.34 | 50.4 | Enthalpy Test Room | 3.4893 | 4.3058 | N/A | - | N/A | N/A | N/A | N/A | N/A | N/A | N/A | N/A | N/A | N/A | N/A | N/A | N/A | N/A | N/A | N/A | N/A | Three | R410A | Australia,Fiji,New Zealand | 142572 | 2026-10-26 |  | Approved | Reverse Cycle | N/A | No | Class 21 | No | N/A | N/A | N/A | N/A | N/A | N/A | N/A | Available | N/A | N/A | https://www.fujitsugeneral.com.au/ | http://www.fujitsugeneral.com.au | N/A |  |  | AAC6309 | Yes | Variable output compressor | Inverter | No | No | 50400 | 14.54 | - | 5050 | 25200 | No | - | - | - | 13289.56 | 54280.8 | No | 4615.7 | 27140.4 | No | - | - | 50400 | 12.34 | 5590 | 25200 | No | - | - | Yes | 18100 | 36700 | No | - | - | No | - | - | - | - | - | No | - | - | No | - | - | No | - | - | N/A | - | 3.699 | 3.739 | 4.541 | 5.109 | 4.873 | 5.002 | 3421 | 5209 | 14091 | 6839 | 8533 | 18548 | 2 | 2 | 3 | 2.911 | 3.546 | 4.168 | 3.176 | 3.801 | 4.152 | 23017 | 8202 | 1469 | 7374 | 3698 | 1007 | 1 | 2 | 2.5 | N/A | N/A | N/A | N/A | N/A | N/A | N/A | N/A | 182.14 | 3.3255 | 3.8902
[SEER Multi-Split <=65kW] GEMS (Air Conditioners up to 65kW) Determination 2019 | MEPS 2019 | AS/NZS 3823.1.4:2012 | AJT180GALCH |  | N/A | FUJITSU | N/A | Non Ducted | vrf | N/A | Air | Air | China | 16.46 | N/A | 55.9 | N/A | N/A | N/A | N/A | N/A | 13.81 | 55.9 | Enthalpy Test Room | 3.5322 | 4.3426 | N/A | - | N/A | N/A | N/A | N/A | N/A | N/A | N/A | N/A | N/A | N/A | N/A | N/A | N/A | N/A | N/A | N/A | N/A | Three | R410A | Australia,Fiji,New Zealand | 142574 | 2026-10-26 |  | Approved | Reverse Cycle | N/A | No | Class 21 | No | N/A | N/A | N/A | N/A | N/A | N/A | N/A | Available | N/A | N/A | https://www.fujitsugeneral.com.au/ | http://www.fujitsugeneral.com.au | N/A |  |  | AAC6308 | Yes | Variable output compressor | Inverter | No | No | 55900 | 16.46 | - | 5450 | 27950 | No | - | - | - | 15044.44 | 60204.3 | No | 4981.3 | 30102.15 | No | - | - | 55900 | 13.81 | 6210 | 27950 | No | - | - | Yes | 17260 | 36900 | No | - | - | No | - | - | - | - | - | No | - | - | No | - | - | No | - | - | N/A | - | 3.731 | 3.759 | 4.573 | 5.194 | 4.94 | 5.054 | 3756 | 5743 | 15512 | 7454 | 9328 | 20355 | 2 | 2 | 3 | 2.617 | 3.164 | 4.16 | 2.938 | 3.327 | 4.145 | 28338 | 10132 | 1634 | 8809 | 4627 | 1120 | 1 | 1.5 | 2.5 | N/A | N/A | N/A | N/A | N/A | N/A | N/A | N/A | 202.79 | 3.2603 | 3.8564
[SEER Multi-Split <=65kW] GEMS (Air Conditioners up to 65kW) Determination 2019 | MEPS 2019 | AS/NZS 3823.1.4:2012 | AJT198GALCH |  | N/A | FUJITSU | N/A | Non Ducted | vrf | N/A | Air | Air | China | 19.22 | N/A | 61.5 | N/A | N/A | N/A | N/A | N/A | 15.79 | 61.5 | Enthalpy Test Room | 3.315 | 4.1436 | N/A | - | N/A | N/A | N/A | N/A | N/A | N/A | N/A | N/A | N/A | N/A | N/A | N/A | N/A | N/A | N/A | N/A | N/A | Three | R410A | Australia,Fiji,New Zealand | 142576 | 2026-10-26 |  | Approved | Reverse Cycle | N/A | No | Class 21 | No | N/A | N/A | N/A | N/A | N/A | N/A | N/A | Available | N/A | N/A | https://www.fujitsugeneral.com.au/ | http://www.fujitsugeneral.com.au | N/A |  |  | AAC6311 | Yes | Variable output compressor | Inverter | No | No | 61500 | 19.22 | - | 6240 | 30750 | No | - | - | - | 17567.08 | 66235.5 | No | 5703.36 | 33117.75 | No | - | - | 61500 | 15.79 | 6920 | 30750 | No | - | - | Yes | 18240 | 37600 | No | - | - | No | - | - | - | - | - | No | - | - | No | - | - | No | - | - | N/A | - | 3.695 | 3.688 | 4.406 | 5.062 | 4.792 | 4.855 | 4222 | 6504 | 17786 | 8468 | 10636 | 23368 | 2 | 2 | 2.5 | 2.278 | 2.723 | 4.037 | 2.679 | 3.221 | 4.09 | 35698 | 12802 | 1784 | 10542 | 5200 | 1201 | 0.5 | 1 | 2.5 | N/A | N/A | N/A | N/A | N/A | N/A | N/A | N/A | 202.79 | 3.0896 | 3.7328
[SEER Multi-Split <=65kW] GEMS (Air Conditioners up to 65kW) Determination 2019 | MEPS 2019 | AS/NZS 3823.1.4:2012 | AJT198GALCHH |  | N/A | FUJITSU | N/A | Non Ducted | vrf | N/A | Air | Air | China | 18.7 | N/A | 62.4 | N/A | N/A | N/A | N/A | N/A | 15.53 | 62.4 | Enthalpy Test Room | 3.3626 | 4.2457 | N/A | - | N/A | N/A | N/A | N/A | N/A | N/A | N/A | N/A | N/A | N/A | N/A | N/A | N/A | N/A | N/A | N/A | N/A | Three | R410A | Australia,Fiji,New Zealand | 142579 | 2026-10-27 |  | Approved | Reverse Cycle | N/A | No | Class 21 | No | N/A | N/A | N/A | N/A | N/A | N/A | N/A | Available | N/A | N/A | https://www.fujitsugeneral.com.au/ | http://www.fujitsugeneral.com.au | N/A |  |  | AAC6318 | Yes | Variable output compressor | Inverter | No | No | 62400 | 18.7 | - | 6220 | 31200 | No | - | - | - | 17091.8 | 67204.8 | No | 5685.08 | 33602.4 | No | - | - | 62400 | 15.53 | 6840 | 31200 | No | - | - | Yes | 19330 | 40200 | No | - | - | No | - | - | - | - | - | No | - | - | No | - | - | No | - | - | N/A | - | 3.773 | 3.778 | 4.523 | 5.165 | 4.9 | 4.98 | 4190 | 6434 | 17570 | 8415 | 10549 | 23112 | 2 | 2 | 3 | 2.584 | 3.146 | 4.212 | 2.924 | 3.324 | 4.199 | 31987 | 11313 | 1752 | 9832 | 5123 | 1195 | 1 | 1.5 | 2.5 | N/A | N/A | N/A | N/A | N/A | N/A | N/A | N/A | 203.99 | 3.2182 | 3.8472
[SEER Multi-Split <=65kW] GEMS (Air Conditioners up to 65kW) Determination 2019 | MEPS 2019 | AS/NZS 3823.1.4:2012 | AJY040LBLBH |  | N/A | FUJITSU | 0.88 | Non Ducted | vrf | N/A | Air | Air | China | 2.98 | 11.22 | 12.1 | N/A | N/A | N/A | N/A | N/A | 2.47 | 12.1 | Enthalpy Test Room | 4.1885 | 5.142 | Yes | - | N/A | 39.33 | 39.49 | N/A | N/A | N/A | N/A | N/A | 3.8462 | 4.5176 | N/A | N/A | N/A | N/A | N/A | N/A | Enthalpy Test Room | Single | R410A | Australia,New Zealand | 132720 | 2025-09-24 |  | Approved | Reverse Cycle | N/A | No | Class 20 | No | N/A | N/A | N/A | N/A | N/A | N/A | 4.0159 | Available | N/A | N/A | https://www.fujitsugeneral.com.au/ | http://www.fujitsugeneral.com.au | N/A |  |  | AAC5312 | Yes | Variable output compressor | Inverter | No | - | 12100 | 2.98 | - | 1400 | 6050 | No | - | - | - | 2723.72 | 13031.7 | No | 1279.6 | 6515.85 | No | - | - | 12100 | 2.47 | 1340 | 6050 | No | - | - | Yes | 4020 | 9900 | No | - | - | No | - | - | - | - | - | No | - | - | No | - | - | No | - | - | N/A | 63.4 | 3.547 | 3.664 | 4.441 | 4.703 | 4.554 | 4.806 | 860 | 1278 | 3461 | 1791 | 2198 | 4637 | 2 | 2 | 2.5 | 3.426 | 4.002 | 4.207 | 3.595 | 4.02 | 4.171 | 4710 | 1758 | 351 | 1575 | 845 | 242 | 1.5 | 2.5 | 2.5 | N/A | N/A | N/A | N/A | N/A | N/A | N/A | N/A | 43.9217 | 3.8677 | 4.621
[SEER Multi-Split <=65kW] GEMS (Air Conditioners up to 65kW) Determination 2019 | MEPS 2019 | AS/NZS 3823.1.4:2012 | AJY040LCLBH |  | N/A | FUJITSU | 0.88 | Non Ducted | vrf | N/A | Air | Air | China | 3.52 | 11.22 | 12.1 | N/A | N/A | N/A | N/A | N/A | 2.63 | 12.1 | Enthalpy Test Room | 3.6677 | 4.7877 | Yes | - | N/A | 39.33 | 39.49 | N/A | N/A | N/A | N/A | N/A | 3.8462 | 4.5176 | N/A | N/A | N/A | N/A | N/A | N/A | Enthalpy Test Room | Single | R410A | Australia,New Zealand | 132503 | 2025-09-25 |  | Approved | Reverse Cycle | N/A | No | Class 20 | No | N/A | N/A | N/A | N/A | N/A | N/A | 4.0159 | Available | N/A | N/A | https://www.fujitsugeneral.com.au/ | http://www.fujitsugeneral.com.au | N/A |  |  | AAC5319 | Yes | Variable output compressor | Inverter | No | - | 12100 | 3.52 | - | 1280 | 6050 | No | - | - | - | 3217.28 | 13031.7 | No | 1169.92 | 6515.85 | No | - | - | 12100 | 2.63 | 1210 | 6050 | No | - | - | Yes | 3850 | 9700 | No | - | - | No | - | - | - | - | - | No | - | - | No | - | - | No | - | - | N/A | 64.1 | 3.7 | 3.725 | 4.432 | 4.978 | 4.744 | 4.848 | 832 | 1269 | 3481 | 1698 | 2118 | 4607 | 2 | 2 | 2.5 | 3.529 | 4.202 | 4.625 | 3.805 | 4.329 | 4.606 | 4563 | 1666 | 316 | 1482 | 780 | 216 | 2 | 2.5 | 3 | N/A | N/A | N/A | N/A | N/A | N/A | N/A | N/A | 38.6311 | 3.3145 | 4.3831
[SEER Multi-Split <=65kW] GEMS (Air Conditioners up to 65kW) Determination 2019 | MEPS 2019 | AS/NZS 3823.1.4:2012 | AJY045LBLBH |  | N/A | FUJITSU | 1.97 | Non Ducted | vrf | N/A | Air | Air | China | 3.65 | 12.03 | 14 | N/A | N/A | N/A | N/A | N/A | 3.05 | 14 | Enthalpy Test Room | 4.1227 | 4.8806 | Yes | - | N/A | 39.33 | 39.49 | N/A | N/A | N/A | N/A | N/A | 3.6815 | 4.253 | N/A | N/A | N/A | N/A | N/A | N/A | Enthalpy Test Room | Single | R410A | Australia,New Zealand | 132721 | 2025-09-24 |  | Approved | Reverse Cycle | N/A | No | Class 20 | No | N/A | N/A | N/A | N/A | N/A | N/A | 3.8141 | Available | N/A | N/A | https://www.fujitsugeneral.com.au/ | http://www.fujitsugeneral.com.au | Yes |  |  | AAC5309 | Yes | Variable output compressor | Inverter | No | - | 14000 | 3.65 | - | 1650 | 7000 | No | - | - | - | 3336.1 | 15078 | No | 1508.1 | 7539 | No | - | - | 14000 | 3.05 | 1490 | 7000 | No | - | - | Yes | 3980 | 9700 | No | - | - | No | - | - | - | - | - | No | - | - | No | - | - | No | - | - | N/A | 64.9 | 3.59 | 3.67 | 4.349 | 4.676 | 4.504 | 4.694 | 997 | 1494 | 4109 | 2099 | 2587 | 5511 | 2 | 2 | 2.5 | 2.866 | 3.445 | 4.357 | 3.171 | 3.836 | 4.332 | 6476 | 2323 | 379 | 2038 | 1005 | 259 | 1 | 1.5 | 2.5 | N/A | N/A | N/A | N/A | N/A | N/A | N/A | N/A | 43.9204 | 3.6857 | 4.3771
[SEER Multi-Split <=65kW] GEMS (Air Conditioners up to 65kW) Determination 2019 | MEPS 2019 | AS/NZS 3823.1.4:2012 | AJY045LCLBH |  | N/A | FUJITSU | 1.97 | Non Ducted | vrf | N/A | Air | Air | China | 4.51 | 12.03 | 14 | N/A | N/A | N/A | N/A | N/A | 3.19 | 14 | Enthalpy Test Room | 3.4695 | 4.5149 | Yes | - | N/A | 39.33 | 39.49 | N/A | N/A | N/A | N/A | N/A | 3.6815 | 4.253 | N/A | N/A | N/A | N/A | N/A | N/A | Enthalpy Test Room | Single | R410A | Australia,New Zealand | 132520 | 2025-09-24 |  | Approved | Reverse Cycle | N/A | No | Class 20 | No | N/A | N/A | N/A | N/A | N/A | N/A | 3.8141 | Available | N/A | N/A | https://www.fujitsugeneral.com.au/ | http://www.fujitsugeneral.com.au | Yes |  |  | AAC5311 | Yes | Variable output compressor | Inverter | No | - | 14000 | 4.51 | - | 1540 | 7000 | No | - | - | - | 4122.14 | 15078 | No | 1407.56 | 7539 | No | - | - | 14000 | 3.19 | 1500 | 7000 | No | - | - | Yes | 4520 | 10700 | No | - | - | No | - | - | - | - | - | No | - | - | No | - | - | No | - | - | N/A | 65.2 | 3.65 | 3.62 | 4.21 | 4.834 | 4.57 | 4.599 | 991 | 1531 | 4262 | 2038 | 2559 | 5636 | 2 | 2 | 2.5 | 3.178 | 3.801 | 4.321 | 3.399 | 4.003 | 4.301 | 5838 | 2103 | 368 | 1896 | 956 | 249 | 1.5 | 2 | 2.5 | N/A | N/A | N/A | N/A | N/A | N/A | N/A | N/A | 38.6311 | 3.0169 | 4.2161
[SEER Multi-Split <=65kW] GEMS (Air Conditioners up to 65kW) Determination 2019 | MEPS 2019 | AS/NZS 3823.1.4:2012 | AJY054LBLBH |  | N/A | FUJITSU | 2.58 | Non Ducted | vrf | N/A | Air | Air | China | 4.26 | 12.92 | 15.5 | N/A | N/A | N/A | N/A | N/A | 3.58 | 15.5 | Enthalpy Test Room | 3.7397 | 4.507 | Yes | - | N/A | 38.23 | 38.39 | N/A | N/A | N/A | N/A | N/A | 3.4979 | 4.0241 | N/A | N/A | N/A | N/A | N/A | N/A | Enthalpy Test Room | Single | R410A | Australia,New Zealand | 132722 | 2025-09-24 |  | Approved | Reverse Cycle | N/A | No | Class 20 | No | N/A | N/A | N/A | N/A | N/A | N/A | 3.603 | Available | N/A | N/A | https://www.fujitsugeneral.com.au/ | http://www.fujitsugeneral.com.au | Yes |  |  | AAC5313 | Yes | Variable output compressor | Inverter | No | - | 15500 | 4.26 | - | 1980 | 7750 | No | - | - | - | 3893.64 | 16693.5 | No | 1809.72 | 8346.75 | No | - | - | 15500 | 3.58 | 1710 | 7750 | No | - | - | Yes | 4200 | 10000 | No | - | - | No | - | - | - | - | - | No | - | - | No | - | - | No | - | - | N/A | 64.9 | 3.463 | 3.523 | 4.098 | 4.409 | 4.24 | 4.399 | 1159 | 1742 | 4847 | 2481 | 3059 | 6526 | 1.5 | 2 | 2.5 | 2.71 | 3.263 | 4.199 | 3.018 | 3.407 | 4.178 | 7567 | 2696 | 419 | 2356 | 1230 | 284 | 1 | 1.5 | 2.5 | N/A | N/A | N/A | N/A | N/A | N/A | N/A | N/A | 43.9204 | 3.516 | 4.1572
[SEER Multi-Split <=65kW] GEMS (Air Conditioners up to 65kW) Determination 2019 | MEPS 2019 | AS/NZS 3823.1.4:2012 | AJY072LELBH |  | N/A | FUJITSU | 0.94 | Non Ducted | vrf | N/A | Air | Air | China | 6.46 | 21.46 | 22.4 | N/A | N/A | N/A | N/A | N/A | 4.81 | 22.4 | Enthalpy Test Room | 3.8035 | 4.7584 | Yes | - | N/A | 56.54 | 56.62 | N/A | N/A | N/A | N/A | N/A | 3.6854 | 4.5761 | N/A | N/A | N/A | N/A | N/A | N/A | Enthalpy Test Room | Three | R410A | Australia,New Zealand | 132298 | 2025-09-09 |  | Approved | Reverse Cycle | N/A | No | Class 20 | No | N/A | N/A | N/A | N/A | N/A | N/A | 3.8035 | Available | N/A | N/A | https://www.fujitsugeneral.com.au/ | http://www.fujitsugeneral.com.au | N/A |  |  | AAC5274 | Yes | Variable output compressor | Inverter | No | - | 22400 | 6.46 | - | 2050 | 11200 | No | - | - | - | 5904.44 | 24124.8 | No | 1873.7 | 12062.4 | No | - | - | 22400 | 4.81 | 1550 | 11200 | No | - | - | Yes | 5400 | 19100 | No | - | - | No | - | - | - | - | - | No | - | - | No | - | - | No | - | - | N/A | 64.6 | 4.228 | 4.177 | 4.894 | 5.695 | 5.363 | 5.378 | 1362 | 2115 | 5858 | 2760 | 3481 | 7705 | 2.5 | 2.5 | 3 | 4.62 | 5.568 | 6.588 | 5.15 | 6 | 6.619 | 6457 | 2335 | 426 | 2035 | 1052 | 293 | 3 | 4 | 5 | N/A | N/A | N/A | N/A | N/A | N/A | N/A | N/A | 56.5943 | 3.3678 | 4.4788
[SEER Multi-Split <=65kW] GEMS (Air Conditioners up to 65kW) Determination 2019 | MEPS 2019 | AS/NZS 3823.1.4:2012 | AJY090LELBH |  | N/A | FUJITSU | 4.9 | Non Ducted | vrf | N/A | Air | Air | China | 8.764 | 23.1 | 28 | N/A | N/A | N/A | N/A | N/A | 6.784 | 28 | Enthalpy Test Room | 3.2599 | 4.0679 | Yes | - | N/A | 56.54 | 56.62 | 5.9705 | N/A | N/A | N/A | N/A | 3.191 | 4.0649 | N/A | N/A | N/A | N/A | N/A | N/A | Enthalpy Test Room | Three | R410A | Australia,New Zealand | 132340 | 2025-09-09 |  | Approved | Reverse Cycle | N/A | No | Class 20 | No | N/A | N/A | N/A | N/A | N/A | N/A | 3.2599 | Available | N/A | N/A | https://www.fujitsugeneral.com.au/ | http://www.fujitsugeneral.com.au | Yes |  |  | AAC5270 | Yes | Variable output compressor | Inverter | No | - | 28000 | 8.764 | - | 3370 | 14000 | No | - | - | - | 8010.296 | 30156 | No | 3080.18 | 15078 | No | - | - | 28000 | 6.784 | 2710 | 14000 | No | - | - | Yes | 8400 | 20300 | No | - | - | No | - | - | - | - | - | No | - | - | No | - | - | No | - | - | N/A | 67.5 | 3.679 | 3.642 | 4.103 | 4.645 | 4.399 | 4.423 | 2011 | 3097 | 8803 | 4293 | 5366 | 11771 | 2 | 2 | 2.5 | 3.238 | 3.966 | 4.751 | 3.552 | 4.296 | 4.748 | 11419 | 3984 | 636 | 3593 | 1749 | 425 | 1.5 | 2 | 3 | N/A | N/A | N/A | N/A | N/A | N/A | N/A | N/A | 56.5943 | 3.1266 | 4.0142
[SEER Multi-Split <=65kW] GEMS (Air Conditioners up to 65kW) Determination 2019 | MEPS 2019 | AS/NZS 3823.1.4:2012 | AJY108LELBH |  | N/A | FUJITSU | 1.78 | Non Ducted | vrf | N/A | Air | Air | China | 10.66 | 31.72 | 33.5 | N/A | N/A | N/A | N/A | N/A | 8.42 | 33.5 | Enthalpy Test Room | 3.1632 | 4.3609 | Yes | - | N/A | 62.38 | 61.78 | 5.0824 | N/A | N/A | N/A | N/A | 3.0881 | 3.9038 | N/A | N/A | N/A | N/A | N/A | N/A | Enthalpy Test Room | Three | R410A | Australia,New Zealand | 132341 | 2025-09-09 |  | Approved | Reverse Cycle | N/A | No | Class 20 | No | N/A | N/A | N/A | N/A | N/A | N/A | 3.1492 | Available | N/A | N/A | https://www.fujitsugeneral.com.au/ | http://www.fujitsugeneral.com.au | Yes |  |  | AAC5271 | Yes | Variable output compressor | Inverter | No | No | 33500 | 10.66 | - | 3470 | 16750 | No | - | - | - | 9743.24 | 36079.5 | No | 3171.58 | 18039.75 | No | - | - | 33500 | 8.42 | 3550 | 16750 | No | - | - | Yes | 10100 | 23000 | No | - | - | No | - | - | - | - | - | No | - | - | No | - | - | No | - | - | N/A | - | 4.059 | 3.954 | 4.458 | 5.237 | 4.906 | 4.854 | 2178 | 3413 | 9692 | 4550 | 5754 | 12830 | 2.5 | 2 | 2.5 | 2.75 | 3.316 | 4.349 | 3.079 | 3.765 | 4.34 | 16044 | 5652 | 802 | 4926 | 2356 | 532 | 1 | 1.5 | 2.5 | N/A | N/A | N/A | N/A | N/A | N/A | N/A | N/A | 62.3378 | 3.0817 | 3.8815
[SEER Multi-Split <=65kW] GEMS (Air Conditioners up to 65kW) Determination 2019 | MEPS 2019 | AS/NZS 3823.1.4:2012 | AJY126LELBH |  | N/A | FUJITSU | 4.95 | Non Ducted | vrf | N/A | Air | Air | China | 12.374 | 35.05 | 40 | N/A | N/A | N/A | N/A | N/A | 9.964 | 40 | Enthalpy Test Room | 3.2485 | 4.1315 | Yes | - | N/A | 67.34 | 66.38 | N/A | N/A | N/A | N/A | N/A | 3.1895 | 4.0385 | N/A | N/A | N/A | N/A | N/A | N/A | Enthalpy Test Room | Three | R410A | Australia,New Zealand | 132349 | 2025-09-09 |  | Approved | Reverse Cycle | N/A | No | Class 21 | No | N/A | N/A | N/A | N/A | N/A | N/A | 3.2485 | Available | N/A | N/A | http://www.fujitsugeneral.com.au/ | http://www.fujitsugeneral.com.au | Yes |  |  | AAC5272 | Yes | Variable output compressor | Inverter | No | No | 40000 | 12.374 | - | 4150 | 20000 | No | - | - | - | 11309.836 | 43080 | No | 3793.1 | 21540 | No | - | - | 40000 | 9.964 | 3800 | 20000 | No | - | - | Yes | 11100 | 26000 | No | - | - | No | - | - | - | - | - | No | - | - | No | - | - | No | - | - | N/A | - | 4.146 | 4.038 | 4.521 | 5.289 | 4.96 | 4.907 | 2560 | 4006 | 11427 | 5393 | 6810 | 15167 | 2.5 | 2.5 | 3 | 2.826 | 3.488 | 4.831 | 3.238 | 3.748 | 4.833 | 18634 | 6406 | 862 | 5585 | 2811 | 571 | 1 | 1.5 | 3 | N/A | N/A | N/A | N/A | N/A | N/A | N/A | N/A | 67.07 | 3.1744 | 3.9251
[SEER Multi-Split <=65kW] GEMS (Air Conditioners up to 65kW) Determination 2019 | MEPS 2019 | AS/NZS 3823.1.4:2012 | AJY144LALBHH |  | N/A | FUJITSU | N/A | Non Ducted | vrf | N/A | Air | Air | China | 10.808 | N/A | 44.8 | N/A | N/A | N/A | N/A | N/A | 10.748 | 50 | Enthalpy Test Room | 3.9443 | 4.593 | N/A | - | N/A | N/A | N/A | N/A | N/A | N/A | N/A | N/A | N/A | N/A | N/A | N/A | N/A | N/A | N/A | N/A | N/A | Three | R410A | Australia,Fiji,New Zealand | 142584 | 2026-10-26 |  | Approved | Reverse Cycle | N/A | No | Class 21 | No | N/A | N/A | N/A | N/A | N/A | N/A | N/A | Available | N/A | N/A | https://www.fujitsugeneral.com.au/ | http://www.fujitsugeneral.com.au | N/A |  |  | AAC6313 | Yes | Variable output compressor | Inverter | No | No | 44800 | 10.808 | - | 5200 | 22400 | No | - | - | - | 9878.512 | 48249.6 | No | 4752.8 | 24124.8 | No | - | - | 50000 | 10.748 | 5660 | 25000 | No | - | - | Yes | 15100 | 35800 | No | - | - | No | - | - | - | - | - | No | - | - | No | - | - | No | - | - | N/A | - | 3.849 | 3.926 | 4.571 | 4.881 | 4.702 | 4.897 | 3014 | 4516 | 12559 | 6477 | 7973 | 16942 | 2 | 2 | 3 | 3.058 | 3.665 | 4.11 | 3.263 | 3.671 | 4.079 | 21604 | 7711 | 1306 | 6994 | 3647 | 876 | 1.5 | 2 | 2.5 | N/A | N/A | N/A | N/A | N/A | N/A | N/A | N/A | 114.372 | 4.0019 | 4.4905
[SEER Multi-Split <=65kW] GEMS (Air Conditioners up to 65kW) Determination 2019 | MEPS 2019 | AS/NZS 3823.1.4:2012 | AJY144LELBH |  | N/A | FUJITSU | 7.58 | Non Ducted | vrf | N/A | Air | Air | China | 15.228 | 37.42 | 45 | N/A | N/A | N/A | N/A | N/A | 12.078 | 45 | Enthalpy Test Room | 3.0015 | 3.8013 | Yes | - | N/A | 67.34 | 66.38 | N/A | N/A | N/A | N/A | N/A | 2.957 | 3.7317 | N/A | N/A | N/A | N/A | N/A | N/A | Enthalpy Test Room | Three | R410A | Australia,New Zealand | 132362 | 2025-09-09 |  | Approved | Reverse Cycle | N/A | No | Class 21 | No | N/A | N/A | N/A | N/A | N/A | N/A | 3.0015 | Available | N/A | N/A | https://www.fujitsugeneral.com.au/ | http://www.fujitsugeneral.com.au | Yes |  |  | AAC5276 | Yes | Variable output compressor | Inverter | No | No | 45000 | 15.228 | - | 4730 | 22500 | No | - | - | - | 13918.392 | 48465 | No | 4323.22 | 24232.5 | No | - | - | 45000 | 12.078 | 4250 | 22500 | No | - | - | Yes | 14000 | 32200 | No | - | - | No | - | - | - | - | - | No | - | - | No | - | - | No | - | - | N/A | - | 4.081 | 3.923 | 4.349 | 5.2 | 4.838 | 4.734 | 2947 | 4666 | 13392 | 6192 | 7875 | 17712 | 2.5 | 2 | 2.5 | 3.164 | 3.911 | 4.844 | 3.518 | 4.108 | 4.856 | 18718 | 6426 | 947 | 5779 | 2881 | 623 | 1.5 | 2 | 3 | N/A | N/A | N/A | N/A | N/A | N/A | N/A | N/A | 67.07 | 2.9117 | 3.6571
[SEER Multi-Split <=65kW] GEMS (Air Conditioners up to 65kW) Determination 2019 | MEPS 2019 | AS/NZS 3823.1.4:2012 | AJY162LALBH |  | N/A | FUJITSU | N/A | Non Ducted | vrf | N/A | Air | Air | China | 12.939 | N/A | 50.4 | N/A | N/A | N/A | N/A | N/A | 12.879 | 56.5 | Enthalpy Test Room | 3.7149 | 4.3324 | N/A | - | N/A | N/A | N/A | N/A | N/A | N/A | N/A | N/A | N/A | N/A | N/A | N/A | N/A | N/A | N/A | N/A | N/A | Three | R410A | Australia,Fiji,New Zealand | 142580 | 2026-10-26 |  | Approved | Reverse Cycle | N/A | No | Class 21 | No | N/A | N/A | N/A | N/A | N/A | N/A | N/A | Available | N/A | N/A | https://www.fujitsugeneral.com.au/ | http://www.fujitsugeneral.com.au | N/A |  |  | AAC6312 | Yes | Variable output compressor | Inverter | No | No | 50400 | 12.939 | - | 5900 | 25200 | No | - | - | - | 11826.246 | 54280.8 | No | 5392.6 | 27140.4 | No | - | - | 56500 | 12.879 | 6610 | 28250 | No | - | - | Yes | 16500 | 37700 | No | - | - | No | - | - | - | - | - | No | - | - | No | - | - | No | - | - | N/A | - | 3.837 | 3.882 | 4.465 | 4.841 | 4.642 | 4.787 | 3427 | 5171 | 14498 | 7373 | 9110 | 19529 | 2 | 2 | 2.5 | 2.658 | 3.17 | 3.972 | 2.926 | 3.514 | 3.945 | 28019 | 9993 | 1487 | 8756 | 4269 | 991 | 1 | 1.5 | 2 | N/A | N/A | N/A | N/A | N/A | N/A | N/A | N/A | 117.631 | 3.7791 | 4.2556
[SEER Multi-Split <=65kW] GEMS (Air Conditioners up to 65kW) Determination 2019 | MEPS 2019 | AS/NZS 3823.1.4:2012 | AJY180LALBH |  | N/A | FUJITSU | N/A | Non Ducted | vrf | N/A | Air | Air | China | 15.07 | N/A | 56 | N/A | N/A | N/A | N/A | N/A | 15.01 | 63 | Enthalpy Test Room | 3.5522 | 4.1458 | N/A | - | N/A | N/A | N/A | N/A | N/A | N/A | N/A | N/A | N/A | N/A | N/A | N/A | N/A | N/A | N/A | N/A | N/A | Three | R410A | Australia,Fiji,New Zealand | 142581 | 2026-10-27 |  | Approved | Reverse Cycle | N/A | No | Class 21 | No | N/A | N/A | N/A | N/A | N/A | N/A | N/A | Available | N/A | N/A | https://www.fujitsugeneral.com.au/ | http://www.fujitsugeneral.com.au | N/A |  |  | AAC6317 | Yes | Variable output compressor | Inverter | No | No | 56000 | 15.07 | - | 6600 | 28000 | No | - | - | - | 13773.98 | 60312 | No | 6032.4 | 30156 | No | - | - | 63000 | 15.01 | 7560 | 31500 | No | - | - | Yes | 17900 | 39600 | No | - | - | No | - | - | - | - | - | No | - | - | No | - | - | No | - | - | N/A | - | 3.828 | 3.848 | 4.386 | 4.81 | 4.597 | 4.704 | 3838 | 5825 | 16430 | 8267 | 10245 | 22106 | 2 | 2 | 2.5 | 2.328 | 2.743 | 3.817 | 2.673 | 3.151 | 3.844 | 35601 | 12791 | 1687 | 10643 | 5256 | 1106 | 0.5 | 1 | 2 | N/A | N/A | N/A | N/A | N/A | N/A | N/A | N/A | 120.918 | 3.6179 | 4.0859
[SEER Multi-Split <=65kW] GEMS (Air Conditioners up to 65kW) Determination 2019 | MEPS 2019 | AS/NZS 3823.1.4:2012 | AJY180LALBHH |  | N/A | FUJITSU | N/A | Non Ducted | vrf | N/A | Air | Air | China | 14.67 | N/A | 55.9 | N/A | N/A | N/A | N/A | N/A | 14.33 | 62.5 | Enthalpy Test Room | 3.7424 | 4.3833 | N/A | - | N/A | N/A | N/A | N/A | N/A | N/A | N/A | N/A | N/A | N/A | N/A | N/A | N/A | N/A | N/A | N/A | N/A | Three | R410A | Australia,Fiji,New Zealand | 142594 | 2026-10-26 |  | Approved | Reverse Cycle | N/A | No | Class 21 | No | N/A | N/A | N/A | N/A | N/A | N/A | N/A | Available | N/A | N/A | https://www.fujitsugeneral.com.au/ | http://www.fujitsugeneral.com.au | N/A |  |  | AAC6314 | Yes | Variable output compressor | Inverter | No | No | 55900 | 14.67 | - | 6380 | 27950 | No | - | - | - | 13408.38 | 60204.3 | No | 5831.32 | 30102.15 | No | - | - | 62500 | 14.33 | 7180 | 31250 | No | - | - | Yes | 17320 | 41300 | No | - | - | No | - | - | - | - | - | No | - | - | No | - | - | No | - | - | N/A | - | 3.932 | 3.953 | 4.513 | 4.953 | 4.734 | 4.843 | 3726 | 5655 | 15935 | 8008 | 9927 | 21427 | 2 | 2 | 3 | 2.698 | 3.218 | 4.041 | 2.972 | 3.331 | 4.015 | 30513 | 10865 | 1596 | 9519 | 4944 | 1060 | 1 | 1.5 | 2.5 | N/A | N/A | N/A | N/A | N/A | N/A | N/A | N/A | 119.467 | 3.7084 | 4.2419
[SEER Multi-Split <=65kW] GEMS (Air Conditioners up to 65kW) Determination 2019 | MEPS 2019 | AS/NZS 3823.1.4:2012 | AJY198LALBH |  | N/A | FUJITSU | N/A | Non Ducted | vrf | N/A | Air | Air | China | 16.721 | N/A | 62.4 | N/A | N/A | N/A | N/A | N/A | 16.901 | 70 | Enthalpy Test Room | 3.5859 | 4.0626 | N/A | - | N/A | N/A | N/A | N/A | N/A | N/A | N/A | N/A | N/A | N/A | N/A | N/A | N/A | N/A | N/A | N/A | N/A | Three | R410A | Australia,Fiji,New Zealand | 142583 | 2026-10-27 |  | Approved | Reverse Cycle | N/A | No | Class 21 | No | N/A | N/A | N/A | N/A | N/A | N/A | N/A | Available | N/A | N/A | https://www.fujitsugeneral.com.au/ | http://www.fujitsugeneral.com.au | N/A |  |  | AAC6316 | Yes | Variable output compressor | Inverter | No | No | 62400 | 16.721 | - | 7200 | 31200 | No | - | - | - | 15282.994 | 67204.8 | No | 6580.8 | 33602.4 | No | - | - | 70000 | 16.901 | 6580 | 35000 | No | - | - | Yes | 18000 | 42100 | No | - | - | No | - | - | - | - | - | No | - | - | No | - | - | No | - | - | N/A | - | 3.945 | 3.949 | 4.467 | 4.929 | 4.701 | 4.788 | 4171 | 6351 | 18002 | 9010 | 11185 | 24220 | 2 | 2 | 2.5 | 2.513 | 3.072 | 4.802 | 3.016 | 3.498 | 4.886 | 36645 | 12695 | 1526 | 10483 | 5261 | 999 | 1 | 1.5 | 3 | N/A | N/A | N/A | N/A | N/A | N/A | N/A | N/A | 121.454 | 3.6424 | 4.0436
[SEER Non Multi-Split <=65kW] GEMS (Air Conditioners up to 65kW) Determination 2019 | MEPS 2019 | AS/NZS 3823.1.1:2012 | AOTG09KVCA/AGTG09KVCA |  | N/A | FUJITSU | 1.05 | Non Ducted | Single Split System | Floor Mounted | Air | Air | China | 0.53 | 3.15 | 2.5 | 200 | N/A | N/A | N/A | 600 | 0.82 | 3.5 | Calorimeter Room | 4.8845 | 4.4286 | Yes | - | N/A | 10.66 | 10.6 | N/A | N/A | N/A | N/A | N/A | 3.3693 | 3.5517 | N/A | N/A | 2.2385 | 2.6035 | 2 | 2.5 | Calorimeter Room | Single | R32 | Australia,Fiji,New Zealand | 135840 | 2026-02-08 |  | Approved | Reverse Cycle | 740 | No | Class 8 | No | N/A | N/A | N/A | N/A | N/A | N/A | 3.4685 | Available | N/A | N/A | https://www.fujitsugeneral.com.au/ | http://www.fujitsugeneral.com.au | Yes |  | https://reg.energyrating.gov.au/static/common/images/star_ratings_2014/aircon_rating_2_2.5.png | AAC5755 | Yes | Variable output compressor | Inverter | No | - | 2500 | 0.53 | - | 195 | 1250 | No | - | - | - | 484.42 | 2692.5 | Yes | 155 | 1350 | No | - | - | 3500 | 0.82 | 325 | 1750 | No | - | - | Yes | 1420 | 3710 | No | - | - | No | - | - | - | - | - | No | - | - | No | - | - | No | - | - | 53 | 58 | 6.884 | 6.564 | 7.172 | 9.852 | 8.594 | 8.124 | 99 | 157 | 453 | 183 | 248 | 575 | 5 | 5 | 5.5 | 4.03 | 4.511 | 4.95 | 4.269 | 4.679 | 4.948 | 1137 | 425 | 63 | 364 | 190 | 40 | 2.5 | 3 | 3 | No | - | - | - | - | N/A | N/A | N/A | 1.44 | 4.6741 | 4.2431
[SEER Non Multi-Split <=65kW] GEMS (Air Conditioners up to 65kW) Determination 2019 | MEPS 2019 | AS/NZS 3823.1.1:2012 | AOTG09LBCB/AUTG09LVLB |  | N/A | FUJITSU | 0.34 | Non Ducted | Single Split System | Cassette | Air | Air | China | 0.6 | 2.26 | 2.6 | 245 | N/A | N/A | N/A | 570 | 0.83 | 3.5 | Calorimeter Room | 4.4651 | 4.3538 | Yes | - | N/A | 9.35 | 9.4 | N/A | N/A | N/A | N/A | N/A | 4.2424 | 4.1935 | N/A | N/A | 3.9848 | 3.8869 | 3.5 | 3.5 | Calorimeter Room | Single | R410A | Australia,New Zealand | 125312 | 2025-04-01 |  | Approved | Reverse Cycle | 570 | No | Class 8 | No | N/A | N/A | N/A | N/A | N/A | N/A | 4.4651 | Unavailable | N/A | N/A | http://www.fujitsugeneral.com.au/ | http://www.fujitsugeneral.com.au | N/A |  | https://reg.energyrating.gov.au/static/common/images/star_ratings_2014/aircon_rating_3.5_3.5.png | AAC4369 | Yes | Variable output compressor | Inverter | No | - | 2600 | 0.6 | - | 235 | 1300 | No | - | - | - | 548.4 | 2800.2 | No | 214.79 | 1400.1 | No | - | - | 3500 | 0.83 | 330 | 1750 | No | - | - | Yes | 1400 | 3620 | No | - | - | No | - | - | - | - | - | No | - | - | No | - | - | No | - | - | 47 | 59 | 3.988 | 4.122 | 5.176 | 5.61 | 5.42 | 5.705 | 160 | 239 | 633 | 318 | 392 | 835 | 2 | 2.5 | 3.5 | 3.95 | 4.441 | 4.876 | 4.19 | 4.607 | 4.873 | 1180 | 455 | 86 | 389 | 211 | 58 | 2 | 2.5 | 3 | No | - | - | - | - | N/A | N/A | N/A | 10.1935 | 4.098 | 4.0488
[SEER Non Multi-Split <=65kW] GEMS (Air Conditioners up to 65kW) Determination 2019 | MEPS 2019 | AS/NZS 3823.1.1:2012 | AOTG12KVCA/AGTG12KVCA |  | N/A | FUJITSU | 1.05 | Non Ducted | Single Split System | Floor Mounted | Air | Air | China | 0.85 | 3.15 | 3.5 | 200 | N/A | N/A | N/A | 600 | 1.11 | 4.5 | Calorimeter Room | 4.2805 | 4.1901 | Yes | - | N/A | 10.66 | 10.6 | N/A | N/A | N/A | N/A | N/A | 3.3693 | 3.5517 | N/A | N/A | 2.2385 | 2.6035 | 2 | 2.5 | Calorimeter Room | Single | R32 | Australia,Fiji,New Zealand | 135839 | 2026-02-05 |  | Approved | Reverse Cycle | 740 | No | Class 8 | No | N/A | N/A | N/A | N/A | N/A | N/A | 3.4685 | Available | N/A | N/A | https://www.fujitsugeneral.com.au/ | http://www.fujitsugeneral.com.au | Yes |  | https://reg.energyrating.gov.au/static/common/images/star_ratings_2014/aircon_rating_2_2.5.png | AAC5735 | Yes | Variable output compressor | Inverter | No | - | 3500 | 0.85 | - | 330 | 1750 | No | - | - | - | 776.9 | 3769.5 | Yes | 250 | 1890 | No | - | - | 4500 | 1.11 | 435 | 2250 | No | - | - | Yes | 2300 | 5090 | No | - | - | No | - | - | - | - | - | No | - | - | No | - | - | No | - | - | 53 | 58 | 6.224 | 5.898 | 6.373 | 9.357 | 7.901 | 7.338 | 155 | 247 | 716 | 271 | 379 | 893 | 4.5 | 4 | 4.5 | 3.841 | 4.316 | 4.753 | 4.08 | 4.485 | 4.752 | 1533 | 570 | 83 | 489 | 254 | 53 | 2 | 2.5 | 3 | No | - | - | - | - | N/A | N/A | N/A | 1.47 | 4.0937 | 4.036
[SEER Non Multi-Split <=65kW] GEMS (Air Conditioners up to 65kW) Determination 2019 | MEPS 2019 | AS/NZS 3823.1.1:2012 | AOTG14KVCA/AGTG14KVCA |  | N/A | FUJITSU | 1.05 | Non Ducted | Single Split System | Floor Mounted | Air | Air | China | 1.1 | 3.15 | 4.2 | 200 | N/A | N/A | N/A | 600 | 1.41 | 5.2 | Calorimeter Room | 3.9599 | 3.842 | Yes | - | N/A | 10.66 | 10.6 | N/A | N/A | N/A | N/A | N/A | 3.3693 | 3.5517 | N/A | N/A | 2.2385 | 2.6035 | 2 | 2.5 | Calorimeter Room | Single | R32 | Australia,Fiji,New Zealand | 135838 | 2026-02-08 |  | Approved | Reverse Cycle | 740 | No | Class 9 | No | N/A | N/A | N/A | N/A | N/A | N/A | 3.4685 | Available | N/A | N/A | https://www.fujitsugeneral.com.au/ | http://www.fujitsugeneral.com.au | Yes |  | https://reg.energyrating.gov.au/static/common/images/star_ratings_2014/aircon_rating_2_2.5.png | AAC5754 | Yes | Variable output compressor | Inverter | No | - | 4200 | 1.1 | - | 390 | 2100 | No | - | - | - | 1005.4 | 4523.4 | Yes | 310 | 2260 | No | - | - | 5200 | 1.41 | 510 | 2600 | No | - | - | Yes | 2300 | 5090 | No | - | - | No | - | - | - | - | - | No | - | - | No | - | - | No | - | - | 57 | 62 | 5.933 | 5.579 | 5.975 | 8.349 | 7.227 | 6.754 | 195 | 314 | 918 | 365 | 498 | 1164 | 4 | 4 | 4 | 3.546 | 4.111 | 4.669 | 3.854 | 4.34 | 4.678 | 1918 | 691 | 97 | 598 | 303 | 61 | 2 | 2.5 | 3 | No | - | - | - | - | N/A | N/A | N/A | 1.47 | 3.801 | 3.675
[SEER Non Multi-Split <=65kW] GEMS (Air Conditioners up to 65kW) Determination 2019 | MEPS 2019 | AS/NZS 3823.1.2:2012 | AOTG65LRLA/ARTG65LHTA |  | N/A | FUJITSU | 1.37 | Ducted | Single Split System | - | Air | Air | China,Thailand | 5.82 | 13.63 | 18 | 490 | N/A | N/A | N/A | 425 | 5.3 | 20 | Enthalpy Test Room | 3.3429 | 4.1844 | Yes | - | N/A | 17.48 | 17.46 | 4.2642 | N/A | N/A | N/A | N/A | 3.1741 | 3.4828 | N/A | N/A | N/A | N/A | N/A | N/A | Enthalpy Test Room | Three | R410A | Australia,New Zealand | 132581 | 2025-09-18 |  | Approved | Reverse Cycle | 1250 | Yes | Class 11 | Yes | N/A | N/A | N/A | N/A | N/A | N/A | 3.2137 | Available | N/A | N/A | https://www.fujitsugeneral.com.au/ | http://www.fujitsugeneral.com.au | Yes |  |  | AAC5294 | Yes | Variable output compressor | Inverter | No | - | 18000 | 5.82 | - | 2180 | 9000 | No | - | - | - | 5319.48 | 19386 | No | 1992.52 | 9693 | No | - | - | 20000 | 5.3 | 1990 | 10000 | No | - | - | Yes | 7500 | 21500 | No | - | - | No | - | - | - | - | - | No | - | - | No | - | - | No | - | - | - | 68 | 3.936 | 3.816 | 4.121 | 4.764 | 4.473 | 4.413 | 1246 | 1946 | 5681 | 2728 | 3432 | 7623 | 2 | 2 | 2.5 | 3.819 | 4.167 | 4.609 | 4.036 | 4.348 | 4.614 | 6877 | 2652 | 407 | 2221 | 1187 | 263 | 2 | 2.5 | 3 | No | - | - | - | - | N/A | N/A | N/A | 17.284 | 3.062 | 3.7324
[SEER Non Multi-Split <=65kW] GEMS (Air Conditioners up to 65kW) Determination 2019 | MEPS 2019 | AS/NZS 3823.1.1:2012 | AOTH07KMCD/ASTH07KMCD |  | N/A | FUJITSU | N/A | Non Ducted | Single Split System | Wall Hung | Air | Air | China | 0.4 | N/A | 2 | N/A | N/A | N/A | N/A | N/A | 0.58 | 2.8 | Calorimeter Room | 5.2608 | 5.109 | N/A | - | N/A | N/A | N/A | N/A | N/A | N/A | N/A | N/A | N/A | N/A | N/A | N/A | N/A | N/A | N/A | N/A | N/A | Single | R32 | New Zealand | 154189 | 2028-05-10 |  | Approved | Reverse Cycle | N/A | No | Class 8 | No | N/A | N/A | N/A | N/A | N/A | N/A | N/A | Available | N/A | N/A | https://www.fujitsugeneral.com.au/ | http://www.fujitsugeneral.com.au | N/A |  |  | AAC7486 | Yes | Variable output compressor | Inverter | No | - | 2000 | 0.4 | - | 177 | 1000 | No | - | - | - | 365.6 | 2154 | Yes | 131 | 1077 | No | - | - | 2800 | 0.58 | 234 | 1400 | No | - | - | Yes | 1150 | 3120 | No | - | - | No | - | - | - | - | - | No | - | - | No | - | - | No | - | - | 55 | 60 | 7.003 | 6.73 | 7.294 | 10.78 | 9.047 | 8.432 | 78 | 123 | 357 | 134 | 189 | 444 | 5.5 | 5 | 5.5 | 4.506 | 5.042 | 5.504 | 4.757 | 5.215 | 5.499 | 813 | 304 | 45 | 261 | 136 | 28 | 3 | 3.5 | 4 | No | - | - | - | - | N/A | N/A | N/A | 0.8093 | 4.966 | 4.8049
[SEER Non Multi-Split <=65kW] GEMS (Air Conditioners up to 65kW) Determination 2019 | MEPS 2019 | AS/NZS 3823.1.1:2012 | AOTH07KNCA/ASTH07KNCA |  | N/A | FUJITSU | 0.86 | Non Ducted | Single Split System | Wall Hung | Air | Air | China | 0.48 | 4.14 | 2 | 240 | N/A | N/A | N/A | 280 | 0.63 | 2.5 | Calorimeter Room | 4.6027 | 4.4861 | Yes | - | N/A | 0.93 | 0.93 | N/A | N/A | N/A | N/A | N/A | 4.4176 | 4.8007 | N/A | N/A | 4.3353 | 5.1014 | 4 | 5 | Calorimeter Room | Single | R32 | Australia,Fiji,New Zealand | 143727 | 2027-02-01 |  | Approved | Reverse Cycle | 980 | Yes | Class 8 | Yes | Yes | N/A | N/A | N/A | N/A | N/A | 4.4297 | Available | N/A | N/A | https://www.fujitsugeneral.com.au/ | http://www.fujitsugeneral.com.au | Yes |  | https://reg.energyrating.gov.au/static/common/images/star_ratings_2014/aircon_rating_4_5.png | AAC6428 | Yes | Variable output compressor | Inverter | No | - | 2000 | 0.48 | - | 200 | 1000 | No | - | - | - | 438.72 | 2154 | Yes | 140 | 1077 | No | - | - | 2500 | 0.63 | 210 | 1250 | No | - | - | Yes | 1040 | 2550 | No | - | - | No | - | - | - | - | - | No | - | - | No | - | - | No | - | - | 57 | 57 | 6.516 | 6.152 | 6.653 | 11.082 | 8.772 | 7.939 | 85 | 136 | 392 | 131 | 195 | 472 | 5 | 4.5 | 5 | 4.027 | 4.685 | 5.434 | 4.419 | 5.004 | 5.455 | 812 | 291 | 40 | 251 | 126 | 25 | 2.5 | 3 | 3.5 | No | - | - | - | - | N/A | N/A | N/A | 0.6315 | 4.1482 | 3.9549
[SEER Non Multi-Split <=65kW] GEMS (Air Conditioners up to 65kW) Determination 2019 | MEPS 2019 | AS/NZS 3823.1.1:2012 | AOTH09CNCA/ASTH09CNCA |  | N/A | FUJITSU | N/A | Non Ducted | Single Split System | Wall Hung | Air | - | China | 0.59 | N/A | 2.5 | N/A | N/A | N/A | N/A | N/A | - | - | Calorimeter Room | 4.5096 | - | N/A | - | N/A | N/A | N/A | N/A | N/A | N/A | N/A | N/A | N/A | N/A | N/A | N/A | N/A | N/A | N/A | N/A | N/A | Single | R32 | Australia,New Zealand | 153144 | 2028-03-26 |  | Approved | Cooling Only | N/A | Yes | Class 8 | Yes | N/A | N/A | N/A | N/A | N/A | N/A | N/A | Available | N/A | N/A | https://www.fujitsugeneral.com.au/ | http://www.fujitsugeneral.com.au | N/A |  |  | AAC7377 | Yes | Variable output compressor | Inverter | No | - | 2500 | 0.59 | - | 230 | 1250 | No | - | - | - | 539.26 | 2692.5 | Yes | 175 | 1346 | No | - | - | - | - | - | - | - | - | - | - | - | - | - | - | - | - | - | - | - | - | - | - | - | - | - | - | - | - | - | - | 59 | 62 | 6.476 | 6.114 | 6.535 | 9.563 | 8.084 | 7.49 | 107 | 171 | 500 | 190 | 265 | 625 | 4.5 | 4.5 | 5 | - | - | - | - | - | - | - | - | - | - | - | - | - | - | - | No | - | - | - | - | N/A | N/A | N/A | 0.6315 | 4.222 | -
[SEER Non Multi-Split <=65kW] GEMS (Air Conditioners up to 65kW) Determination 2019 | MEPS 2019 | AS/NZS 3823.1.2:2012 | AOTH09KBTA/ARTH09KLLAP |  | N/A | FUJITSU | 1.17 | Ducted | Single Split System | - | Air | Air | China,Thailand | 0.61 | 4.03 | 2.5 | 620 | N/A | N/A | N/A | 198 | 0.77 | 3.2 | Enthalpy Test Room | 4.3635 | 4.315 | Yes | - | N/A | 7.9 | 9.7 | N/A | N/A | N/A | N/A | N/A | 3.6011 | 3.8495 | N/A | N/A | N/A | N/A | N/A | N/A | Enthalpy Test Room | Single | R32 | Australia,New Zealand | 135548 | 2026-01-25 |  | Approved | Reverse Cycle | 900 | No | Class 10 | Yes | N/A | N/A | N/A | N/A | N/A | N/A | 3.6671 | Available | N/A | N/A | https://www.fujitsugeneral.com.au/ | http://www.fujitsugeneral.com.au | Yes |  |  | AAC5725 | Yes | Variable output compressor | Inverter | No | - | 2500 | 0.61 | - | 250 | 1250 | No | - | - | - | 557.54 | 2692.5 | No | 228.5 | 1346.25 | No | - | - | 3200 | 0.77 | 320 | 1600 | No | - | - | Yes | 1400 | 3600 | No | - | - | No | - | - | - | - | - | No | - | - | No | - | - | No | - | - | - | 59 | 4.567 | 4.535 | 5.08 | 5.683 | 5.398 | 5.45 | 145 | 223 | 635 | 314 | 391 | 854 | 3 | 3 | 3.5 | 3.9 | 4.27 | 4.606 | 4.074 | 4.39 | 4.598 | 1080 | 417 | 68 | 354 | 190 | 44 | 2 | 2.5 | 3 | No | - | - | - | - | N/A | N/A | N/A | 3.782 | 4.0142 | 4.088
[SEER Non Multi-Split <=65kW] GEMS (Air Conditioners up to 65kW) Determination 2019 | MEPS 2019 | AS/NZS 3823.1.2:2012 | AOTH09KBTA/ARTH09KSLAP |  | N/A | FUJITSU | 1.17 | Ducted | Single Split System | - | Air | Air | China,Thailand | 0.64 | 4.03 | 2.5 | 620 | N/A | N/A | N/A | 198 | 0.8 | 3.2 | Enthalpy Test Room | 4.2388 | 4.1725 | Yes | - | N/A | 7.9 | 9.7 | N/A | N/A | N/A | N/A | N/A | 3.6011 | 3.8495 | N/A | N/A | N/A | N/A | N/A | N/A | Enthalpy Test Room | Single | R32 | Australia,New Zealand | 135550 | 2026-01-25 |  | Approved | Reverse Cycle | 900 | No | Class 10 | Yes | N/A | N/A | N/A | N/A | N/A | N/A | 3.6671 | Available | N/A | N/A | https://www.fujitsugeneral.com.au/ | http://www.fujitsugeneral.com.au | Yes |  |  | AAC5726 | Yes | Variable output compressor | Inverter | No | - | 2500 | 0.64 | - | 250 | 1250 | No | - | - | - | 584.96 | 2692.5 | No | 228.5 | 1346.25 | No | - | - | 3200 | 0.8 | 340 | 1600 | No | - | - | Yes | 1400 | 3600 | No | - | - | No | - | - | - | - | - | No | - | - | No | - | - | No | - | - | - | 59 | 4.551 | 4.49 | 4.999 | 5.663 | 5.359 | 5.371 | 146 | 226 | 647 | 316 | 395 | 867 | 3 | 2.5 | 3 | 3.736 | 4.053 | 4.339 | 3.879 | 4.151 | 4.329 | 1126 | 438 | 71 | 371 | 200 | 46 | 2 | 2.5 | 2.5 | No | - | - | - | - | N/A | N/A | N/A | 3.5366 | 3.8346 | 3.9411
[SEER Non Multi-Split <=65kW] GEMS (Air Conditioners up to 65kW) Determination 2019 | MEPS 2019 | AS/NZS 3823.1.1:2012 | AOTH09KBTA/AUTH09KVLA |  | N/A | FUJITSU | 1.45 | Non Ducted | Single Split System | Cassette | Air | Air | China,Thailand | 0.56 | 3.75 | 2.5 | 570 | N/A | N/A | N/A | 245 | 0.76 | 3.2 | Enthalpy Test Room | 4.7031 | 4.3176 | Yes | - | N/A | 7.9 | 9.7 | 4.8966 | 5.0328 | N/A | N/A | N/A | 3.3453 | 3.543 | N/A | N/A | 2.1905 | 2.586 | 2 | 2.5 | Calorimeter Room | Single | R32 | Australia,Fiji,New Zealand | 135484 | 2026-01-25 |  | Approved | Reverse Cycle | 570 | No | Class 8 | Yes | N/A | N/A | N/A | N/A | N/A | N/A | 3.4023 | Available | N/A | N/A | https://www.fujitsugeneral.com.au/ | http://www.fujitsugeneral.com.au | N/A |  | https://reg.energyrating.gov.au/static/common/images/star_ratings_2014/aircon_rating_2_2.5.png | AAC5721 | Yes | Variable output compressor | Inverter | No | - | 2500 | 0.56 | - | 210 | 1250 | No | - | - | - | 511.84 | 2692.5 | No | 191.94 | 1346.25 | No | - | - | 3200 | 0.76 | 290 | 1600 | No | - | - | Yes | 1400 | 3600 | No | - | - | No | - | - | - | - | - | No | - | - | No | - | - | No | - | - | 47 | 59 | 5.179 | 5.126 | 5.804 | 6.595 | 6.243 | 6.273 | 127 | 196 | 555 | 269 | 337 | 741 | 3.5 | 3.5 | 4 | 4.108 | 4.575 | 5.064 | 4.364 | 4.771 | 5.067 | 1026 | 390 | 63 | 331 | 176 | 41 | 2.5 | 3 | 3.5 | No | - | - | - | - | N/A | N/A | N/A | 3.8026 | 4.3641 | 4.1405
[SEER Non Multi-Split <=65kW] GEMS (Air Conditioners up to 65kW) Determination 2019 | MEPS 2019 | AS/NZS 3823.1.1:2012 | AOTH09KMCD/ASTH09KMCD |  | N/A | FUJITSU | N/A | Non Ducted | Single Split System | Wall Hung | Air | Air | China | 0.53 | N/A | 2.5 | N/A | N/A | N/A | N/A | N/A | 0.66 | 3.2 | Calorimeter Room | 4.8443 | 4.9925 | N/A | - | N/A | N/A | N/A | N/A | N/A | N/A | N/A | N/A | N/A | N/A | N/A | N/A | N/A | N/A | N/A | N/A | N/A | Single | R32 | New Zealand | 154190 | 2028-05-10 |  | Approved | Reverse Cycle | N/A | No | Class 8 | No | N/A | N/A | N/A | N/A | N/A | N/A | N/A | Available | N/A | N/A | https://www.fujitsugeneral.com.au/ | http://www.fujitsugeneral.com.au | N/A |  |  | AAC7482 | Yes | Variable output compressor | Inverter | No | - | 2500 | 0.53 | - | 210 | 1250 | No | - | - | - | 484.42 | 2692.5 | Yes | 165 | 1400 | No | - | - | 3200 | 0.66 | 270 | 1600 | No | - | - | Yes | 1380 | 3710 | No | - | - | No | - | - | - | - | - | No | - | - | No | - | - | No | - | - | 55 | 56 | 7.047 | 6.679 | 7.193 | 10.148 | 8.728 | 8.179 | 98 | 156 | 453 | 179 | 245 | 572 | 5.5 | 5 | 5.5 | 4.533 | 5.025 | 5.455 | 4.761 | 5.183 | 5.448 | 924 | 348 | 51 | 298 | 156 | 32 | 3 | 3.5 | 3.5 | No | - | - | - | - | N/A | N/A | N/A | 0.8031 | 4.6929 | 4.8286
[SEER Non Multi-Split <=65kW] GEMS (Air Conditioners up to 65kW) Determination 2019 | MEPS 2019 | AS/NZS 3823.1.1:2012 | AOTH09KNCA / ASTH09KNCA |  | N/A | FUJITSU | N/A | Non Ducted | Single Split System | Wall Hung | Air | Air | China | 0.59 | N/A | 2.5 | N/A | N/A | N/A | N/A | N/A | 0.77 | 3.2 | Calorimeter Room | 4.5096 | 4.3625 | N/A | - | N/A | N/A | N/A | N/A | N/A | N/A | N/A | N/A | N/A | N/A | N/A | N/A | N/A | N/A | N/A | N/A | N/A | Single | R32 | Australia,Fiji,New Zealand | 143731 | 2026-12-16 |  | Approved | Reverse Cycle | N/A | Yes | Class 8 | Yes | N/A | N/A | N/A | N/A | N/A | N/A | N/A | Available | N/A | N/A | https://www.fujitsugeneral.com.au/ | http://www.fujitsugeneral.com.au | N/A |  |  | AAC6399 | Yes | Variable output compressor | Inverter | No | - | 2500 | 0.59 | - | 230 | 1250 | No | - | - | - | 539.26 | 2692.5 | Yes | 175 | 1346 | No | - | - | 3200 | 0.77 | 280 | 1600 | No | - | - | Yes | 1220 | 3150 | No | - | - | No | - | - | - | - | - | No | - | - | No | - | - | No | - | - | 59 | 62 | 6.476 | 6.114 | 6.535 | 9.563 | 8.084 | 7.49 | 107 | 171 | 500 | 190 | 265 | 625 | 4.5 | 4.5 | 5 | 4.005 | 4.625 | 5.235 | 4.339 | 4.875 | 5.244 | 1045 | 377 | 53 | 326 | 166 | 33 | 2.5 | 3 | 3.5 | No | - | - | - | - | N/A | N/A | N/A | 0.6315 | 4.222 | 4.1444
[SEER Non Multi-Split <=65kW] GEMS (Air Conditioners up to 65kW) Determination 2019 | MEPS 2019 | AS/NZS 3823.1.1:2012 | AOTH12CNCA/ASTH12CNCA |  | N/A | FUJITSU | 0.86 | Non Ducted | Single Split System | Wall Hung | Air | - | China | 0.96 | 4.14 | 3.4 | 240 | N/A | N/A | N/A | 280 | - | - | Calorimeter Room | 3.7652 | - | Yes | - | N/A | 0.93 | 0.93 | N/A | N/A | N/A | N/A | N/A | 4.4176 | 4.8007 | N/A | N/A | 4.3353 | 5.1014 | 4 | 5 | Calorimeter Room | Single | R32 | Australia,New Zealand | 153145 | 2028-04-01 |  | Approved | Cooling Only | 980 | Yes | Class 8 | Yes | Yes | N/A | N/A | N/A | N/A | N/A | 4.4297 | Available | N/A | N/A | https://www.fujitsugeneral.com.au/ | http://www.fujitsugeneral.com.au | Yes |  | https://reg.energyrating.gov.au/static/common/images/star_ratings_2014/aircon_rating_4_5.png | AAC7399 | Yes | Variable output compressor | Inverter | No | - | 3400 | 0.96 | - | 330 | 1700 | No | - | - | - | 877.44 | 3661.8 | Yes | 270 | 1831 | No | - | - | - | - | - | - | - | - | - | - | - | - | - | - | - | - | - | - | - | - | - | - | - | - | - | - | - | - | - | - | 55 | 65 | 5.599 | 5.235 | 5.536 | 7.532 | 6.603 | 6.182 | 169 | 273 | 803 | 329 | 442 | 1031 | 4 | 3.5 | 4 | - | - | - | - | - | - | - | - | - | - | - | - | - | - | - | No | - | - | - | - | N/A | N/A | N/A | 0.6315 | 3.5338 | -
[SEER Non Multi-Split <=65kW] GEMS (Air Conditioners up to 65kW) Determination 2019 | MEPS 2019 | AS/NZS 3823.1.2:2012 | AOTH12KBTA/ARTH12KLLAP |  | N/A | FUJITSU | 1.17 | Ducted | Single Split System | - | Air | Air | China,Thailand | 0.93 | 4.03 | 3.5 | 620 | N/A | N/A | N/A | 198 | 1.05 | 4 | Enthalpy Test Room | 3.8358 | 3.9556 | Yes | - | N/A | 7.9 | 9.7 | N/A | N/A | N/A | N/A | N/A | 3.6011 | 3.8495 | N/A | N/A | N/A | N/A | N/A | N/A | Enthalpy Test Room | Single | R32 | Australia,New Zealand | 135544 | 2026-01-25 |  | Approved | Reverse Cycle | 900 | No | Class 10 | Yes | N/A | N/A | N/A | N/A | N/A | N/A | 3.6671 | Available | N/A | N/A | https://www.fujitsugeneral.com.au/ | http://www.fujitsugeneral.com.au | Yes |  |  | AAC5723 | Yes | Variable output compressor | Inverter | No | - | 3500 | 0.93 | - | 370 | 1750 | No | - | - | - | 850.02 | 3769.5 | No | 338.18 | 1884.75 | No | - | - | 4000 | 1.05 | 400 | 2000 | No | - | - | Yes | 1500 | 3800 | No | - | - | No | - | - | - | - | - | No | - | - | No | - | - | No | - | - | - | 61 | 4.485 | 4.397 | 4.808 | 5.459 | 5.155 | 5.142 | 211 | 326 | 945 | 461 | 577 | 1270 | 2.5 | 2.5 | 3 | 3.618 | 4.116 | 4.589 | 3.88 | 4.305 | 4.592 | 1452 | 538 | 83 | 462 | 240 | 53 | 2 | 2.5 | 3 | No | - | - | - | - | N/A | N/A | N/A | 3.782 | 3.7124 | 3.7637
[SEER Non Multi-Split <=65kW] GEMS (Air Conditioners up to 65kW) Determination 2019 | MEPS 2019 | AS/NZS 3823.1.2:2012 | AOTH12KBTA/ARTH12KSLAP |  | N/A | FUJITSU | 1.17 | Ducted | Single Split System | - | Air | Air | China,Thailand | 0.98 | 4.03 | 3.5 | 620 | N/A | N/A | N/A | 198 | 1.1 | 4 | Enthalpy Test Room | 3.6295 | 3.7823 | Yes | - | N/A | 7.9 | 9.7 | N/A | N/A | N/A | N/A | N/A | 3.6011 | 3.8495 | N/A | N/A | N/A | N/A | N/A | N/A | Enthalpy Test Room | Single | R32 | Australia,New Zealand | 135546 | 2026-01-25 |  | Approved | Reverse Cycle | 900 | No | Class 10 | Yes | N/A | N/A | N/A | N/A | N/A | N/A | 3.6671 | Available | N/A | N/A | https://www.fujitsugeneral.com.au/ | http://www.fujitsugeneral.com.au | Yes |  |  | AAC5724 | Yes | Variable output compressor | Inverter | No | - | 3500 | 0.98 | - | 380 | 1750 | No | - | - | - | 895.72 | 3769.5 | No | 347.32 | 1884.75 | No | - | - | 4000 | 1.1 | 420 | 2000 | No | - | - | Yes | 1500 | 3800 | No | - | - | No | - | - | - | - | - | No | - | - | No | - | - | No | - | - | - | 61 | 4.374 | 4.269 | 4.645 | 5.313 | 5.006 | 4.97 | 217 | 337 | 979 | 475 | 595 | 1315 | 2.5 | 2.5 | 3 | 3.492 | 3.934 | 4.371 | 3.73 | 4.109 | 4.373 | 1504 | 562 | 86 | 480 | 251 | 55 | 1.5 | 2 | 2.5 | No | - | - | - | - | N/A | N/A | N/A | 3.5366 | 3.5284 | 3.5973
[SEER Non Multi-Split <=65kW] GEMS (Air Conditioners up to 65kW) Determination 2019 | MEPS 2019 | AS/NZS 3823.1.1:2012 | AOTH12KBTA/AUTH12KVLA |  | N/A | FUJITSU | 1.45 | Non Ducted | Single Split System | Cassette | Air | Air | China,Thailand | 0.9 | 3.75 | 3.5 | 570 | N/A | N/A | N/A | 245 | 1.04 | 4 | Enthalpy Test Room | 4.0973 | 3.971 | Yes | - | N/A | 7.9 | 9.7 | 4.8966 | 5.0328 | N/A | N/A | N/A | 3.3453 | 3.543 | N/A | N/A | 2.1905 | 2.586 | 2 | 2.5 | Calorimeter Room | Single | R32 | Australia,Fiji,New Zealand | 135480 | 2026-01-25 |  | Approved | Reverse Cycle | 570 | No | Class 8 | Yes | N/A | N/A | N/A | N/A | N/A | N/A | 3.4023 | Available | N/A | N/A | https://www.fujitsugeneral.com.au/ | http://www.fujitsugeneral.com.au | N/A |  | https://reg.energyrating.gov.au/static/common/images/star_ratings_2014/aircon_rating_2_2.5.png | AAC5675 | Yes | Variable output compressor | Inverter | No | - | 3500 | 0.9 | - | 330 | 1750 | No | - | - | - | 822.6 | 3769.5 | No | 301.62 | 1884.75 | No | - | - | 4000 | 1.04 | 380 | 2000 | No | - | - | Yes | 1500 | 3800 | No | - | - | No | - | - | - | - | - | No | - | - | No | - | - | No | - | - | 49 | 61 | 4.862 | 4.74 | 5.206 | 6.011 | 5.651 | 5.599 | 194 | 302 | 872 | 418 | 526 | 1166 | 3 | 3 | 3.5 | 3.714 | 4.268 | 4.822 | 4.017 | 4.495 | 4.83 | 1415 | 519 | 79 | 447 | 231 | 51 | 2 | 2.5 | 3 | No | - | - | - | - | N/A | N/A | N/A | 3.8026 | 3.8341 | 3.7992
[SEER Non Multi-Split <=65kW] GEMS (Air Conditioners up to 65kW) Determination 2019 | MEPS 2019 | AS/NZS 3823.1.1:2012 | AOTH12KMCD/ASTH12KMCD |  | N/A | FUJITSU | N/A | Non Ducted | Single Split System | Wall Hung | Air | Air | China | 0.86 | N/A | 3.5 | N/A | N/A | N/A | N/A | N/A | 0.81 | 3.7 | Calorimeter Room | 4.3015 | 4.8159 | N/A | - | N/A | N/A | N/A | N/A | N/A | N/A | N/A | N/A | N/A | N/A | N/A | N/A | N/A | N/A | N/A | N/A | N/A | Single | R32 | New Zealand | 154193 | 2028-05-10 |  | Approved | Reverse Cycle | N/A | No | Class 8 | No | N/A | N/A | N/A | N/A | N/A | N/A | N/A | Available | N/A | N/A | https://www.fujitsugeneral.com.au/ | http://www.fujitsugeneral.com.au | N/A |  |  | AAC7487 | Yes | Variable output compressor | Inverter | No | - | 3500 | 0.86 | - | 330 | 1750 | No | - | - | - | 786.04 | 3769.5 | Yes | 245 | 1910 | No | - | - | 3700 | 0.81 | 340 | 1850 | No | - | - | Yes | 1500 | 3800 | No | - | - | No | - | - | - | - | - | No | - | - | No | - | - | No | - | - | 55 | 60 | 6.52 | 6.108 | 6.545 | 10.07 | 8.312 | 7.613 | 149 | 240 | 699 | 253 | 361 | 862 | 5 | 4.5 | 5 | 4.072 | 4.621 | 5.014 | 4.304 | 4.759 | 5.005 | 1188 | 437 | 64 | 381 | 196 | 40 | 2.5 | 3 | 3.5 | No | - | - | - | - | N/A | N/A | N/A | 0.8031 | 4.057 | 4.5526
[SEER Non Multi-Split <=65kW] GEMS (Air Conditioners up to 65kW) Determination 2019 | MEPS 2019 | AS/NZS 3823.1.1:2012 | AOTH12KNCA/ASTH12KNCA |  | N/A | FUJITSU | 0.86 | Non Ducted | Single Split System | Wall Hung | Air | Air | China | 0.96 | 4.14 | 3.4 | 240 | N/A | N/A | N/A | 280 | 1 | 4 | Calorimeter Room | 3.7652 | 4.2164 | Yes | - | N/A | 0.93 | 0.93 | N/A | N/A | N/A | N/A | N/A | 4.4176 | 4.8007 | N/A | N/A | 4.3353 | 5.1014 | 4 | 5 | Calorimeter Room | Single | R32 | Australia,Fiji,New Zealand | 143729 | 2027-02-01 |  | Approved | Reverse Cycle | 980 | Yes | Class 8 | Yes | Yes | N/A | N/A | N/A | N/A | N/A | 4.4297 | Available | N/A | N/A | https://www.fujitsugeneral.com.au/ | http://www.fujitsugeneral.com.au | Yes |  | https://reg.energyrating.gov.au/static/common/images/star_ratings_2014/aircon_rating_4_5.png | AAC6427 | Yes | Variable output compressor | Inverter | No | - | 3400 | 0.96 | - | 330 | 1700 | No | - | - | - | 877.44 | 3661.8 | Yes | 270 | 1831 | No | - | - | 4000 | 1 | 370 | 2000 | No | - | - | Yes | 1150 | 3120 | No | - | - | No | - | - | - | - | - | No | - | - | No | - | - | No | - | - | 55 | 65 | 5.599 | 5.235 | 5.536 | 7.532 | 6.603 | 6.182 | 169 | 273 | 803 | 329 | 442 | 1031 | 4 | 3.5 | 4 | 3.507 | 4.207 | 4.955 | 3.948 | 4.521 | 4.962 | 1491 | 518 | 69 | 448 | 223 | 44 | 2 | 2.5 | 3 | No | - | - | - | - | N/A | N/A | N/A | 0.6315 | 3.5338 | 3.9915
[SEER Non Multi-Split <=65kW] GEMS (Air Conditioners up to 65kW) Determination 2019 | MEPS 2019 | AS/NZS 3823.1.1:2012 | AOTH14KMCD/ASTH14KMCD |  | N/A | FUJITSU | N/A | Non Ducted | Single Split System | Wall Hung | Air | Air | China | 1.15 | N/A | 4.2 | N/A | N/A | N/A | N/A | N/A | 1.4 | 5.4 | Calorimeter Room | 4.0009 | 4.0429 | N/A | - | N/A | N/A | N/A | N/A | N/A | N/A | N/A | N/A | N/A | N/A | N/A | N/A | N/A | N/A | N/A | N/A | N/A | Single | R32 | New Zealand | 154194 | 2028-05-10 |  | Approved | Reverse Cycle | N/A | No | Class 9 | No | N/A | N/A | N/A | N/A | N/A | N/A | N/A | Available | N/A | N/A | https://www.fujitsugeneral.com.au/ | http://www.fujitsugeneral.com.au | N/A |  |  | AAC7488 | Yes | Variable output compressor | Inverter | No | - | 4200 | 1.15 | - | 375 | 2100 | No | - | - | - | 1051.1 | 4523.4 | Yes | 310 | 2262 | No | - | - | 5400 | 1.4 | 485 | 2700 | No | - | - | Yes | 2200 | 5000 | No | - | - | No | - | - | - | - | - | No | - | - | No | - | - | No | - | - | 58 | 65 | 5.931 | 5.516 | 5.836 | 7.93 | 6.962 | 6.511 | 197 | 320 | 941 | 386 | 518 | 1210 | 4 | 4 | 4 | 3.677 | 4.383 | 5.09 | 4.06 | 4.676 | 5.105 | 1919 | 671 | 91 | 588 | 291 | 57 | 2 | 2.5 | 3.5 | No | - | - | - | - | N/A | N/A | N/A | 0.7695 | 3.6439 | 3.85
[SEER Non Multi-Split <=65kW] GEMS (Air Conditioners up to 65kW) Determination 2019 | MEPS 2019 | AS/NZS 3823.1.1:2012 | AOTH14KNCA/ASTH14KNCA |  | N/A | FUJITSU | 0.86 | Non Ducted | Single Split System | Wall Hung | Air | Air | China | 1.23 | 4.14 | 4.2 | 240 | N/A | N/A | N/A | 280 | 1.13 | 4.7 | Calorimeter Room | 3.6467 | 4.4057 | Yes | - | N/A | 0.93 | 0.93 | N/A | N/A | N/A | N/A | N/A | 4.4176 | 4.8007 | N/A | N/A | 4.3353 | 5.1014 | 4 | 5 | Calorimeter Room | Single | R32 | Australia,Fiji,New Zealand | 144563 | 2027-02-21 |  | Approved | Reverse Cycle | 980 | Yes | Class 9 | Yes | Yes | N/A | N/A | N/A | N/A | N/A | 4.4297 | Available | N/A | N/A | https://www.fujitsugeneral.com.au/ | http://www.fujitsugeneral.com.au | Yes |  | https://reg.energyrating.gov.au/static/common/images/star_ratings_2014/aircon_rating_4_5.png | AAC6443 | Yes | Variable output compressor | Inverter | No | - | 4200 | 1.23 | - | 380 | 2100 | No | - | - | - | 1124.22 | 4523.4 | Yes | 320 | 2262 | No | - | - | 4700 | 1.13 | 410 | 2350 | No | - | - | Yes | 1410 | 3900 | No | - | - | No | - | - | - | - | - | No | - | - | No | - | - | No | - | - | 57 | 65 | 5.691 | 5.262 | 5.55 | 7.47 | 6.593 | 6.165 | 206 | 335 | 990 | 410 | 548 | 1278 | 4 | 3.5 | 4 | 3.801 | 4.54 | 5.25 | 4.191 | 4.825 | 5.26 | 1616 | 564 | 77 | 496 | 245 | 48 | 2 | 3 | 3.5 | No | - | - | - | - | N/A | N/A | N/A | 0.6315 | 3.4087 | 4.1515
[SEER Non Multi-Split <=65kW] GEMS (Air Conditioners up to 65kW) Determination 2019 | MEPS 2019 | AS/NZS 3823.1.1:2012 | AOTH18CNTA/ASTH18CNTA |  | N/A | FUJITSU | N/A | Non Ducted | Single Split System | Wall Hung | Air | - | Thailand | 1.44 | N/A | 5 | N/A | N/A | N/A | N/A | N/A | - | - | Calorimeter Room | 3.5808 | - | N/A | - | N/A | N/A | N/A | N/A | N/A | N/A | N/A | N/A | N/A | N/A | N/A | N/A | N/A | N/A | N/A | N/A | N/A | Single | R32 | Australia,New Zealand | 153191 | 2028-03-27 |  | Approved | Cooling Only | N/A | Yes | Class 9 | Yes | N/A | N/A | N/A | N/A | N/A | N/A | N/A | Available | N/A | N/A | https://www.fujitsugeneral.com.au/ | http://www.fujitsugeneral.com.au | N/A |  |  | AAC7379 | Yes | Variable output compressor | Inverter | No | - | 5000 | 1.44 | - | 460 | 2500 | No | - | - | - | 1316.16 | 5385 | Yes | 400 | 2700 | No | - | - | - | - | - | - | - | - | - | - | - | - | - | - | - | - | - | - | - | - | - | - | - | - | - | - | - | - | - | - | 60 | 61 | 5.491 | 5.122 | 5.395 | 6.933 | 6.244 | 5.911 | 254 | 410 | 1212 | 526 | 688 | 1586 | 3.5 | 3.5 | 3.5 | - | - | - | - | - | - | - | - | - | - | - | - | - | - | - | No | - | - | - | - | N/A | N/A | N/A | 0.9 | 3.4649 | -
[SEER Non Multi-Split <=65kW] GEMS (Air Conditioners up to 65kW) Determination 2019 | MEPS 2019 | AS/NZS 3823.1.1:2012 | AOTH18KBTA/ABTH18KRTA |  | N/A | FUJITSU | N/A | Non Ducted | Single Split System | Under ceiling | Air | Air | Thailand | 1.41 | N/A | 5 | N/A | N/A | N/A | N/A | N/A | 1.6 | 6 | Calorimeter Room | 3.7773 | 3.9735 | N/A | - | N/A | N/A | N/A | N/A | N/A | N/A | N/A | N/A | N/A | N/A | N/A | N/A | N/A | N/A | N/A | N/A | N/A | Single | R32 | Australia,New Zealand | 156861 | 2028-10-02 |  | Approved | Reverse Cycle | N/A | Yes | Class 9 | Yes | N/A | N/A | N/A | N/A | N/A | N/A | N/A | Available | N/A | N/A | https://www.fujitsugeneral.com.au/ | http://www.fujitsugeneral.com.au | N/A |  |  | AAC7798 | Yes | Variable output compressor | Inverter | No | - | 5000 | 1.41 | - | 480 | 2500 | No | - | - | - | 1288.74 | 5385 | No | 438.72 | 2692.5 | No | - | - | 6000 | 1.6 | 560 | 3000 | No | - | - | Yes | 2000 | 5200 | No | - | - | No | - | - | - | - | - | No | - | - | No | - | - | No | - | - | 53 | 62 | 4.887 | 4.677 | 5.02 | 5.946 | 5.539 | 5.4 | 280 | 443 | 1297 | 608 | 771 | 1732 | 3 | 3 | 3.5 | 3.619 | 4.245 | 4.9 | 3.972 | 4.516 | 4.913 | 2172 | 776 | 111 | 673 | 339 | 71 | 2 | 2.5 | 3 | No | - | - | - | - | N/A | N/A | N/A | 3.2795 | 3.5184 | 3.7242
[SEER Non Multi-Split <=65kW] GEMS (Air Conditioners up to 65kW) Determination 2019 | MEPS 2019 | AS/NZS 3823.1.2:2012 | AOTH18KBTA/ARTH18KLLAP |  | N/A | FUJITSU | 1.17 | Ducted | Single Split System | - | Air | Air | China,Thailand | 1.38 | 4.03 | 5 | 620 | N/A | N/A | N/A | 198 | 1.6 | 6 | Enthalpy Test Room | 3.7412 | 3.9551 | Yes | - | N/A | 7.9 | 9.7 | N/A | N/A | N/A | N/A | N/A | 3.6011 | 3.8495 | N/A | N/A | N/A | N/A | N/A | N/A | Enthalpy Test Room | Single | R32 | Australia,New Zealand | 135539 | 2026-01-22 |  | Approved | Reverse Cycle | 900 | No | Class 10 | Yes | N/A | N/A | N/A | N/A | N/A | N/A | 3.6671 | Available | N/A | N/A | https://www.fujitsugeneral.com.au/ | http://www.fujitsugeneral.com.au | Yes |  |  | AAC5663 | Yes | Variable output compressor | Inverter | No | - | 5000 | 1.38 | - | 510 | 2500 | No | - | - | - | 1261.32 | 5385 | No | 466.14 | 2692.5 | No | - | - | 6000 | 1.6 | 590 | 3000 | No | - | - | Yes | 2000 | 5200 | No | - | - | No | - | - | - | - | - | No | - | - | No | - | - | No | - | - | - | 62 | 4.656 | 4.508 | 4.868 | 5.644 | 5.295 | 5.216 | 293 | 458 | 1336 | 640 | 805 | 1791 | 3 | 3 | 3 | 3.536 | 4.105 | 4.661 | 3.843 | 4.33 | 4.667 | 2225 | 805 | 118 | 697 | 355 | 76 | 2 | 2.5 | 3 | No | - | - | - | - | N/A | N/A | N/A | 4.0455 | 3.5876 | 3.7182
[SEER Non Multi-Split <=65kW] GEMS (Air Conditioners up to 65kW) Determination 2019 | MEPS 2019 | AS/NZS 3823.1.2:2012 | AOTH18KBTA/ARTH18KMTAP |  | N/A | FUJITSU | N/A | Ducted | Single Split System | - | Air | Air | Thailand | 1.37 | N/A | 5 | N/A | N/A | N/A | N/A | N/A | 1.58 | 6 | Enthalpy Test Room | 3.7911 | 4.1034 | N/A | - | N/A | N/A | N/A | N/A | N/A | N/A | N/A | N/A | N/A | N/A | N/A | N/A | N/A | N/A | N/A | N/A | N/A | Single | R32 | Australia,Fiji,New Zealand | 141917 | 2026-10-06 |  | Approved | Reverse Cycle | N/A | Yes | Class 10 | Yes | N/A | N/A | N/A | N/A | N/A | N/A | N/A | Available | N/A | N/A | https://www.fujitsugeneral.com.au/ | http://www.fujitsugeneral.com.au | N/A |  |  | AAC6275 | Yes | Variable output compressor | Inverter | No | - | 5000 | 1.37 | - | 490 | 2500 | No | - | - | - | 1252.18 | 5385 | No | 447.86 | 2692.5 | No | - | - | 6000 | 1.58 | 580 | 3000 | No | - | - | Yes | 2000 | 5300 | No | - | - | No | - | - | - | - | - | No | - | - | No | - | - | No | - | - | - | 62 | 4.844 | 4.663 | 5.012 | 5.866 | 5.485 | 5.377 | 282 | 444 | 1299 | 616 | 778 | 1739 | 3 | 3 | 3.5 | 3.616 | 4.182 | 4.74 | 3.923 | 4.409 | 4.747 | 2174 | 788 | 115 | 681 | 348 | 73 | 2 | 2.5 | 3 | No | - | - | - | - | N/A | N/A | N/A | 3.445 | 3.6189 | 3.7697
[SEER Non Multi-Split <=65kW] GEMS (Air Conditioners up to 65kW) Determination 2019 | MEPS 2019 | AS/NZS 3823.1.2:2012 | AOTH18KBTA/ARTH18KSLAP |  | N/A | FUJITSU | 1.17 | Ducted | Single Split System | - | Air | Air | China,Thailand | 1.48 | 4.03 | 5 | 620 | N/A | N/A | N/A | 198 | 1.73 | 6 | Enthalpy Test Room | 3.4966 | 3.6238 | Yes | - | N/A | 7.9 | 9.7 | N/A | N/A | N/A | N/A | N/A | 3.6011 | 3.8495 | N/A | N/A | N/A | N/A | N/A | N/A | Enthalpy Test Room | Single | R32 | Australia,New Zealand | 135542 | 2026-01-25 |  | Approved | Reverse Cycle | 900 | No | Class 10 | Yes | N/A | N/A | N/A | N/A | N/A | N/A | 3.6671 | Available | N/A | N/A | https://www.fujitsugeneral.com.au/ | http://www.fujitsugeneral.com.au | Yes |  |  | AAC5722 | Yes | Variable output compressor | Inverter | No | - | 5000 | 1.48 | - | 540 | 2500 | No | - | - | - | 1352.72 | 5385 | No | 493.56 | 2692.5 | No | - | - | 6000 | 1.73 | 620 | 3000 | No | - | - | Yes | 2000 | 5000 | No | - | - | No | - | - | - | - | - | No | - | - | No | - | - | No | - | - | - | 62 | 4.418 | 4.264 | 4.584 | 5.339 | 5 | 4.912 | 309 | 485 | 1420 | 677 | 854 | 1904 | 2.5 | 2.5 | 3 | 3.319 | 3.86 | 4.43 | 3.628 | 4.094 | 4.439 | 2369 | 854 | 123 | 737 | 375 | 79 | 1.5 | 2 | 2.5 | No | - | - | - | - | N/A | N/A | N/A | 3.8075 | 3.3493 | 3.4426
[SEER Non Multi-Split <=65kW] GEMS (Air Conditioners up to 65kW) Determination 2019 | MEPS 2019 | AS/NZS 3823.1.1:2012 | AOTH18KBTA/AUTH18KVLA |  | N/A | FUJITSU | 1.45 | Non Ducted | Single Split System | Cassette | Air | Air | China,Thailand | 1.45 | 3.75 | 5 | 570 | N/A | N/A | N/A | 245 | 1.71 | 6 | Enthalpy Test Room | 3.5711 | 3.5832 | Yes | - | N/A | 7.9 | 9.7 | 4.8966 | 5.0328 | N/A | N/A | N/A | 3.3453 | 3.543 | N/A | N/A | 2.1905 | 2.586 | 2 | 2.5 | Calorimeter Room | Single | R32 | Australia,Fiji,New Zealand | 135476 | 2026-01-25 |  | Approved | Reverse Cycle | 570 | No | Class 9 | Yes | N/A | N/A | N/A | N/A | N/A | N/A | 3.4023 | Available | N/A | N/A | https://www.fujitsugeneral.com.au/ | http://www.fujitsugeneral.com.au | N/A |  | https://reg.energyrating.gov.au/static/common/images/star_ratings_2014/aircon_rating_2_2.5.png | AAC5674 | Yes | Variable output compressor | Inverter | No | - | 5000 | 1.45 | - | 530 | 2500 | No | - | - | - | 1325.3 | 5385 | No | 484.42 | 2692.5 | No | - | - | 6000 | 1.71 | 600 | 3000 | No | - | - | Yes | 2000 | 5000 | No | - | - | No | - | - | - | - | - | No | - | - | No | - | - | No | - | - | 55 | 62 | 4.474 | 4.325 | 4.666 | 5.426 | 5.085 | 5.002 | 305 | 477 | 1394 | 666 | 839 | 1868 | 2.5 | 2.5 | 3 | 3.376 | 3.954 | 4.574 | 3.709 | 4.21 | 4.586 | 2330 | 835 | 120 | 722 | 365 | 77 | 1.5 | 2 | 3 | No | - | - | - | - | N/A | N/A | N/A | 4.1116 | 3.4155 | 3.4805
[SEER Non Multi-Split <=65kW] GEMS (Air Conditioners up to 65kW) Determination 2019 | MEPS 2019 | AS/NZS 3823.1.1:2012 | AOTH18KMTD/ASTH18KMTD |  | N/A | FUJITSU | 0.86 | Non Ducted | Single Split System | Wall Hung | Air | Air | Thailand | 1.16 | 4.14 | 5 | 240 | N/A | N/A | N/A | 280 | 1.28 | 6 | Calorimeter Room | 4.4145 | 4.797 | Yes | - | N/A | 0.93 | 0.93 | N/A | N/A | N/A | N/A | N/A | 4.4176 | 4.8007 | N/A | N/A | 4.3353 | 5.1014 | 4 | 5 | Calorimeter Room | Single | R32 | Australia,New Zealand | 154462 | 2028-06-13 |  | Approved | Reverse Cycle | 980 | Yes | Class 9 | Yes | Yes | N/A | N/A | N/A | N/A | N/A | 4.4297 | Available | N/A | N/A | https://www.fujitsugeneral.com.au/ | http://www.fujitsugeneral.com.au | Yes |  | https://reg.energyrating.gov.au/static/common/images/star_ratings_2014/aircon_rating_4_5.png | AAC7569 | Yes | Variable output compressor | Inverter | No | - | 5000 | 1.16 | - | 430 | 2630 | No | - | - | - | 1060.24 | 5385 | Yes | 345 | 2770 | No | - | - | 6000 | 1.28 | 580 | 3170 | No | - | - | Yes | 2350 | 6300 | No | - | - | No | - | - | - | - | - | No | - | - | No | - | - | No | - | - | 61 | 59 | 6.726 | 6.3 | 6.652 | 9.086 | 7.934 | 7.428 | 207 | 334 | 984 | 401 | 542 | 1262 | 5 | 4.5 | 5 | 4.181 | 4.676 | 5.004 | 4.376 | 4.787 | 4.997 | 1875 | 699 | 102 | 606 | 315 | 64 | 2.5 | 3 | 3.5 | No | - | - | - | - | N/A | N/A | N/A | 0.6255 | 4.3025 | 4.6798
[SEER Non Multi-Split <=65kW] GEMS (Air Conditioners up to 65kW) Determination 2019 | MEPS 2019 | AS/NZS 3823.1.1:2012 | AOTH18KNTA/ASTH18KNTA |  | N/A | FUJITSU | N/A | Non Ducted | Single Split System | Wall Hung | Air | Air | China,Thailand | 1.44 | N/A | 5 | N/A | N/A | N/A | N/A | N/A | 1.33 | 5.2 | Calorimeter Room | 3.5808 | 4.0915 | N/A | - | N/A | N/A | N/A | N/A | N/A | N/A | N/A | N/A | N/A | N/A | N/A | N/A | N/A | N/A | N/A | N/A | N/A | Single | R32 | Australia,Fiji,New Zealand | 144732 | 2027-02-28 |  | Approved | Reverse Cycle | N/A | Yes | Class 9 | Yes | N/A | N/A | N/A | N/A | N/A | N/A | N/A | Available | N/A | N/A | https://www.fujitsugeneral.com.au/ | http://www.fujitsugeneral.com.au | N/A |  |  | AAC6537 | Yes | Variable output compressor | Inverter | No | - | 5000 | 1.44 | - | 460 | 2500 | No | - | - | - | 1316.16 | 5385 | Yes | 400 | 2700 | No | - | - | 5200 | 1.33 | 480 | 2600 | No | - | - | Yes | 1920 | 4500 | No | - | - | No | - | - | - | - | - | No | - | - | No | - | - | No | - | - | 60 | 61 | 5.491 | 5.122 | 5.395 | 6.933 | 6.244 | 5.911 | 254 | 410 | 1212 | 526 | 688 | 1586 | 3.5 | 3.5 | 3.5 | 3.575 | 4.28 | 4.961 | 3.948 | 4.554 | 4.97 | 1901 | 662 | 90 | 583 | 288 | 57 | 2 | 2.5 | 3 | No | - | - | - | - | N/A | N/A | N/A | 0.9 | 3.4649 | 3.9009
[SEER Non Multi-Split <=65kW] GEMS (Air Conditioners up to 65kW) Determination 2019 | MEPS 2019 | AS/NZS 3823.1.1:2012 | AOTH22KMTD/ASTH22KMTD |  | N/A | FUJITSU | 1.54 | Non Ducted | Single Split System | Wall Hung | Air | Air | Thailand | 1.58 | 4.46 | 6 | 240 | N/A | N/A | N/A | 280 | 1.7 | 7.2 | Calorimeter Room | 3.8951 | 4.3691 | Yes | - | N/A | 0.93 | 0.93 | N/A | N/A | N/A | N/A | N/A | 3.877 | 4.3183 | N/A | N/A | 3.254 | 4.1366 | 3 | 4 | Calorimeter Room | Single | R32 | Australia,New Zealand | 154463 | 2028-06-05 |  | Approved | Reverse Cycle | 980 | Yes | Class 9 | Yes | Yes | N/A | N/A | N/A | N/A | N/A | 3.8847 | Available | N/A | N/A | https://www.fujitsugeneral.com.au/ | http://www.fujitsugeneral.com.au | Yes |  | https://reg.energyrating.gov.au/static/common/images/star_ratings_2014/aircon_rating_3_4.png | AAC7552 | Yes | Variable output compressor | Inverter | No | - | 6000 | 1.58 | - | 530 | 3100 | No | - | - | - | 1444.12 | 6462 | Yes | 435 | 3250 | No | - | - | 7200 | 1.7 | 715 | 3600 | No | - | - | Yes | 2700 | 6800 | No | - | - | No | - | - | - | - | - | No | - | - | No | - | - | No | - | - | 62 | 61 | 6.146 | 5.714 | 6.009 | 8.111 | 7.138 | 6.672 | 273 | 442 | 1307 | 540 | 723 | 1687 | 4.5 | 4 | 4.5 | 3.722 | 4.258 | 4.64 | 3.951 | 4.393 | 4.631 | 2527 | 920 | 132 | 805 | 411 | 83 | 2 | 2.5 | 3 | No | - | - | - | - | N/A | N/A | N/A | 0.6255 | 3.7924 | 4.23
[SEER Non Multi-Split <=65kW] GEMS (Air Conditioners up to 65kW) Determination 2019 | MEPS 2019 | AS/NZS 3823.1.1:2012 | AOTH22KNTA/ASTH22KNTA |  | N/A | FUJITSU | N/A | Non Ducted | Single Split System | Wall Hung | Air | Air | China,Thailand | 1.78 | N/A | 6 | N/A | N/A | N/A | N/A | N/A | 1.85 | 6.5 | Calorimeter Room | 3.4654 | 3.6074 | N/A | - | N/A | N/A | N/A | N/A | N/A | N/A | N/A | N/A | N/A | N/A | N/A | N/A | N/A | N/A | N/A | N/A | N/A | Single | R32 | Australia,Fiji,New Zealand | 144740 | 2027-02-28 |  | Approved | Reverse Cycle | N/A | Yes | Class 9 | Yes | N/A | N/A | N/A | N/A | N/A | N/A | N/A | Available | N/A | N/A | https://www.fujitsugeneral.com.au/ | http://www.fujitsugeneral.com.au | N/A |  |  | AAC6536 | Yes | Variable output compressor | Inverter | No | - | 6000 | 1.78 | - | 570 | 3000 | No | - | - | - | 1626.92 | 6462 | Yes | 480 | 3240 | No | - | - | 6500 | 1.85 | 605 | 3250 | No | - | - | Yes | 2080 | 4950 | No | - | - | No | - | - | - | - | - | No | - | - | No | - | - | No | - | - | 62 | 68 | 5.495 | 5.101 | 5.377 | 7.187 | 6.36 | 5.963 | 305 | 494 | 1460 | 609 | 811 | 1887 | 3.5 | 3.5 | 3.5 | 3.268 | 3.982 | 4.901 | 3.599 | 4.379 | 4.922 | 2599 | 889 | 114 | 798 | 373 | 71 | 1.5 | 2 | 3 | No | - | - | - | - | N/A | N/A | N/A | 0.9 | 3.365 | 3.5077
[SEER Non Multi-Split <=65kW] GEMS (Air Conditioners up to 65kW) Determination 2019 | MEPS 2019 | AS/NZS 3823.1.1:2012 | AOTH24CNTA/ASTH24CNTA |  | N/A | FUJITSU | N/A | Non Ducted | Single Split System | Wall Hung | Air | - | Thailand | 2.2 | N/A | 7.1 | N/A | N/A | N/A | N/A | N/A | - | - | Calorimeter Room | 3.3329 | - | N/A | - | N/A | N/A | N/A | N/A | N/A | N/A | N/A | N/A | N/A | N/A | N/A | N/A | N/A | N/A | N/A | N/A | N/A | Single | R32 | Australia,New Zealand | 153192 | 2028-03-26 |  | Approved | Cooling Only | N/A | Yes | Class 9 | Yes | N/A | N/A | N/A | N/A | N/A | N/A | N/A | Available | N/A | N/A | https://www.fujitsugeneral.com.au/ | http://www.fujitsugeneral.com.au | N/A |  |  | AAC7375 | Yes | Variable output compressor | Inverter | No | - | 7100 | 2.2 | - | 670 | 3550 | No | - | - | - | 2010.8 | 7646.7 | Yes | 585 | 3830 | No | - | - | - | - | - | - | - | - | - | - | - | - | - | - | - | - | - | - | - | - | - | - | - | - | - | - | - | - | - | - | 65 | 67 | 5.288 | 4.897 | 5.143 | 6.66 | 5.982 | 5.639 | 375 | 610 | 1807 | 778 | 1021 | 2362 | 3.5 | 3 | 3.5 | - | - | - | - | - | - | - | - | - | - | - | - | - | - | - | No | - | - | - | - | N/A | N/A | N/A | 0.9 | 3.2228 | -
[SEER Multi-Split <=65kW] GEMS (Air Conditioners up to 65kW) Determination 2019 | MEPS 2019 | AS/NZS 3823.1.4:2012 | AOTH24KBCA3 |  | N/A | FUJITSU | 0.34 | Non Ducted | fixed | N/A | Air | Air | China,Thailand | 1.74 | 6.46 | 6.8 | N/A | N/A | N/A | N/A | N/A | 1.76 | 8 | Enthalpy Test Room | 4.026 | 4.8132 | Yes | - | N/A | 13.16 | 13.09 | N/A | N/A | N/A | N/A | N/A | 3.448 | 3.9921 | N/A | N/A | N/A | N/A | N/A | N/A | Enthalpy Test Room | Single | R32 | Australia,New Zealand | 153545 | 2028-04-24 |  | Approved | Reverse Cycle | N/A | Yes | Class 19 | Yes | N/A | N/A | N/A | N/A | N/A | N/A | 3.5267 | Available | N/A | N/A | https://www.fujitsugeneral.com.au/ | http://www.fujitsugeneral.com.au | Yes |  |  | AAC7441 | Yes | Variable output compressor | Inverter | No | - | 6800 | 1.74 | - | 620 | 3550 | No | - | - | - | 1590.36 | 7323.6 | No | 566.68 | 3823.35 | No | - | - | 8000 | 1.76 | 680 | 4160 | No | - | - | Yes | 1900 | 6550 | No | - | - | No | - | - | - | - | - | No | - | - | No | - | - | No | - | - | N/A | 58.5 | 5.642 | 5.332 | 5.601 | 6.662 | 6.178 | 5.992 | 336 | 535 | 1588 | 744 | 946 | 2128 | 4 | 3.5 | 4 | 4.161 | 4.919 | 5.583 | 4.537 | 5.185 | 5.592 | 2514 | 887 | 123 | 780 | 389 | 78 | 2.5 | 3 | 4 | N/A | N/A | N/A | N/A | N/A | N/A | N/A | N/A | 1.24 | 3.8987 | 4.5347
[SEER Non Multi-Split <=65kW] GEMS (Air Conditioners up to 65kW) Determination 2019 | MEPS 2019 | AS/NZS 3823.1.1:2012 | AOTH24KBTA/ABTH24KRTA |  | N/A | FUJITSU | N/A | Non Ducted | Single Split System | Under ceiling | Air | Air | Thailand | 2.27 | N/A | 7.1 | N/A | N/A | N/A | N/A | N/A | 2.1 | 8 | Calorimeter Room | 3.3044 | 4.1925 | N/A | 90.4 | N/A | N/A | N/A | N/A | N/A | N/A | N/A | N/A | N/A | N/A | N/A | N/A | N/A | N/A | N/A | N/A | N/A | Single | R32 | Australia,New Zealand | 156862 | 2028-10-04 |  | Approved | Reverse Cycle | N/A | Yes | Class 9 | Yes | N/A | N/A | N/A | N/A | N/A | N/A | N/A | Available | N/A | N/A | https://www.fujitsugeneral.com.au/ | http://www.fujitsugeneral.com.au | N/A |  |  | AAC7811 | Yes | Variable output compressor | Inverter | No | - | 7100 | 2.27 | - | 680 | 3550 | No | - | - | - | 2074.78 | 7646.7 | No | 621.52 | 3823.35 | No | - | - | 8000 | 2.1 | 700 | 4000 | No | - | - | Yes | 2100 | 6300 | No | - | - | No | - | - | - | - | - | No | - | - | No | - | - | No | - | - | 56 | 68 | 4.818 | 4.518 | 4.802 | 5.888 | 5.419 | 5.197 | 407 | 655 | 1929 | 875 | 1122 | 2558 | 3 | 3 | 3 | 3.712 | 4.422 | 5.217 | 4.131 | 4.747 | 5.237 | 2822 | 991 | 137 | 860 | 429 | 87 | 2 | 2.5 | 3.5 | No | - | - | - | - | N/A | N/A | N/A | 3.2395 | 3.1127 | 3.7898
[SEER Non Multi-Split <=65kW] GEMS (Air Conditioners up to 65kW) Determination 2019 | MEPS 2019 | AS/NZS 3823.1.2:2012 | AOTH24KBTA/ARTH24KHTA |  | N/A | FUJITSU | N/A | Ducted | Single Split System | - | Air | Air | Thailand | 2.14 | N/A | 7.1 | N/A | N/A | N/A | N/A | N/A | 2.05 | 8 | Enthalpy Test Room | 3.5245 | 4.1105 | N/A | - | N/A | N/A | N/A | N/A | N/A | N/A | N/A | N/A | N/A | N/A | N/A | N/A | N/A | N/A | N/A | N/A | N/A | Single | R32 | Australia,Fiji,New Zealand | 150942 | 2027-11-06 |  | Approved | Reverse Cycle | N/A | Yes | Class 10 | Yes | N/A | N/A | N/A | N/A | N/A | N/A | N/A | Available | N/A | N/A | https://www.fujitsugeneral.com.au/ | http://www.fujitsugeneral.com.au | N/A |  |  | AAC7131 | Yes | Variable output compressor | Inverter | No | - | 7100 | 2.14 | - | 680 | 3550 | No | - | - | - | 1955.96 | 7646.7 | No | 621.52 | 3823.35 | No | - | - | 8000 | 2.05 | 760 | 4000 | No | - | - | Yes | 2000 | 5900 | No | - | - | No | - | - | - | - | - | No | - | - | No | - | - | No | - | - | - | - | 4.875 | 4.611 | 4.912 | 5.931 | 5.489 | 5.299 | 401 | 641 | 1885 | 868 | 1107 | 2508 | 3 | 3 | 3 | 3.444 | 4.11 | 4.825 | 3.707 | 4.41 | 4.831 | 3041 | 1067 | 148 | 959 | 462 | 94 | 1.5 | 2.5 | 3 | No | - | - | - | - | N/A | N/A | N/A | 3.6 | 3.299 | 3.8794
[SEER Non Multi-Split <=65kW] GEMS (Air Conditioners up to 65kW) Determination 2019 | MEPS 2019 | AS/NZS 3823.1.2:2012 | AOTH24KBTA/ARTH24KMTAP |  | N/A | FUJITSU | N/A | Ducted | Single Split System | - | Air | Air | Thailand | 2.15 | N/A | 7.1 | N/A | N/A | N/A | N/A | N/A | 2.19 | 8 | Enthalpy Test Room | 3.4866 | 3.998 | N/A | - | N/A | N/A | N/A | N/A | N/A | N/A | N/A | N/A | N/A | N/A | N/A | N/A | N/A | N/A | N/A | N/A | N/A | Single | R32 | Australia,Fiji,New Zealand | 141888 | 2026-10-05 |  | Approved | Reverse Cycle | N/A | Yes | Class 10 | Yes | N/A | N/A | N/A | N/A | N/A | N/A | N/A | Available | N/A | N/A | https://www.fujitsugeneral.com.au/ | http://www.fujitsugeneral.com.au | N/A |  |  | AAC6269 | Yes | Variable output compressor | Inverter | No | - | 7100 | 2.15 | - | 770 | 3550 | No | - | - | - | 1965.1 | 7646.7 | No | 703.78 | 3823.35 | No | - | - | 8000 | 2.19 | 780 | 4000 | No | - | - | Yes | 2000 | 5900 | No | - | - | No | - | - | - | - | - | No | - | - | No | - | - | No | - | - | - | 68 | 4.484 | 4.294 | 4.558 | 5.356 | 4.999 | 4.878 | 437 | 689 | 2033 | 962 | 1217 | 2725 | 2.5 | 2.5 | 3 | 3.375 | 3.996 | 4.694 | 3.622 | 4.291 | 4.704 | 3103 | 1096 | 152 | 981 | 474 | 96 | 1.5 | 2 | 3 | No | - | - | - | - | N/A | N/A | N/A | 3.4795 | 3.2844 | 3.6335
[SEER Non Multi-Split <=65kW] GEMS (Air Conditioners up to 65kW) Determination 2019 | MEPS 2019 | AS/NZS 3823.1.1:2012 | AOTH24KBTA/AUTH24KRTA |  | N/A | FUJITSU | N/A | Non Ducted | Single Split System | Cassette | Air | Air | Thailand | 2.15 | N/A | 7.1 | N/A | N/A | N/A | N/A | N/A | 2.1 | 8 | Enthalpy Test Room | 3.4405 | 4.0162 | N/A | - | N/A | N/A | N/A | N/A | N/A | N/A | N/A | N/A | N/A | N/A | N/A | N/A | N/A | N/A | N/A | N/A | N/A | Single | R32 | Australia,New Zealand | 156889 | 2028-10-11 |  | Approved | Reverse Cycle | N/A | Yes | Class 9 | Yes | N/A | N/A | N/A | N/A | N/A | N/A | N/A | Available | N/A | N/A | https://www.fujitsugeneral.com.au/ | http://www.fujitsugeneral.com.au | N/A |  |  | AAC7827 | Yes | Variable output compressor | Inverter | No | - | 7100 | 2.15 | - | 660 | 3550 | No | - | - | - | 1965.1 | 7646.7 | No | 603.24 | 3823.35 | No | - | - | 8000 | 2.1 | 700 | 4000 | No | - | - | Yes | 2100 | 6300 | No | - | - | No | - | - | - | - | - | No | - | - | No | - | - | No | - | - | 49 | 68 | 4.992 | 4.697 | 4.995 | 6.087 | 5.615 | 5.398 | 392 | 630 | 1855 | 847 | 1083 | 2463 | 3 | 3 | 3 | 3.712 | 4.422 | 5.217 | 4.131 | 4.747 | 5.237 | 2822 | 991 | 137 | 860 | 429 | 87 | 2 | 2.5 | 3.5 | No | - | - | - | - | N/A | N/A | N/A | 3.24 | 3.2856 | 3.7898
[SEER Non Multi-Split <=65kW] GEMS (Air Conditioners up to 65kW) Determination 2019 | MEPS 2019 | AS/NZS 3823.1.1:2012 | AOTH24KBTB/AUTH24KVLA |  | N/A | FUJITSU | N/A | Non Ducted | Single Split System | Cassette | Air | Air | Thailand | 2.16 | N/A | 7.1 | N/A | N/A | N/A | N/A | N/A | 2.21 | 8 | Enthalpy Test Room | 3.4461 | 3.934 | N/A | 91 | N/A | N/A | N/A | N/A | N/A | N/A | N/A | N/A | N/A | N/A | N/A | N/A | N/A | N/A | N/A | N/A | N/A | Single | R32 | Australia,New Zealand | 159436 | 2029-01-31 |  | Approved | Reverse Cycle | N/A | Yes | Class 9 | Yes | N/A | N/A | N/A | N/A | N/A | N/A | N/A | Available | N/A | N/A | https://www.fujitsugeneral.com.au/ | http://www.fujitsugeneral.com.au | N/A |  |  | AAC8039 | Yes | Variable output compressor | Inverter | No | - | 7100 | 2.16 | - | 820 | 3550 | No | - | - | - | 1974.24 | 7646.7 | No | 749.48 | 3823.35 | No | - | - | 8000 | 2.21 | 800 | 4000 | No | - | - | Yes | 2750 | 7200 | No | - | - | No | - | - | - | - | - | No | - | - | No | - | - | No | - | - | 59 | 69 | 4.365 | 4.187 | 4.401 | 5.119 | 4.789 | 4.685 | 452 | 711 | 2109 | 1010 | 1273 | 2841 | 2.5 | 2.5 | 2.5 | 3.533 | 4.044 | 4.58 | 3.822 | 4.265 | 4.588 | 2962 | 1080 | 152 | 927 | 474 | 96 | 2 | 2.5 | 3 | No | - | - | - | - | N/A | N/A | N/A | 2.08 | 3.2764 | 3.6084
[SEER Non Multi-Split <=65kW] GEMS (Air Conditioners up to 65kW) Determination 2019 | MEPS 2019 | AS/NZS 3823.1.2:2012 | AOTH24KCTA/ARTH24KMTAP |  | N/A | FUJITSU | N/A | Ducted | Single Split System | - | Air | Air | Thailand | 1.85 | N/A | 7.1 | N/A | N/A | N/A | N/A | N/A | 1.93 | 8 | Enthalpy Test Room | 3.9663 | 4.3518 | N/A | - | N/A | N/A | N/A | N/A | N/A | N/A | N/A | N/A | N/A | N/A | N/A | N/A | N/A | N/A | N/A | N/A | N/A | Single | R32 | Australia,Fiji,New Zealand | 141932 | 2026-09-29 |  | Approved | Reverse Cycle | N/A | Yes | Class 10 | Yes | N/A | N/A | N/A | N/A | N/A | N/A | N/A | Available | N/A | N/A | https://www.fujitsugeneral.com.au/ | http://www.fujitsugeneral.com.au | N/A |  |  | AAC6264 | Yes | Variable output compressor | Inverter | No | - | 7100 | 1.85 | - | 810 | 3550 | No | - | - | - | 1690.9 | 7646.7 | No | 740.34 | 3823.35 | No | - | - | 8000 | 1.93 | 740 | 4000 | No | - | - | Yes | 4100 | 9600 | No | - | - | No | - | - | - | - | - | No | - | - | No | - | - | No | - | - | - | 67 | 4.598 | 4.474 | 4.712 | 5.302 | 5.005 | 4.976 | 429 | 664 | 1969 | 975 | 1218 | 2675 | 3 | 2.5 | 3 | 4.043 | 4.491 | 4.962 | 4.288 | 4.679 | 4.964 | 2589 | 973 | 141 | 827 | 432 | 89 | 2.5 | 2.5 | 3 | No | - | - | - | - | N/A | N/A | N/A | 2.1445 | 3.8229 | 4.1296
[SEER Non Multi-Split <=65kW] GEMS (Air Conditioners up to 65kW) Determination 2019 | MEPS 2019 | AS/NZS 3823.1.1:2012 | AOTH24KMTD/ASTH24KMTD |  | N/A | FUJITSU | 1.8 | Non Ducted | Single Split System | Wall Hung | Air | Air | Thailand | 2.08 | 5.3 | 7.1 | 240 | N/A | N/A | N/A | 280 | 1.91 | 8 | Calorimeter Room | 3.5215 | 4.278 | Yes | - | N/A | 0.93 | 0.93 | N/A | N/A | N/A | N/A | N/A | 3.5137 | 4.2707 | N/A | N/A | 2.5274 | 4.0413 | 2.5 | 4 | Calorimeter Room | Single | R32 | Australia,New Zealand | 154032 | 2028-05-10 |  | Approved | Reverse Cycle | 980 | Yes | Class 9 | Yes | Yes | N/A | N/A | N/A | N/A | N/A | 3.519 | Available | N/A | N/A | https://www.fujitsugeneral.com.au/ | http://www.fujitsugeneral.com.au | Yes |  | https://reg.energyrating.gov.au/static/common/images/star_ratings_2014/aircon_rating_2.5_4.png | AAC7483 | Yes | Variable output compressor | Inverter | No | - | 7100 | 2.08 | - | 705 | 3750 | No | - | - | - | 1901.12 | 7646.7 | Yes | 595 | 3950 | No | - | - | 8000 | 1.91 | 780 | 4100 | No | - | - | Yes | 2780 | 6800 | No | - | - | No | - | - | - | - | - | No | - | - | No | - | - | No | - | - | 64 | 66 | 5.481 | 5.094 | 5.344 | 6.987 | 6.231 | 5.873 | 362 | 587 | 1739 | 742 | 980 | 2268 | 3.5 | 3.5 | 3.5 | 3.586 | 4.265 | 4.819 | 3.909 | 4.474 | 4.817 | 2914 | 1020 | 141 | 903 | 449 | 88 | 2 | 2.5 | 3 | No | - | - | - | - | N/A | N/A | N/A | 0.6255 | 3.41 | 4.1839
[SEER Non Multi-Split <=65kW] GEMS (Air Conditioners up to 65kW) Determination 2019 | MEPS 2019 | AS/NZS 3823.1.1:2012 | AOTH24KMTE/ASTH24KMTE |  | N/A | FUJITSU | N/A | Non Ducted | Single Split System | Wall Hung | Air | Air | Thailand | 2.2 | N/A | 7.1 | N/A | N/A | N/A | N/A | N/A | 2.04 | 8 | Calorimeter Room | 3.3449 | 4.0298 | N/A | 60 | N/A | N/A | N/A | N/A | N/A | N/A | N/A | N/A | N/A | N/A | N/A | N/A | N/A | N/A | N/A | N/A | N/A | Single | R32 | Australia,Fiji,New Zealand | 161644 | 2029-05-23 |  | Approved | Reverse Cycle | N/A | Yes | Class 9 | Yes | N/A | N/A | N/A | N/A | N/A | N/A | N/A | Available | N/A | N/A | https://www.fujitsugeneral.com.au/ | http://www.fujitsugeneral.com.au | N/A |  |  | AAC8265 | Yes | Variable output compressor | Inverter | No | - | 7100 | 2.2 | - | 705 | 3750 | Yes | 250 | 1500 | - | 2010.8 | 7646.7 | Yes | 595 | 3950 | - | 210 | 1680 | 8000 | 2.04 | 780 | 4100 | Yes | 165 | 880 | Yes | 2720 | 6700 | No | - | - | No | - | - | - | - | - | No | - | - | No | - | - | No | - | - | 64 | 66 | 5.682 | 5.251 | 5.429 | 7.917 | 6.916 | 6.041 | 349 | 569 | 1712 | 655 | 883 | 2205 | 4 | 3.5 | 3.5 | 3.603 | 4.345 | 5.249 | 4.117 | 4.869 | 5.403 | 2901 | 1002 | 129 | 858 | 413 | 79 | 2 | 2.5 | 3.5 | No | - | - | - | - | N/A | N/A | N/A | 0.6255 | 3.2242 | 3.9175
[SEER Non Multi-Split <=65kW] GEMS (Air Conditioners up to 65kW) Determination 2019 | MEPS 2019 | AS/NZS 3823.1.1:2012 | AOTH24KNTA/ASTH24KNTA |  | N/A | FUJITSU | N/A | Non Ducted | Single Split System | Wall Hung | Air | Air | Thailand | 2.2 | N/A | 7.1 | N/A | N/A | N/A | N/A | N/A | 2.08 | 8 | Calorimeter Room | 3.3329 | 3.9865 | N/A | - | N/A | N/A | N/A | N/A | N/A | N/A | N/A | N/A | N/A | N/A | N/A | N/A | N/A | N/A | N/A | N/A | N/A | Single | R32 | Australia,Fiji,New Zealand | 145207 | 2027-03-10 |  | Approved | Reverse Cycle | N/A | Yes | Class 9 | Yes | N/A | N/A | N/A | N/A | N/A | N/A | N/A | Available | N/A | N/A | https://www.fujitsugeneral.com.au/ | http://www.fujitsugeneral.com.au | N/A |  |  | AAC6556 | Yes | Variable output compressor | Inverter | No | - | 7100 | 2.2 | - | 670 | 3550 | No | - | - | - | 2010.8 | 7646.7 | Yes | 585 | 3830 | No | - | - | 8000 | 2.08 | 685 | 4000 | No | - | - | Yes | 2770 | 6460 | No | - | - | No | - | - | - | - | - | No | - | - | No | - | - | No | - | - | 65 | 67 | 5.288 | 4.897 | 5.143 | 6.66 | 5.982 | 5.639 | 375 | 610 | 1807 | 778 | 1021 | 2362 | 3.5 | 3 | 3.5 | 3.573 | 4.407 | 5.329 | 4.047 | 4.779 | 5.35 | 2926 | 988 | 128 | 873 | 421 | 80 | 2 | 2.5 | 3.5 | No | - | - | - | - | N/A | N/A | N/A | 0.9 | 3.2228 | 3.8405
[SEER Non Multi-Split <=65kW] GEMS (Air Conditioners up to 65kW) Determination 2019 | MEPS 2019 | AS/NZS 3823.1.1:2012 | AOTH30CNTA/ASTH30CNTA |  | N/A | FUJITSU | N/A | Non Ducted | Single Split System | Wall Hung | Air | - | Thailand | 2.3 | N/A | 8.5 | N/A | N/A | N/A | N/A | N/A | - | - | Calorimeter Room | 3.843 | - | N/A | - | N/A | N/A | N/A | N/A | N/A | N/A | N/A | N/A | N/A | N/A | N/A | N/A | N/A | N/A | N/A | N/A | N/A | Single | R32 | Australia,New Zealand | 155210 | 2028-07-04 |  | Approved | Cooling Only | N/A | Yes | Class 9 | Yes | N/A | N/A | N/A | N/A | N/A | N/A | N/A | Available | N/A | N/A | https://www.fujitsugeneral.com.au/ | http://www.fujitsugeneral.com.au | N/A |  |  | AAC7622 | Yes | Variable output compressor | Inverter | No | - | 8500 | 2.3 | - | 794 | 4410 | No | - | - | - | 2102.2 | 9154.5 | Yes | 633 | 4490 | No | - | - | - | - | - | - | - | - | - | - | - | - | - | - | - | - | - | - | - | - | - | - | - | - | - | - | - | - | - | - | 65 | 67 | 5.895 | 5.501 | 5.773 | 7.926 | 6.916 | 6.433 | 403 | 651 | 1928 | 783 | 1057 | 2479 | 4 | 4 | 4 | - | - | - | - | - | - | - | - | - | - | - | - | - | - | - | No | - | - | - | - | N/A | N/A | N/A | 0.79 | 3.6914 | -
[SEER Non Multi-Split <=65kW] GEMS (Air Conditioners up to 65kW) Determination 2019 | MEPS 2019 | AS/NZS 3823.1.1:2012 | AOTH30KBTA/ABTH30KRTA |  | N/A | FUJITSU | N/A | Non Ducted | Single Split System | Under ceiling | Air | Air | Thailand | 2.57 | N/A | 8.5 | N/A | N/A | N/A | N/A | N/A | 2.7 | 10 | Calorimeter Room | 3.4906 | 3.9719 | N/A | - | N/A | N/A | N/A | N/A | N/A | N/A | N/A | N/A | N/A | N/A | N/A | N/A | N/A | N/A | N/A | N/A | N/A | Single | R32 | Australia,New Zealand | 156863 | 2028-10-02 |  | Approved | Reverse Cycle | N/A | Yes | Class 9 | Yes | N/A | N/A | N/A | N/A | N/A | N/A | N/A | Available | N/A | N/A | https://www.fujitsugeneral.com.au/ | http://www.fujitsugeneral.com.au | N/A |  |  | AAC7805 | Yes | Variable output compressor | Inverter | No | - | 8500 | 2.57 | - | 910 | 4250 | No | - | - | - | 2348.98 | 9154.5 | No | 831.74 | 4577.25 | No | - | - | 10000 | 2.7 | 930 | 5000 | No | - | - | Yes | 3450 | 8400 | No | - | - | No | - | - | - | - | - | No | - | - | No | - | - | No | - | - | 60 | 69 | 4.626 | 4.401 | 4.621 | 5.466 | 5.088 | 4.938 | 511 | 810 | 2406 | 1133 | 1435 | 3227 | 3 | 2.5 | 3 | 3.512 | 4.191 | 4.915 | 3.897 | 4.488 | 4.929 | 3723 | 1301 | 176 | 1136 | 562 | 111 | 2 | 2.5 | 3 | No | - | - | - | - | N/A | N/A | N/A | 2.0945 | 3.2983 | 3.694
[SEER Non Multi-Split <=65kW] GEMS (Air Conditioners up to 65kW) Determination 2019 | MEPS 2019 | AS/NZS 3823.1.2:2012 | AOTH30KBTA/ARTH30KHTA |  | N/A | FUJITSU | N/A | Ducted | Single Split System | - | Air | Air | Thailand | 2.35 | N/A | 8.5 | N/A | N/A | N/A | N/A | N/A | 2.35 | 10 | Enthalpy Test Room | 3.843 | 4.6623 | N/A | - | N/A | N/A | N/A | N/A | N/A | N/A | N/A | N/A | N/A | N/A | N/A | N/A | N/A | N/A | N/A | N/A | N/A | Single | R32 | Australia,Fiji,New Zealand | 150944 | 2027-11-07 |  | Approved | Reverse Cycle | N/A | Yes | Class 10 | Yes | N/A | N/A | N/A | N/A | N/A | N/A | N/A | Available | N/A | N/A | https://www.fujitsugeneral.com.au/ | http://www.fujitsugeneral.com.au | N/A |  |  | AAC7133 | Yes | Variable output compressor | Inverter | No | - | 8500 | 2.35 | - | 940 | 4250 | No | - | - | - | 2147.9 | 9154.5 | No | 859.16 | 4577.25 | No | - | - | 10000 | 2.35 | 1000 | 5000 | No | - | - | Yes | 3100 | 8600 | No | - | - | No | - | - | - | - | - | No | - | - | No | - | - | No | - | - | - | - | 4.637 | 4.469 | 4.695 | 5.397 | 5.065 | 4.982 | 510 | 797 | 2367 | 1148 | 1441 | 3199 | 3 | 2.5 | 3 | 3.654 | 4.211 | 4.61 | 3.895 | 4.35 | 4.6 | 3579 | 1296 | 188 | 1136 | 580 | 119 | 2 | 2.5 | 3 | No | - | - | - | - | N/A | N/A | N/A | 2.2005 | 3.6056 | 4.2419
[SEER Non Multi-Split <=65kW] GEMS (Air Conditioners up to 65kW) Determination 2019 | MEPS 2019 | AS/NZS 3823.1.2:2012 | AOTH30KBTA/ARTH30KMTAP |  | N/A | FUJITSU | N/A | Ducted | Single Split System | - | Air | Air | Thailand | 2.6 | N/A | 8.5 | N/A | N/A | N/A | N/A | N/A | 2.65 | 10 | Enthalpy Test Room | 3.5461 | 4.1151 | N/A | - | N/A | N/A | N/A | N/A | N/A | N/A | N/A | N/A | N/A | N/A | N/A | N/A | N/A | N/A | N/A | N/A | N/A | Single | R32 | Australia,Fiji,New Zealand | 143244 | 2026-11-28 |  | Approved | Reverse Cycle | N/A | Yes | Class 10 | Yes | N/A | N/A | N/A | N/A | N/A | N/A | N/A | Available | N/A | N/A | https://www.fujitsugeneral.com.au/ | http://www.fujitsugeneral.com.au | N/A |  |  | AAC6364 | Yes | Variable output compressor | Inverter | No | - | 8500 | 2.6 | - | 950 | 4250 | No | - | - | - | 2376.4 | 9154.5 | No | 868.3 | 4577.25 | No | - | - | 10000 | 2.65 | 970 | 5000 | No | - | - | Yes | 3300 | 8400 | No | - | - | No | - | - | - | - | - | No | - | - | No | - | - | No | - | - | - | 69 | 4.474 | 4.271 | 4.483 | 5.264 | 4.91 | 4.781 | 529 | 835 | 2480 | 1177 | 1487 | 3333 | 2.5 | 2.5 | 2.5 | 3.501 | 4.117 | 4.723 | 3.834 | 4.361 | 4.731 | 3735 | 1325 | 183 | 1154 | 578 | 115 | 2 | 2.5 | 3 | No | - | - | - | - | N/A | N/A | N/A | 2.13 | 3.2602 | 3.7634
[SEER Non Multi-Split <=65kW] GEMS (Air Conditioners up to 65kW) Determination 2019 | MEPS 2019 | AS/NZS 3823.1.1:2012 | AOTH30KBTA/AUTH30KRTA |  | N/A | FUJITSU | N/A | Non Ducted | Single Split System | Cassette | Air | Air | Thailand | 2.39 | N/A | 8.5 | N/A | N/A | N/A | N/A | N/A | 2.5 | 10 | Enthalpy Test Room | 3.696 | 4.1734 | N/A | - | N/A | N/A | N/A | N/A | N/A | N/A | N/A | N/A | N/A | N/A | N/A | N/A | N/A | N/A | N/A | N/A | N/A | Single | R32 | Australia,New Zealand | 156890 | 2028-10-08 |  | Approved | Reverse Cycle | N/A | Yes | Class 9 | Yes | N/A | N/A | N/A | N/A | N/A | N/A | N/A | Available | N/A | N/A | https://www.fujitsugeneral.com.au/ | http://www.fujitsugeneral.com.au | N/A |  |  | AAC7816 | Yes | Variable output compressor | Inverter | No | - | 8500 | 2.39 | - | 800 | 4250 | No | - | - | - | 2184.46 | 9154.5 | No | 731.2 | 4577.25 | No | - | - | 10000 | 2.5 | 900 | 5000 | No | - | - | Yes | 3400 | 8400 | No | - | - | No | - | - | - | - | - | No | - | - | No | - | - | No | - | - | 54 | 69 | 5.163 | 4.883 | 5.135 | 6.153 | 5.705 | 5.509 | 458 | 730 | 2164 | 1006 | 1280 | 2893 | 3.5 | 3 | 3.5 | 3.633 | 4.367 | 5.087 | 4.025 | 4.656 | 5.097 | 3599 | 1249 | 170 | 1100 | 542 | 107 | 2 | 2.5 | 3.5 | No | - | - | - | - | N/A | N/A | N/A | 2.085 | 3.546 | 3.9888
[SEER Multi-Split <=65kW] GEMS (Air Conditioners up to 65kW) Determination 2019 | MEPS 2019 | AS/NZS 3823.1.4:2012 | AOTH30KBTA4 |  | N/A | FUJITSU | N/A | Non Ducted | fixed | N/A | Air | Air | China,Thailand | 2.03 | 8 | 8 | N/A | N/A | N/A | N/A | N/A | 2 | 9.6 | Enthalpy Test Room | 4.1325 | 5.0156 | Yes | - | N/A | 14.46 | 14.37 | N/A | N/A | N/A | N/A | N/A | 3.5272 | 3.9675 | N/A | N/A | N/A | N/A | N/A | N/A | Enthalpy Test Room | Single | R32 | Australia,New Zealand | 153546 | 2028-04-10 |  | Approved | Reverse Cycle | N/A | Yes | Class 19 | Yes | N/A | N/A | N/A | N/A | N/A | N/A | 3.6041 | Available | N/A | N/A | https://www.fujitsugeneral.com.au/ | http://www.fujitsugeneral.com.au | Yes |  |  | AAC7412 | Yes | Variable output compressor | Inverter | No | - | 8000 | 2.03 | - | 710 | 4120 | No | - | - | - | 1855.42 | 8616 | No | 648.94 | 4437.24 | No | - | - | 9600 | 2 | 820 | 4970 | No | - | - | Yes | 2530 | 8100 | No | - | - | No | - | - | - | - | - | No | - | - | No | - | - | No | - | - | N/A | 60.7 | 5.72 | 5.402 | 5.663 | 6.757 | 6.263 | 6.062 | 390 | 622 | 1848 | 864 | 1098 | 2475 | 4 | 3.5 | 4 | 4.183 | 4.951 | 5.548 | 4.535 | 5.178 | 5.547 | 3000 | 1056 | 148 | 936 | 467 | 93 | 2.5 | 3 | 4 | N/A | N/A | N/A | N/A | N/A | N/A | N/A | N/A | 1.24 | 3.9328 | 4.79
[SEER Non Multi-Split <=65kW] GEMS (Air Conditioners up to 65kW) Determination 2019 | MEPS 2019 | AS/NZS 3823.1.2:2012 | AOTH30KCTA/ARTH30KHTA |  | N/A | FUJITSU | N/A | Ducted | Single Split System | - | Air | Air | Thailand | 2.18 | N/A | 8.5 | N/A | N/A | N/A | N/A | N/A | 2.2 | 10 | Enthalpy Test Room | 4.1499 | 4.8333 | N/A | - | N/A | N/A | N/A | N/A | N/A | N/A | N/A | N/A | N/A | N/A | N/A | N/A | N/A | N/A | N/A | N/A | N/A | Single | R32 | Australia,Fiji,New Zealand | 150953 | 2027-11-10 |  | Approved | Reverse Cycle | N/A | Yes | Class 10 | Yes | N/A | N/A | N/A | N/A | N/A | N/A | N/A | Available | N/A | N/A | https://www.fujitsugeneral.com.au/ | http://www.fujitsugeneral.com.au | N/A |  |  | AAC7144 | Yes | Variable output compressor | Inverter | No | - | 8500 | 2.18 | - | 940 | 4250 | No | - | - | - | 1992.52 | 9154.5 | No | 859.16 | 4577.25 | No | - | - | 10000 | 2.2 | 950 | 5000 | No | - | - | Yes | 3500 | 9700 | No | - | - | No | - | - | - | - | - | No | - | - | No | - | - | No | - | - | - | - | 4.727 | 4.593 | 4.833 | 5.458 | 5.148 | 5.108 | 499 | 775 | 2299 | 1134 | 1418 | 3120 | 3 | 3 | 3 | 3.994 | 4.509 | 4.856 | 4.201 | 4.624 | 4.843 | 3275 | 1211 | 179 | 1054 | 546 | 113 | 2 | 3 | 3 | No | - | - | - | - | N/A | N/A | N/A | 2.3995 | 3.8846 | 4.5288
[SEER Non Multi-Split <=65kW] GEMS (Air Conditioners up to 65kW) Determination 2019 | MEPS 2019 | AS/NZS 3823.1.2:2012 | AOTH30KCTA/ARTH30KMTAP |  | N/A | FUJITSU | N/A | Ducted | Single Split System | - | Air | Air | Thailand | 2.26 | N/A | 8.5 | N/A | N/A | N/A | N/A | N/A | 2.47 | 10 | Enthalpy Test Room | 3.9541 | 4.3021 | N/A | - | N/A | N/A | N/A | N/A | N/A | N/A | N/A | N/A | N/A | N/A | N/A | N/A | N/A | N/A | N/A | N/A | N/A | Single | R32 | Australia,Fiji,New Zealand | 143251 | 2026-11-30 |  | Approved | Reverse Cycle | N/A | Yes | Class 10 | Yes | N/A | N/A | N/A | N/A | N/A | N/A | N/A | Available | N/A | N/A | https://www.fujitsugeneral.com.au/ | http://www.fujitsugeneral.com.au | N/A |  |  | AAC6368 | Yes | Variable output compressor | Inverter | No | - | 8500 | 2.26 | - | 930 | 4250 | No | - | - | - | 2065.64 | 9154.5 | No | 850.02 | 4577.25 | No | - | - | 10000 | 2.47 | 910 | 5000 | No | - | - | Yes | 3600 | 9600 | No | - | - | No | - | - | - | - | - | No | - | - | No | - | - | No | - | - | - | 69 | 4.727 | 4.569 | 4.8 | 5.481 | 5.154 | 5.084 | 500 | 780 | 2316 | 1130 | 1417 | 3135 | 3 | 3 | 3 | 3.899 | 4.472 | 5.036 | 4.207 | 4.702 | 5.043 | 3354 | 1220 | 172 | 1052 | 537 | 108 | 2 | 2.5 | 3.5 | No | - | - | - | - | N/A | N/A | N/A | 2.13 | 3.7491 | 4.0368
[SEER Non Multi-Split <=65kW] GEMS (Air Conditioners up to 65kW) Determination 2019 | MEPS 2019 | AS/NZS 3823.1.1:2012 | AOTH30KMTD/ASTH30KMTD |  | N/A | FUJITSU | N/A | Non Ducted | Single Split System | Wall Hung | Air | Air | Thailand | 2.49 | N/A | 8.5 | N/A | N/A | N/A | N/A | N/A | 2.39 | 9 | Calorimeter Room | 3.5439 | 3.8842 | N/A | - | N/A | N/A | N/A | N/A | N/A | N/A | N/A | N/A | N/A | N/A | N/A | N/A | N/A | N/A | N/A | N/A | N/A | Single | R32 | Australia,New Zealand | 155464 | 2028-07-23 |  | Approved | Reverse Cycle | N/A | Yes | Class 9 | Yes | N/A | N/A | N/A | N/A | N/A | N/A | N/A | Available | N/A | N/A | https://www.fujitsugeneral.com.au/ | http://www.fujitsugeneral.com.au | N/A |  |  | AAC7647 | Yes | Variable output compressor | Inverter | No | - | 8500 | 2.49 | - | 817 | 4400 | No | - | - | - | 2275.86 | 9154.5 | Yes | 655 | 4580 | No | - | - | 9000 | 2.39 | 825 | 4530 | Yes | 480 | 2840 | Yes | 2985 | 8050 | No | - | - | No | - | - | - | - | - | No | - | - | No | - | - | No | - | - | 65 | 65 | 5.716 | 5.284 | 5.56 | 7.766 | 6.729 | 6.233 | 416 | 677 | 2001 | 799 | 1087 | 2559 | 4 | 3.5 | 4 | 3.841 | 4.534 | 5.55 | 4.353 | 5.02 | 5.611 | 3061 | 1080 | 138 | 913 | 450 | 86 | 2 | 3 | 4 | No | - | - | - | - | N/A | N/A | N/A | 0.79 | 3.41 | 3.7615
[SEER Non Multi-Split <=65kW] GEMS (Air Conditioners up to 65kW) Determination 2019 | MEPS 2019 | AS/NZS 3823.1.1:2012 | AOTH30KNTA/ASTH30KNTA |  | N/A | FUJITSU | N/A | Non Ducted | Single Split System | Wall Hung | Air | Air | Thailand | 2.49 | N/A | 8.5 | N/A | N/A | N/A | N/A | N/A | 2.39 | 9 | Calorimeter Room | 3.5439 | 3.8842 | N/A | - | N/A | N/A | N/A | N/A | N/A | N/A | N/A | N/A | N/A | N/A | N/A | N/A | N/A | N/A | N/A | N/A | N/A | Single | R32 | Australia,New Zealand | 155462 | 2028-07-23 |  | Approved | Reverse Cycle | N/A | Yes | Class 9 | Yes | N/A | N/A | N/A | N/A | N/A | N/A | N/A | Available | N/A | N/A | https://www.fujitsugeneral.com.au/ | http://www.fujitsugeneral.com.au | N/A |  |  | AAC7648 | Yes | Variable output compressor | Inverter | No | - | 8500 | 2.49 | - | 817 | 4400 | No | - | - | - | 2275.86 | 9154.5 | Yes | 655 | 4580 | No | - | - | 9000 | 2.39 | 825 | 4530 | Yes | 480 | 2840 | Yes | 2985 | 8050 | No | - | - | No | - | - | - | - | - | No | - | - | No | - | - | No | - | - | 65 | 65 | 5.716 | 5.284 | 5.56 | 7.766 | 6.729 | 6.233 | 416 | 677 | 2001 | 799 | 1087 | 2559 | 4 | 3.5 | 4 | 3.841 | 4.534 | 5.55 | 4.353 | 5.02 | 5.611 | 3061 | 1080 | 138 | 913 | 450 | 86 | 2 | 3 | 4 | No | - | - | - | - | N/A | N/A | N/A | 0.79 | 3.41 | 3.7615
[SEER Non Multi-Split <=65kW] GEMS (Air Conditioners up to 65kW) Determination 2019 | MEPS 2019 | AS/NZS 3823.1.1:2012 | AOTH34CNTA/ASTH34CNTA |  | N/A | FUJITSU | N/A | Non Ducted | Single Split System | Wall Hung | Air | - | Thailand | 2.83 | N/A | 9.5 | N/A | N/A | N/A | N/A | N/A | - | - | Calorimeter Room | 3.5032 | - | N/A | - | N/A | N/A | N/A | N/A | N/A | N/A | N/A | N/A | N/A | N/A | N/A | N/A | N/A | N/A | N/A | N/A | N/A | Single | R32 | Australia,New Zealand | 155211 | 2028-07-08 |  | Approved | Cooling Only | N/A | Yes | Class 9 | Yes | N/A | N/A | N/A | N/A | N/A | N/A | N/A | Available | N/A | N/A | https://www.fujitsugeneral.com.au/ | http://www.fujitsugeneral.com.au | N/A |  |  | AAC7623 | Yes | Variable output compressor | Inverter | No | - | 9500 | 2.83 | - | 900 | 4850 | No | - | - | - | 2586.62 | 10231.5 | Yes | 774 | 5090 | No | - | - | - | - | - | - | - | - | - | - | - | - | - | - | - | - | - | - | - | - | - | - | - | - | - | - | - | - | - | - | 65 | 67 | 5.383 | 5.005 | 5.235 | 6.738 | 6.066 | 5.718 | 494 | 799 | 2376 | 1030 | 1348 | 3118 | 3.5 | 3.5 | 3.5 | - | - | - | - | - | - | - | - | - | - | - | - | - | - | - | No | - | - | - | - | N/A | N/A | N/A | 0.79 | 3.3537 | -
[SEER Non Multi-Split <=65kW] GEMS (Air Conditioners up to 65kW) Determination 2019 | MEPS 2019 | AS/NZS 3823.1.1:2012 | AOTH34KMTD/ASTH34KMTD |  | N/A | FUJITSU | N/A | Non Ducted | Single Split System | Wall Hung | Air | Air | Thailand | 2.72 | N/A | 9.5 | N/A | N/A | N/A | N/A | N/A | 3.04 | 10.3 | Calorimeter Room | 3.6025 | 3.4973 | N/A | - | N/A | N/A | N/A | N/A | N/A | N/A | N/A | N/A | N/A | N/A | N/A | N/A | N/A | N/A | N/A | N/A | N/A | Single | R32 | Australia,New Zealand | 155465 | 2028-07-25 |  | Approved | Reverse Cycle | N/A | Yes | Class 9 | Yes | N/A | N/A | N/A | N/A | N/A | N/A | N/A | Available | N/A | N/A | https://www.fujitsugeneral.com.au/ | http://www.fujitsugeneral.com.au | N/A |  |  | AAC7652 | Yes | Variable output compressor | Inverter | No | - | 9500 | 2.72 | - | 923 | 4910 | No | - | - | - | 2486.08 | 10231.5 | Yes | 747 | 5080 | No | - | - | 10300 | 3.04 | 1035 | 5120 | Yes | 680 | 3770 | Yes | 3713 | 9000 | No | - | - | No | - | - | - | - | - | No | - | - | No | - | - | No | - | - | 65 | 70 | 5.633 | 5.242 | 5.501 | 7.494 | 6.566 | 6.118 | 472 | 763 | 2261 | 926 | 1245 | 2914 | 4 | 3.5 | 4 | 3.474 | 4.1 | 5.079 | 3.964 | 4.58 | 5.161 | 3873 | 1366 | 172 | 1147 | 564 | 106 | 1.5 | 2.5 | 3.5 | No | - | - | - | - | N/A | N/A | N/A | 0.79 | 3.4892 | 3.3852
[SEER Non Multi-Split <=65kW] GEMS (Air Conditioners up to 65kW) Determination 2019 | MEPS 2019 | AS/NZS 3823.1.1:2012 | AOTH34KNTA/ASTH34KNTA |  | N/A | FUJITSU | N/A | Non Ducted | Single Split System | Wall Hung | Air | Air | Thailand | 2.72 | N/A | 9.5 | N/A | N/A | N/A | N/A | N/A | 3.04 | 10.3 | Calorimeter Room | 3.6025 | 3.4973 | N/A | - | N/A | N/A | N/A | N/A | N/A | N/A | N/A | N/A | N/A | N/A | N/A | N/A | N/A | N/A | N/A | N/A | N/A | Single | R32 | Australia,New Zealand | 155463 | 2028-07-23 |  | Approved | Reverse Cycle | N/A | Yes | Class 9 | Yes | N/A | N/A | N/A | N/A | N/A | N/A | N/A | Available | N/A | N/A | https://www.fujitsugeneral.com.au/ | http://www.fujitsugeneral.com.au | N/A |  |  | AAC7645 | Yes | Variable output compressor | Inverter | No | - | 9500 | 2.72 | - | 923 | 4910 | No | - | - | - | 2486.08 | 10231.5 | Yes | 747 | 5080 | No | - | - | 10300 | 3.04 | 1035 | 5120 | Yes | 680 | 3770 | Yes | 3713 | 9000 | No | - | - | No | - | - | - | - | - | No | - | - | No | - | - | No | - | - | 65 | 70 | 5.633 | 5.242 | 5.501 | 7.494 | 6.566 | 6.118 | 472 | 763 | 2261 | 926 | 1245 | 2914 | 4 | 3.5 | 4 | 3.474 | 4.1 | 5.079 | 3.964 | 4.58 | 5.161 | 3873 | 1366 | 172 | 1147 | 564 | 106 | 1.5 | 2.5 | 3.5 | No | - | - | - | - | N/A | N/A | N/A | 0.79 | 3.4892 | 3.3852
[SEER Non Multi-Split <=65kW] GEMS (Air Conditioners up to 65kW) Determination 2019 | MEPS 2019 | AS/NZS 3823.1.1:2012 | AOTH36KBTA/ABTH36KRTA |  | N/A | FUJITSU | N/A | Non Ducted | Single Split System | Under ceiling | Air | Air | Thailand | 3.11 | N/A | 10 | N/A | N/A | N/A | N/A | N/A | 2.99 | 11.2 | Calorimeter Room | 3.3787 | 4.0036 | N/A | - | N/A | N/A | N/A | N/A | N/A | N/A | N/A | N/A | N/A | N/A | N/A | N/A | N/A | N/A | N/A | N/A | N/A | Single | R32 | Australia,New Zealand | 156864 | 2028-10-02 |  | Approved | Reverse Cycle | N/A | Yes | Class 11 | Yes | N/A | N/A | N/A | N/A | N/A | N/A | N/A | Available | N/A | N/A | https://www.fujitsugeneral.com.au/ | http://www.fujitsugeneral.com.au | N/A |  |  | AAC7801 | Yes | Variable output compressor | Inverter | No | - | 10000 | 3.11 | - | 980 | 5000 | No | - | - | - | 2842.54 | 10770 | No | 895.72 | 5385 | No | - | - | 11200 | 2.99 | 1020 | 5600 | No | - | - | Yes | 3200 | 8400 | No | - | - | No | - | - | - | - | - | No | - | - | No | - | - | No | - | - | 60 | 70 | 4.895 | 4.591 | 4.818 | 5.863 | 5.407 | 5.186 | 569 | 914 | 2706 | 1204 | 1544 | 816 | 3 | 3 | 3 | 3.402 | 4.133 | 5.017 | 3.726 | 4.512 | 5.033 | 4303 | 1477 | 193 | 1330 | 626 | 121 | 1.5 | 2.5 | 3.5 | No | - | - | - | - | N/A | N/A | N/A | 2.0945 | 3.2081 | 3.737
[SEER Non Multi-Split <=65kW] GEMS (Air Conditioners up to 65kW) Determination 2019 | MEPS 2019 | AS/NZS 3823.1.2:2012 | AOTH36KBTA/ARTH36KHTA |  | N/A | FUJITSU | N/A | Ducted | Single Split System | - | Air | Air | Thailand | 3.08 | N/A | 10 | N/A | N/A | N/A | N/A | N/A | 2.8 | 11.2 | Enthalpy Test Room | 3.4234 | 4.2841 | N/A | - | N/A | N/A | N/A | N/A | N/A | N/A | N/A | N/A | N/A | N/A | N/A | N/A | N/A | N/A | N/A | N/A | N/A | Single | R32 | Australia,Fiji,New Zealand | 150954 | 2027-11-06 |  | Approved | Reverse Cycle | N/A | Yes | Class 11 | Yes | N/A | N/A | N/A | N/A | N/A | N/A | N/A | Available | N/A | N/A | https://www.fujitsugeneral.com.au/ | http://www.fujitsugeneral.com.au | N/A |  |  | AAC7130 | Yes | Variable output compressor | Inverter | No | - | 10000 | 3.08 | - | 1050 | 5000 | No | - | - | - | 2815.12 | 10770 | No | 959.7 | 5385 | No | - | - | 11200 | 2.8 | 1090 | 5600 | No | - | - | Yes | 3100 | 8600 | No | - | - | No | - | - | - | - | - | No | - | - | No | - | - | No | - | - | - | - | 4.675 | 4.426 | 4.642 | 5.544 | 5.144 | 4.972 | 596 | 948 | 2817 | 1315 | 1670 | 3771 | 3 | 2.5 | 3 | 3.429 | 4.073 | 4.72 | 3.67 | 4.34 | 4.72 | 4270 | 1499 | 205 | 1350 | 651 | 129 | 1.5 | 2.5 | 3 | No | - | - | - | - | N/A | N/A | N/A | 2.2005 | 3.2389 | 3.9894
[SEER Non Multi-Split <=65kW] GEMS (Air Conditioners up to 65kW) Determination 2019 | MEPS 2019 | AS/NZS 3823.1.2:2012 | AOTH36KBTA/ARTH36KMTAP |  | N/A | FUJITSU | N/A | Ducted | Single Split System | - | Air | Air | Thailand | 3.23 | N/A | 10 | N/A | N/A | N/A | N/A | N/A | 3.3 | 11.2 | Enthalpy Test Room | 3.1914 | 3.7299 | N/A | 90 | N/A | N/A | N/A | N/A | N/A | N/A | N/A | N/A | N/A | N/A | N/A | N/A | N/A | N/A | N/A | N/A | N/A | Single | R32 | Australia,Fiji,New Zealand | 143245 | 2026-11-29 |  | Approved | Reverse Cycle | N/A | Yes | Class 11 | Yes | N/A | N/A | N/A | N/A | N/A | N/A | N/A | Available | N/A | N/A | https://www.fujitsugeneral.com.au/ | http://www.fujitsugeneral.com.au | N/A |  |  | AAC6366 | Yes | Variable output compressor | Inverter | No | - | 10000 | 3.23 | - | 1140 | 5000 | No | - | - | - | 2952.22 | 10770 | No | 1041.96 | 5385 | No | - | - | 11200 | 3.3 | 1120 | 5600 | No | - | - | Yes | 3300 | 8400 | No | - | - | No | - | - | - | - | - | No | - | - | No | - | - | No | - | - | - | 70 | 4.359 | 4.141 | 4.338 | 5.14 | 4.781 | 4.635 | 639 | 1014 | 3016 | 1419 | 1798 | 4046 | 2.5 | 2.5 | 2.5 | 3.201 | 3.815 | 4.568 | 3.467 | 4.139 | 4.583 | 4573 | 1600 | 211 | 1428 | 682 | 133 | 1.5 | 2 | 3 | No | - | - | - | - | N/A | N/A | N/A | 2.13 | 3.0891 | 3.3866
[SEER Non Multi-Split <=65kW] GEMS (Air Conditioners up to 65kW) Determination 2019 | MEPS 2019 | AS/NZS 3823.1.1:2012 | AOTH36KBTA/AUTH36KRTA |  | N/A | FUJITSU | N/A | Non Ducted | Single Split System | Cassette | Air | Air | Thailand | 3.11 | N/A | 10 | N/A | N/A | N/A | N/A | N/A | 2.87 | 11.2 | Enthalpy Test Room | 3.3381 | 4.1025 | N/A | - | N/A | N/A | N/A | N/A | N/A | N/A | N/A | N/A | N/A | N/A | N/A | N/A | N/A | N/A | N/A | N/A | N/A | Single | R32 | Australia,New Zealand | 156891 | 2028-10-09 |  | Approved | Reverse Cycle | N/A | Yes | Class 11 | Yes | N/A | N/A | N/A | N/A | N/A | N/A | N/A | Available | N/A | N/A | https://www.fujitsugeneral.com.au/ | http://www.fujitsugeneral.com.au | N/A |  |  | AAC7819 | Yes | Variable output compressor | Inverter | No | - | 10000 | 3.11 | - | 980 | 5000 | No | - | - | - | 2842.54 | 10770 | No | 895.72 | 5385 | No | - | - | 11200 | 2.87 | 1020 | 5600 | No | - | - | Yes | 3200 | 8400 | No | - | - | No | - | - | - | - | - | No | - | - | No | - | - | No | - | - | 58 | 70 | 4.896 | 4.591 | 4.819 | 5.863 | 5.407 | 5.186 | 569 | 914 | 2715 | 1243 | 1589 | 3616 | 3 | 3 | 3 | 3.421 | 4.163 | 5.025 | 3.743 | 4.53 | 5.036 | 4280 | 1466 | 192 | 1323 | 623 | 121 | 1.5 | 2.5 | 3.5 | No | - | - | - | - | N/A | N/A | N/A | 2.085 | 3.2082 | 3.8929
[SEER Non Multi-Split <=65kW] GEMS (Air Conditioners up to 65kW) Determination 2019 | MEPS 2019 | AS/NZS 3823.1.2:2012 | AOTH36KCTA/ARTH36KHTA |  | N/A | FUJITSU | N/A | Ducted | Single Split System | - | Air | Air | Thailand | 2.6 | N/A | 10 | N/A | N/A | N/A | N/A | N/A | 2.94 | 12.5 | Enthalpy Test Room | 4.0328 | 4.5178 | N/A | - | N/A | N/A | N/A | N/A | N/A | N/A | N/A | N/A | N/A | N/A | N/A | N/A | N/A | N/A | N/A | N/A | N/A | Single | R32 | Australia,Fiji,New Zealand | 150958 | 2027-11-06 |  | Approved | Reverse Cycle | N/A | Yes | Class 11 | Yes | N/A | N/A | N/A | N/A | N/A | N/A | N/A | Available | N/A | N/A | https://www.fujitsugeneral.com.au/ | http://www.fujitsugeneral.com.au | N/A |  |  | AAC7129 | Yes | Variable output compressor | Inverter | No | - | 10000 | 2.6 | - | 1050 | 5000 | No | - | - | - | 2376.4 | 10770 | No | 959.7 | 5385 | No | - | - | 12500 | 2.94 | 1170 | 6250 | No | - | - | Yes | 3650 | 10400 | No | - | - | No | - | - | - | - | - | No | - | - | No | - | - | No | - | - | - | - | 4.9 | 4.727 | 4.964 | 5.694 | 5.347 | 5.264 | 568 | 887 | 2634 | 1280 | 1606 | 3562 | 3 | 3 | 3 | 3.733 | 4.377 | 4.912 | 4.043 | 4.58 | 4.909 | 4378 | 1557 | 220 | 1368 | 688 | 139 | 2 | 2.5 | 3 | No | - | - | - | - | N/A | N/A | N/A | 2.3995 | 3.8342 | 4.24
[SEER Non Multi-Split <=65kW] GEMS (Air Conditioners up to 65kW) Determination 2019 | MEPS 2019 | AS/NZS 3823.1.1:2012 | AOTH36KRTA/ABTH36KRTA |  | N/A | FUJITSU | N/A | Non Ducted | Single Split System | Under ceiling | Air | Air | Thailand | 3.11 | N/A | 10 | N/A | N/A | N/A | N/A | N/A | 2.99 | 11.2 | Calorimeter Room | 3.3787 | 4.0036 | N/A | - | N/A | N/A | N/A | N/A | N/A | N/A | N/A | N/A | N/A | N/A | N/A | N/A | N/A | N/A | N/A | N/A | N/A | Three | R32 | Australia,New Zealand | 156901 | 2028-10-07 |  | Approved | Reverse Cycle | N/A | Yes | Class 11 | Yes | N/A | N/A | N/A | N/A | N/A | N/A | N/A | Available | N/A | N/A | https://www.fujitsugeneral.com.au/ | http://www.fujitsugeneral.com.au | N/A |  |  | AAC7813 | Yes | Variable output compressor | Inverter | No | - | 10000 | 3.11 | - | 980 | 5000 | No | - | - | - | 2842.54 | 10770 | No | 895.72 | 5385 | No | - | - | 11200 | 2.99 | 1020 | 5600 | No | - | - | Yes | 3200 | 8400 | No | - | - | No | - | - | - | - | - | No | - | - | No | - | - | No | - | - | 60 | 70 | 4.895 | 4.591 | 4.818 | 5.863 | 5.407 | 5.186 | 569 | 914 | 2715 | 1243 | 1589 | 3616 | 3 | 3 | 3 | 3.402 | 4.133 | 5.017 | 3.726 | 4.512 | 5.033 | 4303 | 1477 | 193 | 1330 | 626 | 121 | 1.5 | 2.5 | 3.5 | No | - | - | - | - | N/A | N/A | N/A | 2.0945 | 3.2081 | 3.737
[SEER Non Multi-Split <=65kW] GEMS (Air Conditioners up to 65kW) Determination 2019 | MEPS 2019 | AS/NZS 3823.1.2:2012 | AOTH36KRTA/ARTH36KHTA |  | N/A | FUJITSU | N/A | Ducted | Single Split System | - | Air | Air | Thailand | 3.08 | N/A | 10 | N/A | N/A | N/A | N/A | N/A | 2.8 | 11.2 | Enthalpy Test Room | 3.3534 | 4.2684 | N/A | - | N/A | N/A | N/A | N/A | N/A | N/A | N/A | N/A | N/A | N/A | N/A | N/A | N/A | N/A | N/A | N/A | N/A | Three | R32 | Australia,Fiji,New Zealand | 150959 | 2027-11-10 |  | Approved | Reverse Cycle | N/A | Yes | Class 11 | Yes | N/A | N/A | N/A | N/A | N/A | N/A | N/A | Available | N/A | N/A | https://www.fujitsugeneral.com.au/ | http://www.fujitsugeneral.com.au | N/A |  |  | AAC7143 | Yes | Variable output compressor | Inverter | No | - | 10000 | 3.08 | - | 1050 | 5000 | No | - | - | - | 2815.12 | 10770 | No | 959.7 | 5385 | No | - | - | 11200 | 2.8 | 1090 | 5600 | No | - | - | Yes | 3100 | 8600 | No | - | - | No | - | - | - | - | - | No | - | - | No | - | - | No | - | - | - | - | 4.675 | 4.426 | 4.642 | 5.544 | 5.144 | 4.972 | 596 | 948 | 2817 | 1315 | 1670 | 3771 | 3 | 2.5 | 3 | 3.429 | 4.073 | 4.72 | 3.67 | 4.34 | 4.72 | 4270 | 1499 | 205 | 1350 | 651 | 129 | 1.5 | 2.5 | 3 | No | - | - | - | - | N/A | N/A | N/A | 2.2005 | 3.2389 | 3.9894
[SEER Non Multi-Split <=65kW] GEMS (Air Conditioners up to 65kW) Determination 2019 | MEPS 2019 | AS/NZS 3823.1.1:2012 | AOTH36KRTA/AUTH36KRTA |  | N/A | FUJITSU | N/A | Non Ducted | Single Split System | Cassette | Air | Air | Thailand | 3.11 | N/A | 10 | N/A | N/A | N/A | N/A | N/A | 2.87 | 11.2 | Enthalpy Test Room | 3.3381 | 4.1025 | N/A | - | N/A | N/A | N/A | N/A | N/A | N/A | N/A | N/A | N/A | N/A | N/A | N/A | N/A | N/A | N/A | N/A | N/A | Three | R32 | Australia,New Zealand | 156896 | 2028-10-08 |  | Approved | Reverse Cycle | N/A | Yes | Class 11 | Yes | N/A | N/A | N/A | N/A | N/A | N/A | N/A | Available | N/A | N/A | https://www.fujitsugeneral.com.au/ | http://www.fujitsugeneral.com.au | N/A |  |  | AAC7817 | Yes | Variable output compressor | Inverter | No | - | 10000 | 3.11 | - | 980 | 5000 | No | - | - | - | 2842.54 | 10770 | No | 895.72 | 5385 | No | - | - | 11200 | 2.87 | 1020 | 5600 | No | - | - | Yes | 3200 | 8400 | No | - | - | No | - | - | - | - | - | No | - | - | No | - | - | No | - | - | 58 | 70 | 4.896 | 4.591 | 4.819 | 5.863 | 5.407 | 5.186 | 569 | 914 | 2715 | 1243 | 1589 | 3616 | 3 | 3 | 3 | 3.421 | 4.163 | 5.025 | 3.743 | 4.53 | 5.036 | 4280 | 1466 | 192 | 1323 | 623 | 121 | 1.5 | 2.5 | 3.5 | No | - | - | - | - | N/A | N/A | N/A | 2.085 | 3.2082 | 3.8929
[SEER Non Multi-Split <=65kW] GEMS (Air Conditioners up to 65kW) Determination 2019 | MEPS 2019 | AS/NZS 3823.1.1:2012 | AOTH45KBTA/ABTH45KRTA |  | N/A | FUJITSU | N/A | Non Ducted | Single Split System | Under ceiling | Air | Air | Thailand | 4.14 | N/A | 12.5 | N/A | N/A | N/A | N/A | N/A | 3.78 | 14 | Calorimeter Room | 3.1989 | 3.9188 | N/A | 90.8 | N/A | N/A | N/A | N/A | N/A | N/A | N/A | N/A | N/A | N/A | N/A | N/A | N/A | N/A | N/A | N/A | N/A | Single | R32 | Australia,New Zealand | 156865 | 2028-10-02 |  | Approved | Reverse Cycle | N/A | Yes | Class 11 | Yes | N/A | N/A | N/A | N/A | N/A | N/A | N/A | Available | N/A | N/A | https://www.fujitsugeneral.com.au/ | http://www.fujitsugeneral.com.au | N/A |  |  | AAC7806 | Yes | Variable output compressor | Inverter | No | - | 12500 | 4.14 | - | 1290 | 6250 | No | - | - | - | 3783.96 | 13462.5 | No | 1179.06 | 6731.25 | No | - | - | 14000 | 3.78 | 1310 | 7000 | No | - | - | Yes | 4200 | 11000 | No | - | - | No | - | - | - | - | - | No | - | - | No | - | - | No | - | - | 60 | 71 | 4.657 | 4.356 | 4.56 | 5.57 | 5.13 | 4.91 | 749 | 1206 | 3587 | 1637 | 2095 | 4776 | 3 | 2.5 | 3 | 3.469 | 4.148 | 4.886 | 3.869 | 4.437 | 4.9 | 5275 | 1839 | 246 | 1600 | 794 | 154 | 1.5 | 2.5 | 3 | No | - | - | - | - | N/A | N/A | N/A | 2.065 | 3.0142 | 3.6969
[SEER Non Multi-Split <=65kW] GEMS (Air Conditioners up to 65kW) Determination 2019 | MEPS 2019 | AS/NZS 3823.1.2:2012 | AOTH45KBTA/ARTH45KHTA |  | N/A | FUJITSU | N/A | Ducted | Single Split System | - | Air | Air | Thailand | 3.8 | N/A | 12.5 | N/A | N/A | N/A | N/A | N/A | 3.42 | 14 | Enthalpy Test Room | 3.4609 | 4.6364 | N/A | - | N/A | N/A | N/A | N/A | N/A | N/A | N/A | N/A | N/A | N/A | N/A | N/A | N/A | N/A | N/A | N/A | N/A | Single | R32 | Australia,New Zealand | 151103 | 2027-11-20 |  | Approved | Reverse Cycle | N/A | Yes | Class 11 | Yes | N/A | N/A | N/A | N/A | N/A | N/A | N/A | Available | N/A | N/A | https://www.fujitsugeneral.com.au/ | http://www.fujitsugeneral.com.au | N/A |  |  | AAC7165 | Yes | Variable output compressor | Inverter | No | - | 12500 | 3.8 | - | 1340 | 6250 | No | - | - | - | 3473.2 | 13462.5 | No | 1224.76 | 6731.25 | No | - | - | 14000 | 3.42 | 1350 | 7000 | No | - | - | Yes | 3800 | 11000 | No | - | - | No | - | - | - | - | - | No | - | - | No | - | - | No | - | - | - | - | 4.635 | 4.403 | 4.612 | 5.465 | 5.083 | 4.928 | 752 | 1192 | 3546 | 1668 | 2114 | 4757 | 3 | 2.5 | 3 | 3.574 | 4.208 | 4.766 | 3.901 | 4.41 | 4.764 | 5121 | 1813 | 253 | 1587 | 800 | 159 | 2 | 2.5 | 3 | No | - | - | - | - | N/A | N/A | N/A | 2.48 | 3.2822 | 4.0836
[SEER Non Multi-Split <=65kW] GEMS (Air Conditioners up to 65kW) Determination 2019 | MEPS 2019 | AS/NZS 3823.1.2:2012 | AOTH45KBTA/ARTH45KMTAP |  | N/A | FUJITSU | N/A | Ducted | Single Split System | - | Air | Air | Thailand | 4 | N/A | 12.5 | N/A | N/A | N/A | N/A | N/A | 4 | 14 | Enthalpy Test Room | 3.2432 | 3.7898 | N/A | - | N/A | N/A | N/A | N/A | N/A | N/A | N/A | N/A | N/A | N/A | N/A | N/A | N/A | N/A | N/A | N/A | N/A | Single | R32 | Australia,Fiji,New Zealand | 143247 | 2026-11-30 |  | Approved | Reverse Cycle | N/A | Yes | Class 11 | Yes | N/A | N/A | N/A | N/A | N/A | N/A | N/A | Available | N/A | N/A | https://www.fujitsugeneral.com.au/ | http://www.fujitsugeneral.com.au | N/A |  |  | AAC6367 | Yes | Variable output compressor | Inverter | No | - | 12500 | 4 | - | 1370 | 6250 | No | - | - | - | 3656 | 13462.5 | No | 1252.18 | 6731.25 | No | - | - | 14000 | 4 | 1420 | 7000 | No | - | - | Yes | 4300 | 11000 | No | - | - | No | - | - | - | - | - | No | - | - | No | - | - | No | - | - | - | 71 | 4.509 | 4.265 | 4.462 | 5.327 | 4.943 | 4.775 | 774 | 1232 | 3666 | 1712 | 2175 | 4911 | 3 | 2.5 | 2.5 | 3.295 | 3.881 | 4.512 | 3.641 | 4.129 | 4.522 | 5553 | 1965 | 266 | 1700 | 853 | 167 | 1.5 | 2 | 3 | No | - | - | - | - | N/A | N/A | N/A | 2.1205 | 3.1194 | 3.4937
[SEER Non Multi-Split <=65kW] GEMS (Air Conditioners up to 65kW) Determination 2019 | MEPS 2019 | AS/NZS 3823.1.1:2012 | AOTH45KBTA/AUTH45KRTA |  | N/A | FUJITSU | N/A | Non Ducted | Single Split System | Cassette | Air | Air | Thailand | 3.89 | N/A | 12.5 | N/A | N/A | N/A | N/A | N/A | 3.44 | 14 | Enthalpy Test Room | 3.3944 | 4.2217 | N/A | - | N/A | N/A | N/A | N/A | N/A | N/A | N/A | N/A | N/A | N/A | N/A | N/A | N/A | N/A | N/A | N/A | N/A | Single | R32 | Australia,New Zealand | 156892 | 2028-10-09 |  | Approved | Reverse Cycle | N/A | Yes | Class 11 | Yes | N/A | N/A | N/A | N/A | N/A | N/A | N/A | Available | N/A | N/A | https://www.fujitsugeneral.com.au/ | http://www.fujitsugeneral.com.au | N/A |  |  | AAC7820 | Yes | Variable output compressor | Inverter | No | - | 12500 | 3.89 | - | 1250 | 6250 | No | - | - | - | 3555.46 | 13462.5 | No | 1142.5 | 6731.25 | No | - | - | 14000 | 3.44 | 1250 | 7000 | No | - | - | Yes | 4100 | 11000 | No | - | - | No | - | - | - | - | - | No | - | - | No | - | - | No | - | - | 60 | 71 | 4.842 | 4.548 | 4.764 | 5.773 | 5.331 | 5.119 | 720 | 1155 | 3433 | 1579 | 2016 | 4580 | 3 | 3 | 3 | 3.624 | 4.377 | 5.13 | 4.043 | 4.658 | 5.139 | 5049 | 1743 | 234 | 1531 | 757 | 147 | 2 | 2.5 | 3.5 | No | - | - | - | - | N/A | N/A | N/A | 2.195 | 3.2073 | 4.061
[SEER Non Multi-Split <=65kW] GEMS (Air Conditioners up to 65kW) Determination 2019 | MEPS 2019 | AS/NZS 3823.1.2:2012 | AOTH45KCTA/ARTH45KHTA |  | N/A | FUJITSU | N/A | Ducted | Single Split System | - | Air | Air | Thailand | 3.43 | N/A | 12.5 | N/A | N/A | N/A | N/A | N/A | 3.49 | 15 | Enthalpy Test Room | 3.7575 | 4.4816 | N/A | - | N/A | N/A | N/A | N/A | N/A | N/A | N/A | N/A | N/A | N/A | N/A | N/A | N/A | N/A | N/A | N/A | N/A | Single | R32 | Australia,New Zealand | 151104 | 2027-11-16 |  | Approved | Reverse Cycle | N/A | Yes | Class 11 | Yes | N/A | N/A | N/A | N/A | N/A | N/A | N/A | Available | N/A | N/A | https://www.fujitsugeneral.com.au/ | http://www.fujitsugeneral.com.au | N/A |  |  | AAC7157 | Yes | Variable output compressor | Inverter | No | - | 12500 | 3.43 | - | 1350 | 6250 | No | - | - | - | 3135.02 | 13462.5 | No | 1233.9 | 6731.25 | No | - | - | 15000 | 3.49 | 1470 | 7500 | No | - | - | Yes | 4860 | 13400 | No | - | - | No | - | - | - | - | - | No | - | - | No | - | - | No | - | - | - | - | 4.76 | 4.573 | 4.785 | 5.528 | 5.18 | 5.079 | 732 | 1149 | 3418 | 1650 | 2075 | 4616 | 3 | 3 | 3 | 3.753 | 4.305 | 4.702 | 3.992 | 4.446 | 4.693 | 5224 | 1898 | 273 | 1661 | 849 | 172 | 2 | 2.5 | 3 | No | - | - | - | - | N/A | N/A | N/A | 2.1845 | 3.6365 | 4.2889
[SEER Non Multi-Split <=65kW] GEMS (Air Conditioners up to 65kW) Determination 2019 | MEPS 2019 | AS/NZS 3823.1.1:2012 | AOTH45KRTA/ABTH45KRTA |  | N/A | FUJITSU | N/A | Non Ducted | Single Split System | Under ceiling | Air | Air | Thailand | 4.14 | N/A | 12.5 | N/A | N/A | N/A | N/A | N/A | 3.78 | 14 | Calorimeter Room | 3.1989 | 3.9188 | N/A | 90.8 | N/A | N/A | N/A | N/A | N/A | N/A | N/A | N/A | N/A | N/A | N/A | N/A | N/A | N/A | N/A | N/A | N/A | Three | R32 | Australia,New Zealand | 156902 | 2028-10-04 |  | Approved | Reverse Cycle | N/A | Yes | Class 11 | Yes | N/A | N/A | N/A | N/A | N/A | N/A | N/A | Available | N/A | N/A | https://www.fujitsugeneral.com.au/ | http://www.fujitsugeneral.com.au | N/A |  |  | AAC7810 | Yes | Variable output compressor | Inverter | No | - | 12500 | 4.14 | - | 1290 | 6250 | No | - | - | - | 3783.96 | 13462.5 | No | 1179.06 | 6731.25 | No | - | - | 14000 | 3.78 | 1310 | 7000 | No | - | - | Yes | 4200 | 11000 | No | - | - | No | - | - | - | - | - | No | - | - | No | - | - | No | - | - | 60 | 71 | 4.657 | 4.356 | 4.56 | 5.57 | 5.13 | 4.91 | 749 | 1206 | 3587 | 1637 | 2095 | 4776 | 3 | 2.5 | 3 | 3.469 | 4.148 | 4.886 | 3.869 | 4.437 | 4.9 | 5275 | 1839 | 246 | 1600 | 794 | 154 | 1.5 | 2.5 | 3 | No | - | - | - | - | N/A | N/A | N/A | 2.065 | 3.0142 | 3.6969
[SEER Non Multi-Split <=65kW] GEMS (Air Conditioners up to 65kW) Determination 2019 | MEPS 2019 | AS/NZS 3823.1.2:2012 | AOTH45KRTA/ARTH45KHTA |  | N/A | FUJITSU | N/A | Ducted | Single Split System | - | Air | Air | Thailand | 3.8 | N/A | 12.5 | N/A | N/A | N/A | N/A | N/A | 3.42 | 14 | Enthalpy Test Room | 3.4609 | 4.6364 | N/A | - | N/A | N/A | N/A | N/A | N/A | N/A | N/A | N/A | N/A | N/A | N/A | N/A | N/A | N/A | N/A | N/A | N/A | Three | R32 | Australia,New Zealand | 151105 | 2027-11-20 |  | Approved | Reverse Cycle | N/A | Yes | Class 11 | Yes | N/A | N/A | N/A | N/A | N/A | N/A | N/A | Available | N/A | N/A | https://www.fujitsugeneral.com.au/ | http://www.fujitsugeneral.com.au | N/A |  |  | AAC7166 | Yes | Variable output compressor | Inverter | No | - | 12500 | 3.8 | - | 1340 | 6250 | No | - | - | - | 3473.2 | 13462.5 | No | 1224.76 | 6731.25 | No | - | - | 14000 | 3.42 | 1350 | 7000 | No | - | - | Yes | 3800 | 11000 | No | - | - | No | - | - | - | - | - | No | - | - | No | - | - | No | - | - | - | - | 4.635 | 4.403 | 4.612 | 5.465 | 5.083 | 4.928 | 752 | 1192 | 3546 | 1668 | 2114 | 4757 | 3 | 2.5 | 3 | 3.574 | 4.208 | 4.766 | 3.901 | 4.41 | 4.764 | 5121 | 1813 | 253 | 1587 | 800 | 159 | 2 | 2.5 | 3 | No | - | - | - | - | N/A | N/A | N/A | 2.48 | 3.2822 | 4.0836
[SEER Non Multi-Split <=65kW] GEMS (Air Conditioners up to 65kW) Determination 2019 | MEPS 2019 | AS/NZS 3823.1.1:2012 | AOTH45KRTA/AUTH45KRTA |  | N/A | FUJITSU | N/A | Non Ducted | Single Split System | Cassette | Air | Air | Thailand | 3.89 | N/A | 12.5 | N/A | N/A | N/A | N/A | N/A | 3.44 | 14 | Enthalpy Test Room | 3.3944 | 4.2217 | N/A | - | N/A | N/A | N/A | N/A | N/A | N/A | N/A | N/A | N/A | N/A | N/A | N/A | N/A | N/A | N/A | N/A | N/A | Three | R32 | Australia,New Zealand | 156897 | 2028-10-11 |  | Approved | Reverse Cycle | N/A | Yes | Class 11 | Yes | N/A | N/A | N/A | N/A | N/A | N/A | N/A | Available | N/A | N/A | https://www.fujitsugeneral.com.au/ | http://www.fujitsugeneral.com.au | N/A |  |  | AAC7828 | Yes | Variable output compressor | Inverter | No | - | 12500 | 3.89 | - | 1250 | 6250 | No | - | - | - | 3555.46 | 13462.5 | No | 1142.5 | 6731.25 | No | - | - | 14000 | 3.44 | 1250 | 7000 | No | - | - | Yes | 4100 | 11000 | No | - | - | No | - | - | - | - | - | No | - | - | No | - | - | No | - | - | 60 | 71 | 4.842 | 4.548 | 4.764 | 5.773 | 5.331 | 5.119 | 720 | 1155 | 3433 | 1579 | 2016 | 4580 | 3 | 3 | 3 | 3.624 | 4.377 | 5.13 | 4.043 | 4.658 | 5.139 | 5049 | 1743 | 234 | 1531 | 757 | 147 | 2 | 2.5 | 3.5 | No | - | - | - | - | N/A | N/A | N/A | 2.195 | 3.2073 | 4.061
[SEER Non Multi-Split <=65kW] GEMS (Air Conditioners up to 65kW) Determination 2019 | MEPS 2019 | AS/NZS 3823.1.1:2012 | AOTH54KBTA/ABTH54KRTA |  | N/A | FUJITSU | N/A | Non Ducted | Single Split System | Under ceiling | Air | Air | Thailand | 4.31 | N/A | 13 | N/A | N/A | N/A | N/A | N/A | 4.25 | 15.5 | Calorimeter Room | 3.2009 | 3.8642 | N/A | 90.4 | N/A | N/A | N/A | N/A | N/A | N/A | N/A | N/A | N/A | N/A | N/A | N/A | N/A | N/A | N/A | N/A | N/A | Single | R32 | Australia,New Zealand | 156866 | 2028-10-02 |  | Approved | Reverse Cycle | N/A | Yes | Class 11 | Yes | N/A | N/A | N/A | N/A | N/A | N/A | N/A | Available | N/A | N/A | https://www.fujitsugeneral.com.au/ | http://www.fujitsugeneral.com.au | N/A |  |  | AAC7800 | Yes | Variable output compressor | Inverter | No | - | 13000 | 4.31 | - | 1360 | 6500 | No | - | - | - | 3939.34 | 14001 | No | 1243.04 | 7000.5 | No | - | - | 15500 | 4.25 | 1500 | 7750 | No | - | - | Yes | 4200 | 11000 | No | - | - | No | - | - | - | - | - | No | - | - | No | - | - | No | - | - | 63 | 72 | 4.615 | 4.322 | 4.523 | 5.508 | 5.077 | 4.865 | 74 | 1106 | 61 | 82 | 2117 | 4854 | 3 | 2.5 | 3 | 2.99 | 4.271 | 4.584 | 3.533 | 4.082 | 4.739 | 6173 | 1287 | 3156 | 6 | 7424 | 2082 | 1 | 2.5 | 3 | No | - | - | - | - | N/A | N/A | N/A | 2.065 | 3.0114 | 3.6411
[SEER Non Multi-Split <=65kW] GEMS (Air Conditioners up to 65kW) Determination 2019 | MEPS 2019 | AS/NZS 3823.1.2:2012 | AOTH54KBTA/ARTH54KHTA |  | N/A | FUJITSU | N/A | Ducted | Single Split System | - | Air | Air | Thailand | 4.64 | N/A | 14 | N/A | N/A | N/A | N/A | N/A | 4.4 | 15.5 | Enthalpy Test Room | 3.1694 | 3.7377 | N/A | 90 | N/A | N/A | N/A | N/A | N/A | N/A | N/A | N/A | N/A | N/A | N/A | N/A | N/A | N/A | N/A | N/A | N/A | Single | R32 | Australia,New Zealand | 151106 | 2027-11-16 |  | Approved | Reverse Cycle | N/A | Yes | Class 11 | Yes | N/A | N/A | N/A | N/A | N/A | N/A | N/A | Available | N/A | N/A | https://www.fujitsugeneral.com.au/ | http://www.fujitsugeneral.com.au | N/A |  |  | AAC7156 | Yes | Variable output compressor | Inverter | No | - | 14000 | 4.64 | - | 1570 | 7000 | No | - | - | - | 4240.96 | 15078 | No | 1434.98 | 7539 | No | - | - | 15500 | 4.4 | 1510 | 7750 | No | - | - | Yes | 3900 | 11200 | No | - | - | No | - | - | - | - | - | No | - | - | No | - | - | No | - | - | - | - | 4.39 | 4.147 | 4.339 | 5.195 | 4.816 | 4.647 | 890 | 1419 | 4222 | 1966 | 2500 | 5651 | 2.5 | 2.5 | 2.5 | 3.306 | 3.937 | 4.691 | 3.573 | 4.101 | 4.706 | 6127 | 2144 | 283 | 1918 | 951 | 178 | 1.5 | 2 | 3 | No | - | - | - | - | N/A | N/A | N/A | 2.48 | 3.0118 | 3.516
[SEER Non Multi-Split <=65kW] GEMS (Air Conditioners up to 65kW) Determination 2019 | MEPS 2019 | AS/NZS 3823.1.2:2012 | AOTH54KBTA/ARTH54KMTAP |  | N/A | FUJITSU | N/A | Ducted | Single Split System | - | Air | Air | Thailand | 4.31 | N/A | 13 | N/A | N/A | N/A | N/A | N/A | 4.45 | 15 | Enthalpy Test Room | 3.179 | 3.6277 | N/A | 90 | N/A | N/A | N/A | N/A | N/A | N/A | N/A | N/A | N/A | N/A | N/A | N/A | N/A | N/A | N/A | N/A | N/A | Single | R32 | Australia,Fiji,New Zealand | 143250 | 2026-11-28 |  | Approved | Reverse Cycle | N/A | Yes | Class 11 | Yes | N/A | N/A | N/A | N/A | N/A | N/A | N/A | Available | N/A | N/A | https://www.fujitsugeneral.com.au/ | http://www.fujitsugeneral.com.au | N/A |  |  | AAC6365 | Yes | Variable output compressor | Inverter | No | - | 13000 | 4.31 | - | 1450 | 6500 | No | - | - | - | 3939.34 | 14001 | No | 1325.3 | 7000.5 | No | - | - | 15000 | 4.45 | 1570 | 7500 | No | - | - | Yes | 4300 | 11000 | No | - | - | No | - | - | - | - | - | No | - | - | No | - | - | No | - | - | - | 72 | 4.412 | 4.163 | 4.354 | 5.221 | 4.837 | 4.664 | 823 | 1313 | 3908 | 1817 | 2311 | 5229 | 2.5 | 2.5 | 2.5 | 3.113 | 3.688 | 4.371 | 3.356 | 3.98 | 4.382 | 6297 | 2214 | 293 | 1975 | 948 | 184 | 1.5 | 2 | 2.5 | No | - | - | - | - | N/A | N/A | N/A | 2.1205 | 3.0112 | 3.3654
[SEER Non Multi-Split <=65kW] GEMS (Air Conditioners up to 65kW) Determination 2019 | MEPS 2019 | AS/NZS 3823.1.1:2012 | AOTH54KBTA/AUTH54KRTA |  | N/A | FUJITSU | N/A | Non Ducted | Single Split System | Cassette | Air | Air | Thailand | 4.04 | N/A | 13 | N/A | N/A | N/A | N/A | N/A | 4.07 | 15.5 | Enthalpy Test Room | 3.3222 | 3.9857 | N/A | - | N/A | N/A | N/A | N/A | N/A | N/A | N/A | N/A | N/A | N/A | N/A | N/A | N/A | N/A | N/A | N/A | N/A | Single | R32 | Australia,New Zealand | 156893 | 2028-10-09 |  | Approved | Reverse Cycle | N/A | Yes | Class 11 | Yes | N/A | N/A | N/A | N/A | N/A | N/A | N/A | Available | N/A | N/A | https://www.fujitsugeneral.com.au/ | http://www.fujitsugeneral.com.au | N/A |  |  | AAC7821 | Yes | Variable output compressor | Inverter | No | - | 13000 | 4.04 | - | 1350 | 6500 | No | - | - | - | 3692.56 | 14001 | No | 1233.9 | 7000.5 | No | - | - | 15500 | 4.07 | 1440 | 7750 | No | - | - | Yes | 4100 | 11000 | No | - | - | No | - | - | - | - | - | No | - | - | No | - | - | No | - | - | 61 | 72 | 4.722 | 4.454 | 4.662 | 5.598 | 5.185 | 4.997 | 768 | 1227 | 3649 | 1694 | 2156 | 4880 | 3 | 2.5 | 3 | 3.072 | 3.708 | 4.925 | 3.65 | 4.239 | 4.937 | 6594 | 2276 | 270 | 1877 | 920 | 169 | 1.5 | 2 | 3 | No | - | - | - | - | N/A | N/A | N/A | 2.195 | 3.2119 | 3.8014
[SEER Non Multi-Split <=65kW] GEMS (Air Conditioners up to 65kW) Determination 2019 | MEPS 2019 | AS/NZS 3823.1.2:2012 | AOTH54KCTA/ARTH54KHTA |  | N/A | FUJITSU | N/A | Ducted | Single Split System | - | Air | Air | Thailand | 3.91 | N/A | 14 | N/A | N/A | N/A | N/A | N/A | 4 | 16.5 | Enthalpy Test Room | 3.6554 | 4.2218 | N/A | - | N/A | N/A | N/A | N/A | N/A | N/A | N/A | N/A | N/A | N/A | N/A | N/A | N/A | N/A | N/A | N/A | N/A | Single | R32 | Australia,New Zealand | 151107 | 2027-11-20 |  | Approved | Reverse Cycle | N/A | Yes | Class 11 | Yes | N/A | N/A | N/A | N/A | N/A | N/A | N/A | Available | N/A | N/A | https://www.fujitsugeneral.com.au/ | http://www.fujitsugeneral.com.au | N/A |  |  | AAC7167 | Yes | Variable output compressor | Inverter | No | - | 14000 | 3.91 | - | 1560 | 7000 | No | - | - | - | 3573.74 | 15078 | No | 1425.84 | 7539 | No | - | - | 16500 | 4 | 1730 | 8250 | No | - | - | Yes | 4930 | 13700 | No | - | - | No | - | - | - | - | - | No | - | - | No | - | - | No | - | - | - | - | 4.642 | 4.464 | 4.666 | 5.375 | 5.04 | 4.947 | 842 | 1319 | 3927 | 1901 | 2389 | 5309 | 3 | 2.5 | 3 | 3.502 | 4.028 | 4.4 | 3.729 | 4.154 | 4.388 | 6157 | 2230 | 320 | 1955 | 999 | 202 | 2 | 2.5 | 2.5 | No | - | - | - | - | N/A | N/A | N/A | 2.1845 | 3.5738 | 4.1174
[SEER Non Multi-Split <=65kW] GEMS (Air Conditioners up to 65kW) Determination 2019 | MEPS 2019 | AS/NZS 3823.1.1:2012 | AOTH54KRTA/ABTH54KRTA |  | N/A | FUJITSU | N/A | Non Ducted | Single Split System | Under ceiling | Air | Air | Thailand | 4.31 | N/A | 13 | N/A | N/A | N/A | N/A | N/A | 4.25 | 15.5 | Calorimeter Room | 3.2009 | 3.8642 | N/A | 90.4 | N/A | N/A | N/A | N/A | N/A | N/A | N/A | N/A | N/A | N/A | N/A | N/A | N/A | N/A | N/A | N/A | N/A | Three | R32 | Australia,New Zealand | 156903 | 2028-10-11 |  | Approved | Reverse Cycle | N/A | Yes | Class 11 | Yes | N/A | N/A | N/A | N/A | N/A | N/A | N/A | Available | N/A | N/A | https://www.fujitsugeneral.com.au/ | http://www.fujitsugeneral.com.au | N/A |  |  | AAC7826 | Yes | Variable output compressor | Inverter | No | - | 13000 | 4.31 | - | 1360 | 6500 | No | - | - | - | 3939.34 | 14001 | No | 1243.04 | 7000.5 | No | - | - | 15500 | 4.25 | 1500 | 7750 | No | - | - | Yes | 4200 | 11000 | No | - | - | No | - | - | - | - | - | No | - | - | No | - | - | No | - | - | 63 | 72 | 4.615 | 4.322 | 4.523 | 5.508 | 5.077 | 4.865 | 786 | 1265 | 3762 | 1722 | 2202 | 5013 | 3 | 2.5 | 3 | 2.986 | 3.581 | 4.728 | 3.533 | 4.082 | 4.739 | 6782 | 2356 | 280 | 1939 | 955 | 176 | 1 | 2 | 3 | No | - | - | - | - | N/A | N/A | N/A | 2.065 | 3.0114 | 3.6411
[SEER Non Multi-Split <=65kW] GEMS (Air Conditioners up to 65kW) Determination 2019 | MEPS 2019 | AS/NZS 3823.1.2:2012 | AOTH54KRTA/ARTH54KHTA |  | N/A | FUJITSU | N/A | Ducted | Single Split System | - | Air | Air | Thailand | 4.64 | N/A | 14 | N/A | N/A | N/A | N/A | N/A | 4.4 | 15.5 | Enthalpy Test Room | 3.1694 | 3.7377 | N/A | 90 | N/A | N/A | N/A | N/A | N/A | N/A | N/A | N/A | N/A | N/A | N/A | N/A | N/A | N/A | N/A | N/A | N/A | Three | R32 | Australia,New Zealand | 151108 | 2027-11-17 |  | Approved | Reverse Cycle | N/A | Yes | Class 11 | Yes | N/A | N/A | N/A | N/A | N/A | N/A | N/A | Available | N/A | N/A | https://www.fujitsugeneral.com.au/ | http://www.fujitsugeneral.com.au | N/A |  |  | AAC7158 | Yes | Variable output compressor | Inverter | No | - | 14000 | 4.64 | - | 1570 | 7000 | No | - | - | - | 4240.96 | 15078 | No | 1434.98 | 7539 | No | - | - | 15500 | 4.4 | 1510 | 7750 | No | - | - | Yes | 3900 | 11200 | No | - | - | No | - | - | - | - | - | No | - | - | No | - | - | No | - | - | - | - | 4.39 | 4.147 | 4.339 | 5.195 | 4.816 | 4.647 | 890 | 1419 | 4222 | 1966 | 2500 | 5651 | 2.5 | 2.5 | 2.5 | 3.306 | 3.937 | 4.691 | 3.573 | 4.101 | 4.706 | 6127 | 2144 | 283 | 1918 | 951 | 178 | 1.5 | 2 | 3 | No | - | - | - | - | N/A | N/A | N/A | 2.48 | 3.0118 | 3.516
[SEER Non Multi-Split <=65kW] GEMS (Air Conditioners up to 65kW) Determination 2019 | MEPS 2019 | AS/NZS 3823.1.1:2012 | AOTH54KRTA/AUTH54KRTA |  | N/A | FUJITSU | N/A | Non Ducted | Single Split System | Cassette | Air | Air | Thailand | 4.04 | N/A | 13 | N/A | N/A | N/A | N/A | N/A | 4.07 | 15.5 | Enthalpy Test Room | 3.3222 | 3.9857 | N/A | - | N/A | N/A | N/A | N/A | N/A | N/A | N/A | N/A | N/A | N/A | N/A | N/A | N/A | N/A | N/A | N/A | N/A | Three | R32 | Australia,New Zealand | 156898 | 2028-10-09 |  | Approved | Reverse Cycle | N/A | Yes | Class 11 | Yes | N/A | N/A | N/A | N/A | N/A | N/A | N/A | Available | N/A | N/A | https://www.fujitsugeneral.com.au/ | http://www.fujitsugeneral.com.au | N/A |  |  | AAC7822 | Yes | Variable output compressor | Inverter | No | - | 13000 | 4.04 | - | 1350 | 6500 | No | - | - | - | 3692.56 | 14001 | No | 1233.9 | 7000.5 | No | - | - | 15500 | 4.07 | 1440 | 7750 | No | - | - | Yes | 4100 | 11000 | No | - | - | No | - | - | - | - | - | No | - | - | No | - | - | No | - | - | 61 | 72 | 4.722 | 4.454 | 4.662 | 5.598 | 5.185 | 4.997 | 768 | 1227 | 3649 | 1694 | 2156 | 4880 | 3 | 2.5 | 3 | 3.072 | 3.708 | 4.925 | 3.65 | 4.239 | 4.937 | 6594 | 2276 | 270 | 1877 | 920 | 169 | 1.5 | 2 | 3 | No | - | - | - | - | N/A | N/A | N/A | 2.195 | 3.2119 | 3.8014
[SEER Non Multi-Split <=65kW] GEMS (Air Conditioners up to 65kW) Determination 2019 | MEPS 2019 | AS/NZS 3823.1.2:2012 | AOTH60KBTA/ARTH60KHTA |  | N/A | FUJITSU | 1.45 | Ducted | Single Split System | - | Air | Air | Thailand | 4.94 | 14.35 | 15.5 | 700 | N/A | N/A | N/A | 300 | 4.89 | 18 | Enthalpy Test Room | 3.2096 | 3.9133 | Yes | 90 | N/A | 7.93 | 7.91 | 4.259 | 4.5499 | N/A | N/A | N/A | 3.225 | 3.7175 | N/A | N/A | N/A | N/A | N/A | N/A | Enthalpy Test Room | Single | R32 | Australia,New Zealand | 151109 | 2027-11-20 |  | Approved | Reverse Cycle | 1440 | Yes | Class 11 | Yes | N/A | N/A | N/A | N/A | N/A | N/A | 3.2426 | Available | N/A | N/A | https://www.fujitsugeneral.com.au/ | http://www.fujitsugeneral.com.au | Yes |  |  | AAC7168 | Yes | Variable output compressor | Inverter | No | - | 15500 | 4.94 | - | 1760 | 7750 | No | - | - | - | 4515.16 | 16693.5 | No | 1608.64 | 8346.75 | No | - | - | 18000 | 4.89 | 1840 | 9000 | No | - | - | Yes | 4910 | 13700 | No | - | - | No | - | - | - | - | - | No | - | - | No | - | - | No | - | - | - | - | 4.416 | 4.193 | 4.378 | 5.181 | 4.821 | 4.673 | 981 | 1556 | 4634 | 2184 | 2766 | 6223 | 2.5 | 2.5 | 2.5 | 3.31 | 3.885 | 4.487 | 3.523 | 4.135 | 4.491 | 7105 | 2522 | 342 | 2257 | 1094 | 215 | 1.5 | 2 | 2.5 | No | - | - | - | - | N/A | N/A | N/A | 2.1845 | 3.133 | 3.6754
[SEER Non Multi-Split <=65kW] GEMS (Air Conditioners up to 65kW) Determination 2019 | MEPS 2019 | AS/NZS 3823.1.2:2012 | AOTH60KCTA/ARTH60KHTB |  | N/A | FUJITSU | 1.45 | Ducted | Single Split System | - | Air | Air | Thailand | 4.82 | 14.35 | 16 | 700 | N/A | N/A | N/A | 300 | 4.63 | 18 | Enthalpy Test Room | 3.4289 | 4.1143 | Yes | - | N/A | 7.93 | 7.91 | 4.259 | 4.5499 | N/A | N/A | N/A | 3.225 | 3.7175 | N/A | N/A | N/A | N/A | N/A | N/A | Enthalpy Test Room | Single | R32 | Australia,New Zealand | 151110 | 2027-11-16 |  | Approved | Reverse Cycle | 1440 | Yes | Class 11 | Yes | N/A | N/A | N/A | N/A | N/A | N/A | 3.2426 | Available | N/A | N/A | https://www.fujitsugeneral.com.au/ | http://www.fujitsugeneral.com.au | Yes |  |  | AAC7155 | Yes | Variable output compressor | Inverter | No | - | 16000 | 4.82 | - | 1780 | 8000 | No | - | - | - | 4405.48 | 17232 | No | 1626.92 | 8616 | No | - | - | 18000 | 4.63 | 1830 | 9000 | No | - | - | Yes | 4980 | 14100 | No | - | - | No | - | - | - | - | - | No | - | - | No | - | - | No | - | - | - | - | 4.555 | 4.342 | 4.533 | 5.32 | 4.962 | 4.828 | 981 | 1551 | 4620 | 2196 | 2774 | 6217 | 3 | 2.5 | 3 | 3.428 | 4.001 | 4.521 | 3.734 | 4.195 | 4.519 | 6861 | 2449 | 340 | 2130 | 1078 | 213 | 1.5 | 2.5 | 3 | No | - | - | - | - | N/A | N/A | N/A | 2.1845 | 3.3144 | 3.8815
[SEER Non Multi-Split <=65kW] GEMS (Air Conditioners up to 65kW) Determination 2019 | MEPS 2019 | AS/NZS 3823.1.2:2012 | AOTH60KRTA/ARTH60KHTA |  | N/A | FUJITSU | 1.45 | Ducted | Single Split System | - | Air | Air | Thailand | 4.94 | 14.35 | 15.5 | 700 | N/A | N/A | N/A | 300 | 4.89 | 18 | Enthalpy Test Room | 3.2096 | 3.9133 | Yes | 90 | N/A | 7.93 | 7.91 | 4.259 | 4.5499 | N/A | N/A | N/A | 3.225 | 3.7175 | N/A | N/A | N/A | N/A | N/A | N/A | Enthalpy Test Room | Three | R32 | Australia,New Zealand | 151111 | 2027-11-20 |  | Approved | Reverse Cycle | 1440 | Yes | Class 11 | Yes | N/A | N/A | N/A | N/A | N/A | N/A | 3.2426 | Available | N/A | N/A | https://www.fujitsugeneral.com.au/ | http://www.fujitsugeneral.com.au | Yes |  |  | AAC7169 | Yes | Variable output compressor | Inverter | No | - | 15500 | 4.94 | - | 1760 | 7750 | No | - | - | - | 4515.16 | 16693.5 | No | 1608.64 | 8346.75 | No | - | - | 18000 | 4.89 | 1840 | 9000 | No | - | - | Yes | 4910 | 13700 | No | - | - | No | - | - | - | - | - | No | - | - | No | - | - | No | - | - | - | - | 4.416 | 4.193 | 4.378 | 5.181 | 4.821 | 4.673 | 981 | 1556 | 4634 | 2184 | 2766 | 6223 | 2.5 | 2.5 | 2.5 | 3.31 | 3.885 | 4.487 | 3.523 | 4.135 | 4.491 | 7105 | 2522 | 342 | 2257 | 1094 | 215 | 1.5 | 2 | 2.5 | No | - | - | - | - | N/A | N/A | N/A | 2.1845 | 3.133 | 3.6754
[SEER Multi-Split <=65kW] GEMS (Air Conditioners up to 65kW) Determination 2019 | MEPS 2019 | AS/NZS 3823.1.4:2012 | AJT040LCLAH/AUXD18GALH/AUXD24GALH |  | N/A | FUJITSU GENERAL | 1.81 | Non Ducted | vrf | N/A | Air | Air | China | 3.53 | 10.29 | 12.1 | N/A | N/A | N/A | N/A | N/A | 3.18 | 13.6 | Enthalpy Test Room | 3.4174 | 4.2262 | Yes | - | N/A | 33.99 | 34.28 | N/A | N/A | N/A | N/A | N/A | 3.3104 | 4.0805 | N/A | N/A | N/A | N/A | N/A | N/A | Enthalpy Test Room | Single | R410A | Australia,New Zealand | 126634 | 2025-04-01 |  | Approved | Reverse Cycle | N/A | No | Class 20 | No | N/A | N/A | N/A | N/A | N/A | N/A | 3.4174 | Available | N/A | N/A | http://www.fujitsugeneral.com.au/ |  | Yes |  |  | AAC4457 | Yes | Variable output compressor | Inverter | No | - | 12100 | 3.53 | - | 1280 | 6050 | No | - | - | - | 3226.42 | 13031.7 | No | 1169.92 | 6515.85 | No | - | - | 13600 | 3.18 | 1380 | 6800 | No | - | - | Yes | 3850 | 9700 | No | - | - | No | - | - | - | - | - | No | - | - | No | - | - | No | - | - | N/A | 64.7 | 3.798 | 3.802 | 4.462 | 5.04 | 4.791 | 4.867 | 818 | 1253 | 3469 | 1685 | 2105 | 4598 | 2 | 2 | 2.5 | 3.209 | 3.89 | 4.547 | 3.481 | 3.984 | 4.535 | 5610 | 1989 | 336 | 1793 | 926 | 227 | 1.5 | 2 | 3 | N/A | N/A | N/A | N/A | N/A | N/A | N/A | N/A | 34.2377 | 3.319 | 4.1266
[SEER Multi-Split <=65kW] GEMS (Air Conditioners up to 65kW) Determination 2019 | MEPS 2019 | AS/NZS 3823.1.4:2012 | AJT045LCLAH/AUXD18GALH/AUXA30GALH |  | N/A | FUJITSU GENERAL | 1.97 | Non Ducted | vrf | N/A | Air | Air | China | 4.33 | 12.03 | 14 | N/A | N/A | N/A | N/A | N/A | 4.03 | 16 | Enthalpy Test Room | 3.2427 | 3.8701 | Yes | - | N/A | 33.82 | 34.09 | 5.4358 | N/A | N/A | N/A | N/A | 3.1555 | 3.7657 | N/A | N/A | N/A | N/A | N/A | N/A | Enthalpy Test Room | Single | R410A | Australia,New Zealand | 126639 | 2025-04-01 |  | Approved | Reverse Cycle | N/A | No | Class 20 | No | N/A | N/A | N/A | N/A | N/A | N/A | 3.2427 | Available | N/A | N/A | http://www.fujitsugeneral.com.au/ |  | Yes |  |  | AAC4459 | Yes | Variable output compressor | Inverter | No | - | 14000 | 4.33 | - | 1540 | 7000 | No | - | - | - | 3957.62 | 15078 | No | 1407.56 | 7539 | No | - | - | 16000 | 4.03 | 1680 | 8000 | No | - | - | Yes | 4520 | 10700 | No | - | - | No | - | - | - | - | - | No | - | - | No | - | - | No | - | - | N/A | 66.1 | 3.775 | 3.742 | 4.304 | 4.919 | 4.654 | 4.681 | 966 | 1490 | 4178 | 2011 | 2521 | 5546 | 2 | 2 | 2.5 | 2.764 | 3.335 | 4.387 | 3.098 | 3.793 | 4.379 | 7635 | 2696 | 391 | 2348 | 1127 | 261 | 1 | 1.5 | 2.5 | N/A | N/A | N/A | N/A | N/A | N/A | N/A | N/A | 34.0301 | 3.1496 | 3.8601
[SEER Multi-Split <=65kW] GEMS (Air Conditioners up to 65kW) Determination 2019 | MEPS 2019 | AS/NZS 3823.1.4:2012 | AJT054LCLAH/AUXD18GALH/AUXA34GALH |  | N/A | FUJITSU GENERAL | 2.22 | Non Ducted | vrf | N/A | Air | Air | China | 4.7 | 12.88 | 15.1 | N/A | N/A | N/A | N/A | N/A | 4.23 | 16.5 | Enthalpy Test Room | 3.1935 | 3.8178 | Yes | - | N/A | 34.09 | 33.99 | 5.2531 | N/A | N/A | N/A | N/A | 3.1136 | 3.7191 | N/A | N/A | N/A | N/A | N/A | N/A | Enthalpy Test Room | Single | R410A | Australia,New Zealand | 126641 | 2025-04-01 |  | Approved | Reverse Cycle | N/A | No | Class 20 | No | N/A | N/A | N/A | N/A | N/A | N/A | 3.1935 | Available | N/A | N/A | http://www.fujitsugeneral.com.au/ |  | Yes |  |  | AAC4458 | Yes | Variable output compressor | Inverter | No | - | 15100 | 4.7 | - | 1740 | 7550 | No | - | - | - | 4295.8 | 16262.7 | No | 1590.36 | 8131.35 | No | - | - | 16500 | 4.23 | 1770 | 8250 | No | - | - | Yes | 4710 | 11000 | No | - | - | No | - | - | - | - | - | No | - | - | No | - | - | No | - | - | N/A | 67.2 | 3.713 | 3.681 | 4.195 | 4.769 | 4.516 | 4.543 | 1066 | 1642 | 4631 | 2245 | 2810 | 6170 | 2 | 2 | 2.5 | 2.722 | 3.275 | 4.295 | 3.045 | 3.719 | 4.287 | 7992 | 2827 | 408 | 2460 | 1182 | 272 | 1 | 1.5 | 2.5 | N/A | N/A | N/A | N/A | N/A | N/A | N/A | N/A | 34.2209 | 3.1356 | 3.7969
[SEER Multi-Split <=65kW] GEMS (Air Conditioners up to 65kW) Determination 2019 | MEPS 2019 | AS/NZS 3823.1.4:2012 | AJT108GALH |  | N/A | FUJITSU GENERAL | 7.2 | Non Ducted | vrf | N/A | Air | Air | China | 10.36 | 26.3 | 33.5 | N/A | N/A | N/A | N/A | N/A | 9.89 | 37.5 | Enthalpy Test Room | 3.2342 | 3.8724 | Yes | - | N/A | 111 | 111 | N/A | N/A | N/A | N/A | N/A | 3.1224 | 3.732 | N/A | N/A | N/A | N/A | N/A | N/A | Enthalpy Test Room | Three | R410A | Australia,New Zealand | 126666 | 2025-03-31 |  | Approved | Reverse Cycle | N/A | No | Class 20 | No | N/A | N/A | N/A | N/A | N/A | N/A | 3.2342 | Available | N/A | N/A | https://www.fujitsugeneral.com.au/ |  | Yes |  |  | AAC4806 | Yes | Variable output compressor | Inverter | No | No | 33500 | 10.36 | - | 3800 | 16750 | No | - | - | - | 9469.04 | 36079.5 | No | 3473.2 | 18039.75 | No | - | - | 37500 | 9.89 | 4350 | 18750 | No | - | - | Yes | 9770 | 23400 | No | - | - | No | - | - | - | - | - | No | - | - | No | - | - | No | - | - | N/A | - | 3.489 | 3.51 | 4.158 | 4.669 | 4.448 | 4.541 | 2451 | 3739 | 10284 | 5021 | 6260 | 13626 | 1.5 | 2 | 2.5 | 2.383 | 2.799 | 3.927 | 2.736 | 3.233 | 3.968 | 20797 | 7569 | 1076 | 6271 | 3133 | 720 | 0.5 | 1 | 2 | N/A | N/A | N/A | N/A | N/A | N/A | N/A | N/A | 110.186 | 3.1214 | 3.6541
[SEER Multi-Split <=65kW] GEMS (Air Conditioners up to 65kW) Determination 2019 | MEPS 2019 | AS/NZS 3823.1.4:2012 | AJT126GALH |  | N/A | FUJITSU GENERAL | 9.2 | Non Ducted | vrf | N/A | Air | Air | China | 13.37 | 30.8 | 40 | N/A | N/A | N/A | N/A | N/A | 12.68 | 45 | Enthalpy Test Room | 3.0049 | 3.5943 | Yes | - | N/A | 111 | 111 | N/A | N/A | N/A | N/A | N/A | 2.9229 | 3.4903 | N/A | N/A | N/A | N/A | N/A | N/A | Enthalpy Test Room | Three | R410A | Australia,New Zealand | 126667 | 2025-03-31 |  | Approved | Reverse Cycle | N/A | No | Class 21 | No | N/A | N/A | N/A | N/A | N/A | N/A | 3.0049 | Available | N/A | N/A | https://www.fujitsugeneral.com.au/ |  | Yes |  |  | AAC4799 | Yes | Variable output compressor | Inverter | No | No | 40000 | 13.37 | - | 4500 | 20000 | No | - | - | - | 12220.18 | 43080 | No | 4113 | 21540 | No | - | - | 45000 | 12.68 | 3760 | 22500 | No | - | - | Yes | 10450 | 24200 | No | - | - | No | - | - | - | - | - | No | - | - | No | - | - | No | - | - | N/A | - | 3.573 | 3.535 | 4.099 | 4.728 | 4.462 | 4.479 | 2898 | 4486 | 12514 | 5961 | 7495 | 16541 | 2 | 2 | 2.5 | 2.246 | 2.609 | 4.97 | 2.839 | 3.412 | 5.082 | 26406 | 9658 | 1035 | 7217 | 3530 | 689 | 0.5 | 1 | 3 | N/A | N/A | N/A | N/A | N/A | N/A | N/A | N/A | 110.186 | 2.9107 | 3.4476
[SEER Multi-Split <=65kW] GEMS (Air Conditioners up to 65kW) Determination 2019 | MEPS 2019 | AS/NZS 3823.1.4:2012 | AJT144GBLH |  | N/A | FUJITSU GENERAL | 1.95 | Non Ducted | vrf | N/A | Air | Air | China | 14.888 | 43.05 | 45 | N/A | N/A | N/A | N/A | N/A | 14.468 | 48.5 | Enthalpy Test Room | 3.0179 | 3.3449 | Yes | - | N/A | 128.14 | 128.35 | 3.5224 | N/A | N/A | N/A | N/A | 2.9335 | 3.2478 | N/A | N/A | N/A | N/A | N/A | N/A | Enthalpy Test Room | Three | R410A | Australia,New Zealand | 126668 | 2025-03-31 |  | Approved | Reverse Cycle | N/A | No | Class 21 | No | N/A | N/A | N/A | N/A | N/A | N/A | 3.0179 | Available | N/A | N/A | https://www.fujitsugeneral.com.au/ |  | Yes |  |  | AAC4807 | Yes | Variable output compressor | Inverter | No | No | 45000 | 14.888 | - | 5300 | 22500 | No | - | - | - | 13607.632 | 48465 | No | 4844.2 | 24232.5 | No | - | - | 48500 | 14.468 | 4220 | 25000 | No | - | - | Yes | 10450 | 24200 | No | - | - | No | - | - | - | - | - | No | - | - | No | - | - | No | - | - | N/A | - | 3.467 | 3.45 | 4.003 | 4.559 | 4.319 | 4.36 | 3359 | 5169 | 14414 | 6955 | 8710 | 19116 | 1.5 | 1.5 | 2.5 | 1.994 | 2.261 | 4.279 | 2.747 | 3.303 | 4.984 | 32051 | 11988 | 1271 | 8050 | 3942 | 771 | 0 | 0.5 | 2.5 | N/A | N/A | N/A | N/A | N/A | N/A | N/A | N/A | 128.168 | 2.9371 | 3.2548
[SEER Multi-Split <=65kW] GEMS (Air Conditioners up to 65kW) Determination 2019 | MEPS 2019 | AS/NZS 3823.1.4:2012 | AJTA72GALH |  | N/A | FUJITSU GENERAL | 3.1 | Non Ducted | vrf | N/A | Air | Air | China | 6.36 | 19.3 | 22.4 | N/A | N/A | N/A | N/A | N/A | 6.24 | 25 | Enthalpy Test Room | 3.5224 | 4.113 | Yes | - | N/A | 111 | 111 | N/A | N/A | N/A | N/A | N/A | 3.3272 | 3.8778 | N/A | N/A | N/A | N/A | N/A | N/A | Enthalpy Test Room | Three | R410A | Australia,New Zealand | 126652 | 2025-03-31 |  | Approved | Reverse Cycle | N/A | No | Class 20 | No | N/A | N/A | N/A | N/A | N/A | N/A | 3.5224 | Available | N/A | N/A | http://www.fujitsugeneral.com.au/ |  | Yes |  |  | AAC4804 | Yes | Variable output compressor | Inverter | No | - | 22400 | 6.36 | - | 2430 | 11200 | No | - | - | - | 5813.04 | 24124.8 | No | 2221.02 | 12062.4 | No | - | - | 25000 | 6.24 | 2830 | 12500 | No | - | - | Yes | 7550 | 17900 | No | - | - | No | - | - | - | - | - | No | - | - | No | - | - | No | - | - | N/A | 74.2 | 3.261 | 3.371 | 4.256 | 4.626 | 4.467 | 4.703 | 1684 | 2515 | 6623 | 3314 | 4091 | 8718 | 1.5 | 1.5 | 2.5 | 2.996 | 3.568 | 4.084 | 3.209 | 3.621 | 4.068 | 11140 | 4098 | 789 | 3663 | 1957 | 547 | 1 | 2 | 2.5 | N/A | N/A | N/A | N/A | N/A | N/A | N/A | N/A | 110.186 | 3.3272 | 3.7808
[SEER Multi-Split <=65kW] GEMS (Air Conditioners up to 65kW) Determination 2019 | MEPS 2019 | AS/NZS 3823.1.4:2012 | AJTA90GALH |  | N/A | FUJITSU GENERAL | 4.7 | Non Ducted | vrf | N/A | Air | Air | China | 8.64 | 23.3 | 28 | N/A | N/A | N/A | N/A | N/A | 8.69 | 31.5 | Enthalpy Test Room | 3.255 | 3.7518 | Yes | - | N/A | 111 | 111 | N/A | N/A | N/A | N/A | N/A | 3.1191 | 3.592 | N/A | N/A | N/A | N/A | N/A | N/A | Enthalpy Test Room | Three | R410A | Australia,New Zealand | 126662 | 2025-03-31 |  | Approved | Reverse Cycle | N/A | No | Class 20 | No | N/A | N/A | N/A | N/A | N/A | N/A | 3.255 | Available | N/A | N/A | https://www.fujitsugeneral.com.au/ |  | Yes |  |  | AAC4805 | Yes | Variable output compressor | Inverter | No | - | 28000 | 8.64 | - | 3160 | 14000 | No | - | - | - | 7896.96 | 30156 | No | 2888.24 | 15078 | No | - | - | 31500 | 8.69 | 3780 | 15750 | No | - | - | Yes | 9000 | 19900 | No | - | - | No | - | - | - | - | - | No | - | - | No | - | - | No | - | - | N/A | 77.7 | 3.35 | 3.4 | 4.12 | 4.589 | 4.39 | 4.523 | 2101 | 3186 | 8631 | 4235 | 5267 | 11398 | 1.5 | 1.5 | 2.5 | 2.295 | 2.69 | 3.793 | 2.638 | 3.115 | 3.835 | 18170 | 6652 | 972 | 5493 | 2760 | 655 | 0.5 | 1 | 2 | N/A | N/A | N/A | N/A | N/A | N/A | N/A | N/A | 110.186 | 3.1068 | 3.4759
[SEER Multi-Split <=65kW] GEMS (Air Conditioners up to 65kW) Determination 2019 | MEPS 2019 | AS/NZS 3823.1.4:2012 | AJY040LBLAH/AUXA18GALH/AUXA24GALH |  | N/A | FUJITSU GENERAL | 0.88 | Non Ducted | vrf | N/A | Air | Air | China | 3.01 | 11.22 | 12.1 | N/A | N/A | N/A | N/A | N/A | 2.91 | 13.6 | Enthalpy Test Room | 4.0405 | 4.7251 | Yes | - | N/A | 39.33 | 39.49 | N/A | N/A | N/A | N/A | N/A | 3.8462 | 4.5176 | N/A | N/A | N/A | N/A | N/A | N/A | Enthalpy Test Room | Single | R410A | Australia,New Zealand | 126625 | 2025-04-01 |  | Approved | Reverse Cycle | N/A | No | Class 20 | No | N/A | N/A | N/A | N/A | N/A | N/A | 4.0159 | Available | N/A | N/A | http://www.fujitsugeneral.com.au/ |  | N/A |  |  | AAC4455 | Yes | Variable output compressor | Inverter | No | - | 12100 | 3.01 | - | 1380 | 6050 | No | - | - | - | 2751.14 | 13031.7 | No | 1261.32 | 6515.85 | No | - | - | 13600 | 2.91 | 1420 | 6800 | No | - | - | Yes | 4020 | 9900 | No | - | - | No | - | - | - | - | - | No | - | - | No | - | - | No | - | - | N/A | 63.4 | 3.661 | 3.758 | 4.495 | 4.805 | 4.638 | 4.858 | 840 | 1255 | 3429 | 1760 | 2166 | 4596 | 2 | 2 | 2.5 | 3.215 | 3.889 | 4.441 | 3.46 | 4.103 | 4.416 | 5611 | 2004 | 355 | 1815 | 912 | 242 | 1.5 | 2 | 2.5 | N/A | N/A | N/A | N/A | N/A | N/A | N/A | N/A | 39.4987 | 3.8492 | 4.4685
[SEER Multi-Split <=65kW] GEMS (Air Conditioners up to 65kW) Determination 2019 | MEPS 2019 | AS/NZS 3823.1.4:2012 | AJY045LBLAH/AUXA24GALH |  | N/A | FUJITSU GENERAL | 1.97 | Non Ducted | vrf | N/A | Air | Air | China | 3.68 | 12.03 | 14 | N/A | N/A | N/A | N/A | N/A | 3.66 | 16 | Enthalpy Test Room | 3.8141 | 4.4084 | Yes | - | N/A | 39.33 | 39.49 | N/A | N/A | N/A | N/A | N/A | 3.6815 | 4.253 | N/A | N/A | N/A | N/A | N/A | N/A | Enthalpy Test Room | Single | R410A | Australia,New Zealand | 126627 | 2025-04-01 |  | Approved | Reverse Cycle | N/A | No | Class 20 | No | N/A | N/A | N/A | N/A | N/A | N/A | 3.8141 | Available | N/A | N/A | http://www.fujitsugeneral.com.au/ |  | Yes |  |  | AAC4460 | Yes | Variable output compressor | Inverter | No | - | 14000 | 3.68 | - | 1350 | 7000 | No | - | - | - | 3363.52 | 15078 | No | 1233.9 | 7539 | No | - | - | 16000 | 3.66 | 1680 | 8000 | No | - | - | Yes | 3980 | 9700 | No | - | - | No | - | - | - | - | - | No | - | - | No | - | - | No | - | - | N/A | 63.4 | 4.097 | 4.123 | 4.889 | 5.487 | 5.229 | 5.341 | 872 | 1329 | 3654 | 1785 | 2225 | 4841 | 2.5 | 2.5 | 3 | 2.483 | 2.98 | 4.339 | 2.906 | 3.494 | 4.387 | 8502 | 3020 | 408 | 2510 | 1228 | 272 | 0.5 | 1 | 2.5 | N/A | N/A | N/A | N/A | N/A | N/A | N/A | N/A | 39.4642 | 3.6713 | 4.2179
[SEER Multi-Split <=65kW] GEMS (Air Conditioners up to 65kW) Determination 2019 | MEPS 2019 | AS/NZS 3823.1.4:2012 | AJY054LBLAH/AUXA24GALH/AUXA30GALH |  | N/A | FUJITSU GENERAL | 2.58 | Non Ducted | vrf | N/A | Air | Air | China | 4.29 | 12.92 | 15.5 | N/A | N/A | N/A | N/A | N/A | 4.37 | 18 | Enthalpy Test Room | 3.6227 | 4.143 | Yes | - | N/A | 38.23 | 38.39 | N/A | N/A | N/A | N/A | N/A | 3.4979 | 4.0241 | N/A | N/A | N/A | N/A | N/A | N/A | Enthalpy Test Room | Single | R410A | Australia,New Zealand | 126628 | 2025-04-01 |  | Approved | Reverse Cycle | N/A | No | Class 20 | No | N/A | N/A | N/A | N/A | N/A | N/A | 3.603 | Available | N/A | N/A | http://www.fujitsugeneral.com.au/ |  | Yes |  |  | AAC4456 | Yes | Variable output compressor | Inverter | No | - | 15500 | 4.29 | - | 1980 | 7750 | No | - | - | - | 3921.06 | 16693.5 | No | 1809.72 | 8346.75 | No | - | - | 18000 | 4.37 | 1980 | 9000 | No | - | - | Yes | 4200 | 10000 | No | - | - | No | - | - | - | - | - | No | - | - | No | - | - | No | - | - | N/A | 64.9 | 3.544 | 3.586 | 4.117 | 4.454 | 4.273 | 4.408 | 1143 | 1724 | 4839 | 2466 | 3046 | 6524 | 2 | 2 | 2.5 | 2.161 | 2.44 | 3.933 | 2.592 | 3.112 | 4.186 | 10961 | 4108 | 480 | 3141 | 1527 | 304 | 0.5 | 0.5 | 2 | N/A | N/A | N/A | N/A | N/A | N/A | N/A | N/A | 38.356 | 3.5071 | 4.0003
[SEER Multi-Split <=65kW] GEMS (Air Conditioners up to 65kW) Determination 2019 | MEPS 2019 | AS/NZS 3823.1.4:2012 | AJY072LALBH |  | N/A | FUJITSU GENERAL | 0.68 | Non Ducted | vrf | N/A | Air | Air | China | 5.404 | 21.72 | 22.4 | N/A | N/A | N/A | N/A | N/A | 5.374 | 25 | Enthalpy Test Room | 3.9443 | 4.593 | Yes | - | N/A | 57.14 | 57.49 | N/A | N/A | N/A | N/A | N/A | 3.8109 | 4.432 | N/A | N/A | N/A | N/A | N/A | N/A | Enthalpy Test Room | Three | R410A | Australia,New Zealand | 126670 | 2025-03-31 |  | Approved | Reverse Cycle | N/A | No | Class 20 | No | N/A | N/A | N/A | N/A | N/A | N/A | 3.9443 | Available | N/A | N/A | https://www.fujitsugeneral.com.au/ |  | Yes |  |  | AAC4787 | Yes | Variable output compressor | Inverter | No | - | 22400 | 5.404 | - | 2600 | 11200 | No | - | - | - | 4939.256 | 24124.8 | No | 2376.4 | 12062.4 | No | - | - | 25000 | 5.374 | 2830 | 12500 | No | - | - | Yes | 7550 | 17900 | No | - | - | No | - | - | - | - | - | No | - | - | No | - | - | No | - | - | N/A | 73.1 | 3.849 | 3.926 | 4.571 | 4.881 | 4.702 | 4.897 | 1507 | 2258 | 6280 | 3238 | 3986 | 8471 | 2 | 2 | 3 | 3.058 | 3.665 | 4.11 | 3.263 | 3.671 | 4.079 | 10802 | 3856 | 653 | 3497 | 1823 | 438 | 1.5 | 2 | 2.5 | N/A | N/A | N/A | N/A | N/A | N/A | N/A | N/A | 57.186 | 4.0019 | 4.4905
[SEER Multi-Split <=65kW] GEMS (Air Conditioners up to 65kW) Determination 2019 | MEPS 2019 | AS/NZS 3823.1.4:2012 | AJY072LELAH |  | N/A | FUJITSU GENERAL | 0.94 | Non Ducted | vrf | N/A | Air | Air | China | 6.46 | 21.46 | 22.4 | N/A | N/A | N/A | N/A | N/A | 4.81 | 22.4 | Enthalpy Test Room | 3.8035 | 4.7584 | Yes | - | N/A | 56.54 | 56.62 | N/A | N/A | N/A | N/A | N/A | 3.6854 | 4.5761 | N/A | N/A | N/A | N/A | N/A | N/A | Enthalpy Test Room | Three | R410A | Australia,New Zealand | 126642 | 2025-03-31 |  | Approved | Reverse Cycle | N/A | No | Class 20 | No | N/A | N/A | N/A | N/A | N/A | N/A | 3.8035 | Available | N/A | N/A | https://www.fujitsugeneral.com.au/ |  | N/A |  |  | AAC4802 | Yes | Variable output compressor | Inverter | No | - | 22400 | 6.46 | - | 2050 | 11200 | No | - | - | - | 5904.44 | 24124.8 | No | 1873.7 | 12062.4 | No | - | - | 22400 | 4.81 | 1550 | 11200 | No | - | - | Yes | 5400 | 19100 | No | - | - | No | - | - | - | - | - | No | - | - | No | - | - | No | - | - | N/A | 64.6 | 4.228 | 4.177 | 4.894 | 5.695 | 5.363 | 5.378 | 1362 | 2115 | 5858 | 2760 | 3481 | 7705 | 2.5 | 2.5 | 3 | 4.62 | 5.568 | 6.588 | 5.15 | 6 | 6.619 | 6457 | 2335 | 426 | 2035 | 1052 | 293 | 3 | 4 | 5 | N/A | N/A | N/A | N/A | N/A | N/A | N/A | N/A | 56.5943 | 3.3678 | 4.4788
[SEER Multi-Split <=65kW] GEMS (Air Conditioners up to 65kW) Determination 2019 | MEPS 2019 | AS/NZS 3823.1.4:2012 | AJY090LALBH |  | N/A | FUJITSU GENERAL | 0.95 | Non Ducted | vrf | N/A | Air | Air | China | 7.535 | 27.05 | 28 | N/A | N/A | N/A | N/A | N/A | 7.505 | 31.5 | Enthalpy Test Room | 3.5522 | 4.1458 | Yes | - | N/A | 60.14 | 60.49 | N/A | N/A | N/A | N/A | N/A | 3.4617 | 4.0353 | N/A | N/A | N/A | N/A | N/A | N/A | Enthalpy Test Room | Three | R410A | Australia,New Zealand | 126672 | 2025-03-31 |  | Approved | Reverse Cycle | N/A | No | Class 20 | No | N/A | N/A | N/A | N/A | N/A | N/A | 3.5522 | Available | N/A | N/A | https://www.fujitsugeneral.com.au/ |  | Yes |  |  | AAC4808 | Yes | Variable output compressor | Inverter | No | - | 28000 | 7.535 | - | 3300 | 14000 | No | - | - | - | 6886.99 | 30156 | No | 3016.2 | 15078 | No | - | - | 31500 | 7.505 | 3780 | 15750 | No | - | - | Yes | 8950 | 19800 | No | - | - | No | - | - | - | - | - | No | - | - | No | - | - | No | - | - | N/A | 74.1 | 3.829 | 3.848 | 4.386 | 4.81 | 4.597 | 4.704 | 1919 | 2912 | 8215 | 4134 | 5123 | 11053 | 2 | 2 | 2.5 | 2.328 | 2.743 | 3.817 | 2.673 | 3.151 | 3.844 | 17800 | 6396 | 843 | 5321 | 2628 | 553 | 0.5 | 1 | 2 | N/A | N/A | N/A | N/A | N/A | N/A | N/A | N/A | 60.4467 | 3.6179 | 4.086
[SEER Multi-Split <=65kW] GEMS (Air Conditioners up to 65kW) Determination 2019 | MEPS 2019 | AS/NZS 3823.1.4:2012 | AJY090LELAH |  | N/A | FUJITSU GENERAL | 4.9 | Non Ducted | vrf | N/A | Air | Air | China | 8.764 | 23.1 | 28 | N/A | N/A | N/A | N/A | N/A | 6.784 | 28 | Enthalpy Test Room | 3.2599 | 4.0679 | Yes | - | N/A | 56.54 | 56.62 | 5.9705 | N/A | N/A | N/A | N/A | 3.191 | 4.0649 | N/A | N/A | N/A | N/A | N/A | N/A | Enthalpy Test Room | Three | R410A | Australia,New Zealand | 126644 | 2025-03-31 |  | Approved | Reverse Cycle | N/A | No | Class 20 | No | N/A | N/A | N/A | N/A | N/A | N/A | 3.2599 | Available | N/A | N/A | https://www.fujitsugeneral.com.au/ |  | Yes |  |  | AAC4803 | Yes | Variable output compressor | Inverter | No | - | 28000 | 8.764 | - | 3370 | 14000 | No | - | - | - | 8010.296 | 30156 | No | 3080.18 | 15078 | No | - | - | 28000 | 6.784 | 2710 | 14000 | No | - | - | Yes | 8400 | 20300 | No | - | - | No | - | - | - | - | - | No | - | - | No | - | - | No | - | - | N/A | 67.5 | 3.679 | 3.642 | 4.103 | 4.645 | 4.399 | 4.423 | 2011 | 3097 | 8803 | 4293 | 5366 | 11771 | 2 | 2 | 2.5 | 3.238 | 3.966 | 4.751 | 3.552 | 4.296 | 4.748 | 11419 | 3984 | 636 | 3593 | 1749 | 425 | 1.5 | 2 | 3 | N/A | N/A | N/A | N/A | N/A | N/A | N/A | N/A | 56.5943 | 3.1266 | 4.0142
[SEER Multi-Split <=65kW] GEMS (Air Conditioners up to 65kW) Determination 2019 | MEPS 2019 | AS/NZS 3823.1.4:2012 | AJY108LALBH |  | N/A | FUJITSU GENERAL | 0.71 | Non Ducted | vrf | N/A | Air | Air | China | 9.266 | 30.79 | 33.5 | N/A | N/A | N/A | N/A | N/A | 8.956 | 37.5 | Enthalpy Test Room | 3.6189 | 4.2545 | Yes | - | N/A | 62.14 | 62.49 | N/A | N/A | N/A | N/A | N/A | 3.5364 | 4.1538 | N/A | N/A | N/A | N/A | N/A | N/A | Enthalpy Test Room | Three | R410A | Australia,New Zealand | 126676 | 2025-03-31 |  | Approved | Reverse Cycle | N/A | No | Class 20 | No | N/A | N/A | N/A | N/A | N/A | N/A | 3.6189 | Available | N/A | N/A | https://www.fujitsugeneral.com.au/ |  | Yes |  |  | AAC4809 | Yes | Variable output compressor | Inverter | No | No | 33500 | 9.266 | - | 3780 | 16750 | No | - | - | - | 8469.124 | 36079.5 | No | 3454.92 | 18039.75 | No | - | - | 37500 | 8.956 | 4350 | 18750 | No | - | - | Yes | 9770 | 23400 | No | - | - | No | - | - | - | - | - | No | - | - | No | - | - | No | - | - | N/A | - | 3.994 | 3.975 | 4.48 | 5.006 | 4.758 | 4.813 | 2217 | 3395 | 9645 | 4766 | 5937 | 12942 | 2 | 2 | 2.5 | 2.409 | 2.839 | 3.944 | 2.763 | 3.26 | 3.974 | 20463 | 7337 | 953 | 6114 | 3009 | 622 | 0.5 | 1 | 2 | N/A | N/A | N/A | N/A | N/A | N/A | N/A | N/A | 62.2745 | 3.5351 | 4.091
[SEER Multi-Split <=65kW] GEMS (Air Conditioners up to 65kW) Determination 2019 | MEPS 2019 | AS/NZS 3823.1.4:2012 | AJY108LELAH |  | N/A | FUJITSU GENERAL | 1.78 | Non Ducted | vrf | N/A | Air | Air | China | 10.66 | 31.72 | 33.5 | N/A | N/A | N/A | N/A | N/A | 8.42 | 33.5 | Enthalpy Test Room | 3.1492 | 4.3609 | Yes | - | N/A | 62.38 | 61.78 | 5.0824 | N/A | N/A | N/A | N/A | 3.0881 | 3.9038 | N/A | N/A | N/A | N/A | N/A | N/A | Enthalpy Test Room | Three | R410A | Australia,New Zealand | 126645 | 2025-03-31 |  | Approved | Reverse Cycle | N/A | No | Class 20 | No | N/A | N/A | N/A | N/A | N/A | N/A | 3.1492 | Available | N/A | N/A | https://www.fujitsugeneral.com.au/ |  | Yes |  |  | AAC4798 | Yes | Variable output compressor | Inverter | No | No | 33500 | 10.66 | - | 3470 | 16750 | No | - | - | - | 9743.24 | 36079.5 | No | 3171.58 | 18039.75 | No | - | - | 33500 | 8.42 | 3550 | 16750 | No | - | - | Yes | 10100 | 23000 | No | - | - | No | - | - | - | - | - | No | - | - | No | - | - | No | - | - | N/A | - | 4.059 | 3.954 | 4.458 | 5.237 | 4.906 | 4.854 | 2178 | 3413 | 9692 | 4550 | 5754 | 12830 | 2.5 | 2 | 2.5 | 2.75 | 3.316 | 4.349 | 3.079 | 3.765 | 4.34 | 16044 | 5652 | 802 | 4926 | 2356 | 532 | 1 | 1.5 | 2.5 | N/A | N/A | N/A | N/A | N/A | N/A | N/A | N/A | 62.3378 | 3.0817 | 3.8815
[SEER Multi-Split <=65kW] GEMS (Air Conditioners up to 65kW) Determination 2019 | MEPS 2019 | AS/NZS 3823.1.4:2012 | AJY126LALBH |  | N/A | FUJITSU GENERAL | 1.17 | Non Ducted | vrf | N/A | Air | Air | China | 11.317 | 38.83 | 40 | N/A | N/A | N/A | N/A | N/A | 11.527 | 45 | Enthalpy Test Room | 3.4134 | 3.8151 | Yes | - | N/A | 64.14 | 64.49 | N/A | N/A | N/A | N/A | N/A | 3.35 | 3.744 | N/A | N/A | N/A | N/A | N/A | N/A | Enthalpy Test Room | Three | R410A | Australia,New Zealand | 126677 | 2025-03-31 |  | Approved | Reverse Cycle | N/A | No | Class 21 | No | N/A | N/A | N/A | N/A | N/A | N/A | 3.4134 | Available | N/A | N/A | https://www.fujitsugeneral.com.au/ |  | Yes |  |  | AAC4800 | Yes | Variable output compressor | Inverter | No | No | 40000 | 11.317 | - | 4600 | 20000 | No | - | - | - | 10343.738 | 43080 | No | 4204.4 | 21540 | No | - | - | 45000 | 11.527 | 3750 | 22500 | No | - | - | Yes | 10450 | 24200 | No | - | - | No | - | - | - | - | - | No | - | - | No | - | - | No | - | - | N/A | - | 4.005 | 3.965 | 4.416 | 4.959 | 4.703 | 4.734 | 2662 | 4091 | 11711 | 5768 | 7195 | 15733 | 2.5 | 2 | 2.5 | 2.265 | 2.637 | 4.998 | 2.865 | 3.44 | 5.101 | 26084 | 9436 | 916 | 7058 | 3408 | 594 | 0.5 | 1 | 3 | N/A | N/A | N/A | N/A | N/A | N/A | N/A | N/A | 64.268 | 3.4679 | 3.8317
[SEER Multi-Split <=65kW] GEMS (Air Conditioners up to 65kW) Determination 2019 | MEPS 2019 | AS/NZS 3823.1.4:2012 | AJY126LELAH |  | N/A | FUJITSU GENERAL | 4.95 | Non Ducted | vrf | N/A | Air | Air | China | 12.374 | 35.05 | 40 | N/A | N/A | N/A | N/A | N/A | 9.964 | 40 | Enthalpy Test Room | 3.2485 | 4.1315 | Yes | - | N/A | 67.34 | 66.38 | N/A | N/A | N/A | N/A | N/A | 3.1895 | 4.0385 | N/A | N/A | N/A | N/A | N/A | N/A | Enthalpy Test Room | Three | R410A | Australia,New Zealand | 126647 | 2025-03-31 |  | Approved | Reverse Cycle | N/A | No | Class 21 | No | N/A | N/A | N/A | N/A | N/A | N/A | 3.2485 | Available | N/A | N/A | http://www.fujitsugeneral.com.au/ |  | Yes |  |  | AAC4783 | Yes | Variable output compressor | Inverter | No | No | 40000 | 12.374 | - | 4150 | 20000 | No | - | - | - | 11309.836 | 43080 | No | 3793.1 | 21540 | No | - | - | 40000 | 9.964 | 3800 | 20000 | No | - | - | Yes | 11100 | 26000 | No | - | - | No | - | - | - | - | - | No | - | - | No | - | - | No | - | - | N/A | - | 4.146 | 4.038 | 4.521 | 5.289 | 4.96 | 4.907 | 2560 | 4006 | 11427 | 5393 | 6810 | 15167 | 2.5 | 2.5 | 3 | 2.826 | 3.488 | 4.831 | 3.238 | 3.748 | 4.833 | 18634 | 6406 | 862 | 5585 | 2811 | 571 | 1 | 1.5 | 3 | N/A | N/A | N/A | N/A | N/A | N/A | N/A | N/A | 67.07 | 3.1744 | 3.9251
[SEER Multi-Split <=65kW] GEMS (Air Conditioners up to 65kW) Determination 2019 | MEPS 2019 | AS/NZS 3823.1.4:2012 | AJY144LALBH |  | N/A | FUJITSU GENERAL | 0.8 | Non Ducted | vrf | N/A | Air | Air | China | 13.418 | 44.2 | 45 | N/A | N/A | N/A | N/A | N/A | 14.038 | 50 | Enthalpy Test Room | 3.1937 | 3.419 | Yes | - | N/A | 66.14 | 66.49 | N/A | N/A | N/A | N/A | N/A | 3.1428 | 3.3659 | N/A | N/A | N/A | N/A | N/A | N/A | Enthalpy Test Room | Three | R410A | Australia,New Zealand | 126678 | 2025-03-31 |  | Approved | Reverse Cycle | N/A | No | Class 21 | No | N/A | N/A | N/A | N/A | N/A | N/A | 3.1937 | Available | N/A | N/A | https://www.fujitsugeneral.com.au/ |  | Yes |  |  | AAC4788 | Yes | Variable output compressor | Inverter | No | No | 45000 | 13.418 | - | 6200 | 22500 | No | - | - | - | 12264.052 | 48465 | No | 5666.8 | 24232.5 | No | - | - | 50000 | 14.038 | 5950 | 25000 | No | - | - | Yes | 11500 | 27700 | No | - | - | No | - | - | - | - | - | No | - | - | No | - | - | No | - | - | N/A | - | 3.564 | 3.548 | 3.903 | 4.28 | 4.079 | 4.143 | 3397 | 5181 | 14944 | 7554 | 9368 | 20257 | 2 | 2 | 2 | 2.086 | 2.325 | 3.645 | 2.468 | 2.928 | 3.865 | 31452 | 11855 | 1316 | 9069 | 4412 | 814 | 0.5 | 0.5 | 2 | N/A | N/A | N/A | N/A | N/A | N/A | N/A | N/A | 66.268 | 3.2986 | 3.5058
[SEER Multi-Split <=65kW] GEMS (Air Conditioners up to 65kW) Determination 2019 | MEPS 2019 | AS/NZS 3823.1.4:2012 | AJY144LELAH |  | N/A | FUJITSU GENERAL | 7.58 | Non Ducted | vrf | N/A | Air | Air | China | 15.228 | 37.42 | 45 | N/A | N/A | N/A | N/A | N/A | 12.078 | 45 | Enthalpy Test Room | 3.0015 | 3.8013 | Yes | - | N/A | 67.34 | 66.38 | N/A | N/A | N/A | N/A | N/A | 2.957 | 3.7317 | N/A | N/A | N/A | N/A | N/A | N/A | Enthalpy Test Room | Three | R410A | Australia,New Zealand | 126649 | 2025-03-31 |  | Approved | Reverse Cycle | N/A | No | Class 21 | No | N/A | N/A | N/A | N/A | N/A | N/A | 3.0015 | Available | N/A | N/A | https://www.fujitsugeneral.com.au/ |  | Yes |  |  | AAC4784 | Yes | Variable output compressor | Inverter | No | No | 45000 | 15.228 | - | 4730 | 22500 | No | - | - | - | 13918.392 | 48465 | No | 4323.22 | 24232.5 | No | - | - | 45000 | 12.078 | 4250 | 22500 | No | - | - | Yes | 14000 | 32200 | No | - | - | No | - | - | - | - | - | No | - | - | No | - | - | No | - | - | N/A | - | 4.081 | 3.923 | 4.349 | 5.2 | 4.838 | 4.734 | 2947 | 4666 | 13392 | 6192 | 7875 | 17712 | 2.5 | 2 | 2.5 | 3.164 | 3.911 | 4.844 | 3.518 | 4.108 | 4.856 | 18718 | 6426 | 947 | 5779 | 2881 | 623 | 1.5 | 2 | 3 | N/A | N/A | N/A | N/A | N/A | N/A | N/A | N/A | 67.07 | 2.9117 | 3.6571
[SEER Non Multi-Split <=65kW] GEMS (Air Conditioners up to 65kW) Determination 2019 | MEPS 2019 | AS/NZS 3823.1.1:2012 | AOTA30LGTL/ABTA30LBT |  | N/A | FUJITSU GENERAL | 2.05 | Non Ducted | Single Split System | Under ceiling | Air | Air | Thailand | 2.57 | 7.95 | 8.5 | 700 | N/A | N/A | N/A | 240 | 2.77 | 10 | Calorimeter Room | 3.3853 | 3.793 | Yes | - | N/A | 10.49 | 10.48 | N/A | N/A | N/A | N/A | N/A | 3.2465 | 3.7453 | N/A | N/A | 1.9929 | 2.9906 | 1.5 | 2.5 | Calorimeter Room | Single | R410A | Australia,New Zealand | 126793 | 2025-04-01 |  | Approved | Reverse Cycle | 1660 | No | Class 9 | No | N/A | N/A | N/A | N/A | N/A | N/A | 3.2841 | Available | N/A | N/A | http://www.fujitsugeneral.com.au/ |  | Yes |  | https://reg.energyrating.gov.au/static/common/images/star_ratings_2014/aircon_rating_1.5_2.5.png | AAC4501 | Yes | Variable output compressor | Inverter | No | - | 8500 | 2.57 | - | 1010 | 4250 | No | - | - | - | 2348.98 | 9154.5 | No | 923.14 | 4577.25 | No | - | - | 10000 | 2.77 | 920 | 5000 | No | - | - | Yes | 3100 | 8100 | No | - | - | No | - | - | - | - | - | No | - | - | No | - | - | No | - | - | 60 | 69 | 4.037 | 3.94 | 4.273 | 4.879 | 4.598 | 4.566 | 572 | 888 | 2585 | 1256 | 1575 | 3477 | 2.5 | 2 | 2.5 | 3.524 | 4.198 | 4.961 | 3.924 | 4.515 | 4.98 | 3725 | 1317 | 191 | 1142 | 572 | 123 | 2 | 2.5 | 3 | No | - | - | - | - | N/A | N/A | N/A | 8.71 | 3.2699 | 3.5721
[SEER Non Multi-Split <=65kW] GEMS (Air Conditioners up to 65kW) Determination 2019 | MEPS 2019 | AS/NZS 3823.1.2:2012 | AOTA30LGTL/ARTA30LBTU |  | N/A | FUJITSU GENERAL | 1.71 | Ducted | Single Split System | - | Air | Air | Thailand | 2.65 | 6.79 | 8.5 | 700 | N/A | N/A | N/A | 270 | 2.68 | 10 | Enthalpy Test Room | 3.2354 | 3.7894 | Yes | - | N/A | 10.58 | 10.68 | 3.7266 | 4.9821 | N/A | N/A | N/A | 3.1927 | 3.7395 | N/A | N/A | N/A | N/A | N/A | N/A | Enthalpy Test Room | Single | R410A | Australia,New Zealand | 126964 | 2025-04-01 |  | Approved | Reverse Cycle | 1135 | No | Class 10 | No | N/A | N/A | N/A | N/A | N/A | N/A | 3.2354 | Available | N/A | N/A | http://www.fujitsugeneral.com.au/ |  | Yes |  |  | AAC4507 | Yes | Variable output compressor | Inverter | No | - | 8500 | 2.65 | - | 1170 | 4250 | No | - | - | - | 2422.1 | 9154.5 | No | 1069.38 | 4577.25 | No | - | - | 10000 | 2.68 | 1025 | 5000 | No | - | - | Yes | 3150 | 8100 | No | - | - | No | - | - | - | - | - | No | - | - | No | - | - | No | - | - | - | 69 | 3.622 | 3.569 | 3.866 | 4.303 | 4.082 | 4.102 | 638 | 981 | 2858 | 1426 | 1775 | 3871 | 2 | 2 | 2 | 3.373 | 3.945 | 4.478 | 3.673 | 4.152 | 4.48 | 3892 | 1401 | 210 | 1220 | 622 | 136 | 1.5 | 2 | 2.5 | No | - | - | - | - | N/A | N/A | N/A | 9.2526 | 3.1701 | 3.6883
[SEER Non Multi-Split <=65kW] GEMS (Air Conditioners up to 65kW) Determination 2019 | MEPS 2019 | AS/NZS 3823.1.1:2012 | AOTA30LGTL/AUTA30LBLU |  | N/A | FUJITSU GENERAL | 1.71 | Non Ducted | Single Split System | Cassette | Air | Air | China,Thailand | 2.57 | 6.79 | 8.5 | 840 | N/A | N/A | N/A | 288 | 2.77 | 10 | Calorimeter Room | 3.4564 | 3.7775 | Yes | - | N/A | 10.76 | 10.86 | 4.211 | 5.5503 | N/A | N/A | N/A | 3.4078 | 3.7272 | N/A | N/A | 2.3156 | 2.9543 | 2 | 2.5 | Calorimeter Room | Single | R410A | Australia,New Zealand | 126712 | 2025-04-01 |  | Approved | Reverse Cycle | 840 | No | Class 9 | No | N/A | N/A | N/A | N/A | N/A | N/A | 3.4564 | Available | N/A | N/A | http://www.fujitsugeneral.com.au/ |  | Yes |  | https://reg.energyrating.gov.au/static/common/images/star_ratings_2014/aircon_rating_2_2.5.png | AAC4514 | Yes | Variable output compressor | Inverter | No | - | 8500 | 2.57 | - | 1030 | 4250 | No | - | - | - | 2348.98 | 9154.5 | No | 941.42 | 4577.25 | No | - | - | 10000 | 2.77 | 920 | 5000 | No | - | - | Yes | 4600 | 8000 | No | - | - | No | - | - | - | - | - | No | - | - | No | - | - | No | - | - | 54 | 69 | 3.956 | 3.874 | 4.216 | 4.787 | 4.519 | 4.503 | 582 | 901 | 2618 | 1279 | 1601 | 3525 | 2 | 2 | 2.5 | 3.143 | 4.003 | 4.961 | 3.624 | 4.371 | 4.98 | 4176 | 1382 | 193 | 1236 | 592 | 125 | 1.5 | 2.5 | 3 | No | - | - | - | - | N/A | N/A | N/A | 9.54 | 3.2664 | 3.5686
[SEER Non Multi-Split <=65kW] GEMS (Air Conditioners up to 65kW) Determination 2019 | MEPS 2019 | AS/NZS 3823.1.1:2012 | AOTA36LCTL/ABTA36LAT |  | N/A | FUJITSU GENERAL | 2.05 | Non Ducted | Single Split System | Under ceiling | Air | Air | Thailand | 3.11 | 7.95 | 10 | 700 | N/A | N/A | N/A | 240 | 3.02 | 11.2 | Calorimeter Room | 3.2841 | 3.7893 | Yes | - | N/A | 10.49 | 10.48 | N/A | N/A | N/A | N/A | N/A | 3.2465 | 3.7453 | N/A | N/A | 1.9929 | 2.9906 | 1.5 | 2.5 | Calorimeter Room | Single | R410A | Australia,New Zealand | 126704 | 2025-04-01 |  | Approved | Reverse Cycle | 1660 | No | Class 11 | No | N/A | N/A | N/A | N/A | N/A | N/A | 3.2841 | Available | N/A | N/A | http://www.fujitsugeneral.com.au/ |  | Yes |  | https://reg.energyrating.gov.au/static/common/images/star_ratings_2014/aircon_rating_1.5_2.5.png | AAC4493 | Yes | Variable output compressor | Inverter | No | - | 10000 | 3.11 | - | 1090 | 5000 | No | - | - | - | 2842.54 | 10770 | No | 996.26 | 5385 | No | - | - | 11200 | 3.02 | 1150 | 5600 | No | - | - | Yes | 4000 | 10000 | No | - | - | No | - | - | - | - | - | No | - | - | No | - | - | No | - | - | 61 | 68 | 4.293 | 4.132 | 4.461 | 5.237 | 4.894 | 4.795 | 635 | 999 | 2916 | 1379 | 1743 | 3898 | 2.5 | 2.5 | 2.5 | 3.466 | 3.985 | 4.469 | 3.737 | 4.178 | 4.472 | 4239 | 1549 | 232 | 1339 | 689 | 149 | 1.5 | 2 | 2.5 | No | - | - | - | - | N/A | N/A | N/A | 8.69 | 3.1854 | 3.6729
[SEER Non Multi-Split <=65kW] GEMS (Air Conditioners up to 65kW) Determination 2019 | MEPS 2019 | AS/NZS 3823.1.2:2012 | AOTA36LCTL/ARTA36LATU |  | N/A | FUJITSU GENERAL | 2.05 | Ducted | Single Split System | - | Air | Air | Thailand | 3.11 | 7.95 | 10 | 700 | N/A | N/A | N/A | 270 | 3.02 | 11.2 | Enthalpy Test Room | 3.2846 | 3.7315 | Yes | - | N/A | 10.59 | 10.58 | N/A | N/A | N/A | N/A | N/A | 3.2466 | 3.6883 | N/A | N/A | N/A | N/A | N/A | N/A | Enthalpy Test Room | Single | R410A | Australia,New Zealand | 126968 | 2025-04-01 |  | Approved | Reverse Cycle | 1135 | No | Class 11 | No | N/A | N/A | N/A | N/A | N/A | N/A | 3.2846 | Available | N/A | N/A | http://www.fujitsugeneral.com.au/ |  | Yes |  |  | AAC4506 | Yes | Variable output compressor | Inverter | No | - | 10000 | 3.11 | - | 1200 | 5000 | No | - | - | - | 2842.54 | 10770 | No | 1096.8 | 5385 | No | - | - | 11200 | 3.02 | 1230 | 5600 | No | - | - | Yes | 4010 | 10300 | No | - | - | No | - | - | - | - | - | No | - | - | No | - | - | No | - | - | - | 68 | 4.025 | 3.91 | 4.214 | 4.842 | 4.553 | 4.502 | 678 | 1057 | 3088 | 1493 | 1874 | 4152 | 2.5 | 2 | 2.5 | 3.413 | 3.833 | 4.19 | 3.614 | 3.966 | 4.186 | 4305 | 1610 | 246 | 1385 | 725 | 158 | 1.5 | 2 | 2.5 | No | - | - | - | - | N/A | N/A | N/A | 8.86 | 3.1848 | 3.6722
[SEER Non Multi-Split <=65kW] GEMS (Air Conditioners up to 65kW) Determination 2019 | MEPS 2019 | AS/NZS 3823.1.1:2012 | AOTA36LCTL/AUTA36LCLU |  | N/A | FUJITSU GENERAL | 2.05 | Non Ducted | Single Split System | Cassette | Air | Air | China,Thailand | 2.94 | 7.95 | 10 | 840 | N/A | N/A | N/A | 288 | 2.98 | 11.2 | Calorimeter Room | 3.5425 | 3.7941 | Yes | - | N/A | 10.59 | 10.58 | N/A | N/A | N/A | N/A | N/A | 3.4983 | 3.7488 | N/A | N/A | 2.4967 | 2.9976 | 2 | 2.5 | Calorimeter Room | Single | R410A | Australia,New Zealand | 126975 | 2025-04-01 |  | Approved | Reverse Cycle | 840 | No | Class 11 | No | N/A | N/A | N/A | N/A | N/A | N/A | 3.5425 | Available | N/A | N/A | http://www.fujitsugeneral.com.au/ |  | Yes |  | https://reg.energyrating.gov.au/static/common/images/star_ratings_2014/aircon_rating_2_2.5.png | AAC4533 | Yes | Variable output compressor | Inverter | No | - | 10000 | 2.94 | - | 985 | 5000 | No | - | - | - | 2687.16 | 10770 | No | 900.29 | 5385 | No | - | - | 11200 | 2.98 | 1020 | 5600 | No | - | - | Yes | 3790 | 10100 | No | - | - | No | - | - | - | - | - | No | - | - | No | - | - | No | - | - | 54 | 68 | 4.638 | 4.454 | 4.835 | 5.724 | 5.337 | 5.216 | 585 | 924 | 2688 | 1259 | 1596 | 3581 | 3 | 2.5 | 3 | 3.738 | 4.347 | 5.017 | 4.094 | 4.63 | 5.033 | 3933 | 1423 | 210 | 1225 | 624 | 135 | 2 | 2.5 | 3.5 | No | - | - | - | - | N/A | N/A | N/A | 9.1284 | 3.366 | 3.7199
[SEER Non Multi-Split <=65kW] GEMS (Air Conditioners up to 65kW) Determination 2019 | MEPS 2019 | AS/NZS 3823.1.1:2012 | AOTA45LCTL/ABTA45LAT |  | N/A | FUJITSU GENERAL | 2.73 | Non Ducted | Single Split System | Under ceiling | Air | Air | Thailand | 3.56 | 8.77 | 11.5 | 700 | N/A | N/A | N/A | 240 | 4.11 | 14 | Calorimeter Room | 3.2514 | 3.4429 | Yes | - | N/A | 10.49 | 10.48 | 4.6027 | 4.9393 | N/A | N/A | N/A | 3.2194 | 3.4132 | N/A | N/A | 1.9388 | 2.3264 | 1.5 | 2 | Calorimeter Room | Single | R410A | Australia,New Zealand | 126706 | 2025-04-01 |  | Approved | Reverse Cycle | 1660 | No | Class 11 | No | N/A | N/A | N/A | N/A | N/A | N/A | 3.2514 | Available | N/A | N/A | http://www.fujitsugeneral.com.au/ |  | Yes |  | https://reg.energyrating.gov.au/static/common/images/star_ratings_2014/aircon_rating_1.5_2.png | AAC4494 | Yes | Variable output compressor | Inverter | No | - | 11500 | 3.56 | - | 1290 | 5750 | No | - | - | - | 3253.84 | 12385.5 | No | 1179.06 | 6192.75 | No | - | - | 14000 | 4.11 | 1450 | 7000 | No | - | - | Yes | 4000 | 10000 | No | - | - | No | - | - | - | - | - | No | - | - | No | - | - | No | - | - | 62 | 69 | 4.259 | 4.103 | 4.404 | 5.141 | 4.811 | 4.72 | 739 | 1161 | 3400 | 1618 | 2041 | 4557 | 2.5 | 2.5 | 2.5 | 3.082 | 3.686 | 4.417 | 3.348 | 3.837 | 4.428 | 5952 | 2086 | 288 | 1862 | 931 | 184 | 1.5 | 2 | 2.5 | No | - | - | - | - | N/A | N/A | N/A | 8.69 | 3.2039 | 3.3822
[SEER Non Multi-Split <=65kW] GEMS (Air Conditioners up to 65kW) Determination 2019 | MEPS 2019 | AS/NZS 3823.1.2:2012 | AOTA45LCTL/ARTA45LATU |  | N/A | FUJITSU GENERAL | 2.73 | Ducted | Single Split System | - | Air | Air | Thailand | 3.56 | 8.77 | 11.5 | 700 | N/A | N/A | N/A | 270 | 4.02 | 14 | Enthalpy Test Room | 3.2438 | 3.4988 | Yes | - | N/A | 10.59 | 10.58 | 3.8255 | 4.6307 | N/A | N/A | N/A | 3.2117 | 3.4679 | N/A | N/A | N/A | N/A | N/A | N/A | Enthalpy Test Room | Single | R410A | Australia,New Zealand | 126970 | 2025-04-01 |  | Approved | Reverse Cycle | 1135 | No | Class 11 | No | N/A | N/A | N/A | N/A | N/A | N/A | 3.2438 | Available | N/A | N/A | http://www.fujitsugeneral.com.au/ |  | Yes |  |  | AAC4505 | Yes | Variable output compressor | Inverter | No | - | 11500 | 3.56 | - | 1550 | 5750 | No | - | - | - | 3253.84 | 12385.5 | No | 1416.7 | 6192.75 | No | - | - | 14000 | 4.02 | 1545 | 7000 | No | - | - | Yes | 4000 | 10300 | No | - | - | No | - | - | - | - | - | No | - | - | No | - | - | No | - | - | - | 69 | 3.766 | 3.689 | 3.949 | 4.426 | 4.187 | 4.184 | 838 | 1293 | 3794 | 1883 | 2348 | 5142 | 2 | 2 | 2 | 3.066 | 3.595 | 4.16 | 3.27 | 3.831 | 4.161 | 5982 | 2138 | 305 | 1906 | 933 | 195 | 1.5 | 2 | 2.5 | No | - | - | - | - | N/A | N/A | N/A | 8.8637 | 3.2034 | 3.4568
[SEER Non Multi-Split <=65kW] GEMS (Air Conditioners up to 65kW) Determination 2019 | MEPS 2019 | AS/NZS 3823.1.1:2012 | AOTA45LCTL/AUTA45LCLU |  | N/A | FUJITSU GENERAL | 3.07 | Non Ducted | Single Split System | Cassette | Air | Air | China,Thailand | 3.89 | 9.43 | 12.5 | 840 | N/A | N/A | N/A | 288 | 3.83 | 14 | Calorimeter Room | 3.261 | 3.7684 | Yes | - | N/A | 10.59 | 10.58 | 4.7451 | 5.3945 | N/A | N/A | N/A | 3.2309 | 3.7331 | N/A | N/A | 1.9619 | 2.9662 | 1.5 | 2.5 | Calorimeter Room | Single | R410A | Australia,New Zealand | 127085 | 2025-04-01 |  | Approved | Reverse Cycle | 840 | No | Class 11 | No | N/A | N/A | N/A | N/A | N/A | N/A | 3.261 | Available | N/A | N/A | https://www.fujitsugeneral.com.au/ |  | Yes |  | https://reg.energyrating.gov.au/static/common/images/star_ratings_2014/aircon_rating_1.5_2.5.png | AAC4560 | Yes | Variable output compressor | Inverter | No | - | 12500 | 3.89 | - | 1350 | 6250 | No | - | - | - | 3555.46 | 13462.5 | No | 1233.9 | 6731.25 | No | - | - | 14000 | 3.83 | 1330 | 7000 | No | - | - | Yes | 3790 | 10100 | No | - | - | No | - | - | - | - | - | No | - | - | No | - | - | No | - | - | 60 | 69 | 4.37 | 4.191 | 4.497 | 5.303 | 4.947 | 4.831 | 783 | 1236 | 3620 | 1706 | 2158 | 4839 | 2.5 | 2.5 | 2.5 | 3.292 | 3.982 | 4.813 | 3.597 | 4.161 | 4.826 | 5574 | 1934 | 267 | 1735 | 861 | 171 | 1.5 | 2 | 3 | No | - | - | - | - | N/A | N/A | N/A | 9.13 | 3.1881 | 3.6261
[SEER Non Multi-Split <=65kW] GEMS (Air Conditioners up to 65kW) Determination 2019 | MEPS 2019 | AS/NZS 3823.1.2:2012 | AOTA72LALT/ARTC72LATU |  | N/A | FUJITSU GENERAL | 3.07 | Ducted | Single Split System | - | Air | Air | China,Thailand | 6.25 | 17.23 | 20.3 | 700 | N/A | N/A | N/A | 450 | 6.27 | 22.6 | Enthalpy Test Room | 3.3961 | 3.7832 | Yes | - | N/A | 44.14 | 41.9 | 4.2866 | 4.2175 | N/A | N/A | N/A | 3.3146 | 3.6976 | N/A | N/A | N/A | N/A | N/A | N/A | Enthalpy Test Room | Three | R410A | Australia,New Zealand | 126960 | 2025-03-31 |  | Approved | Reverse Cycle | 1587 | No | Class 11 | No | N/A | N/A | N/A | N/A | N/A | N/A | 3.3961 | Available | N/A | N/A | http://www.fujitsugeneral.com.au/ |  | Yes |  |  | AAC4789 | Yes | Variable output compressor | Inverter | No | - | 20300 | 6.25 | - | 2730 | 10150 | No | - | - | - | 5712.5 | 21863.1 | No | 2495.22 | 10931.55 | No | - | - | 22600 | 6.27 | 2880 | 11300 | No | - | - | Yes | 7090 | 19300 | No | - | - | No | - | - | - | - | - | No | - | - | No | - | - | No | - | - | - | 80 | 3.409 | 3.414 | 3.857 | 4.245 | 4.051 | 4.13 | 1572 | 2392 | 6784 | 3405 | 4225 | 9137 | 1.5 | 1.5 | 2 | 3.119 | 3.434 | 3.629 | 3.233 | 3.486 | 3.614 | 9561 | 3693 | 635 | 3175 | 1716 | 420 | 1.5 | 1.5 | 2 | No | - | - | - | - | N/A | N/A | N/A | 45 | 3.1708 | 3.5191
[SEER Non Multi-Split <=65kW] GEMS (Air Conditioners up to 65kW) Determination 2019 | MEPS 2019 | AS/NZS 3823.1.2:2012 | AOTA90LALT/ARTC90LATU |  | N/A | FUJITSU GENERAL | 4.1 | Ducted | Single Split System | - | Air | Air | China,Thailand | 7.82 | 20.9 | 25 | 700 | N/A | N/A | N/A | 450 | 8.24 | 28 | Enthalpy Test Room | 3.2324 | 3.5668 | Yes | - | N/A | 44.14 | 41.9 | 4.0106 | 3.7039 | N/A | N/A | N/A | 3.1718 | 3.5051 | N/A | N/A | N/A | N/A | N/A | N/A | Enthalpy Test Room | Three | R410A | Australia,New Zealand | 126962 | 2025-03-31 |  | Approved | Reverse Cycle | 1587 | No | Class 11 | No | N/A | N/A | N/A | N/A | N/A | N/A | 3.2324 | Available | N/A | N/A | https://www.fujitsugeneral.com.au/ |  | Yes |  |  | AAC4790 | Yes | Variable output compressor | Inverter | No | - | 25000 | 7.82 | - | 3400 | 12500 | No | - | - | - | 7147.48 | 26925 | No | 3107.6 | 13462.5 | No | - | - | 28000 | 8.24 | 3700 | 14000 | No | - | - | Yes | 7730 | 20400 | No | - | - | No | - | - | - | - | - | No | - | - | No | - | - | No | - | - | - | 81 | 3.469 | 3.451 | 3.838 | 4.25 | 4.045 | 4.098 | 1923 | 2940 | 8423 | 4210 | 5232 | 11363 | 1.5 | 1.5 | 2 | 2.827 | 3.196 | 3.497 | 2.919 | 3.305 | 3.484 | 13035 | 4878 | 784 | 4322 | 2214 | 513 | 1 | 1.5 | 1.5 | No | - | - | - | - | N/A | N/A | N/A | 45 | 3.1359 | 3.3365
[SEER Non Multi-Split <=65kW] GEMS (Air Conditioners up to 65kW) Determination 2019 | MEPS 2019 | AS/NZS 3823.1.1:2012 | AOTG09CMCA/ASTG09CMCA |  | N/A | FUJITSU GENERAL | 0.89 | Non Ducted | Single Split System | Wall Hung | Air | - | China | 510 | 1.61 | 2.5 | 203 | 0 | - | - | 268 | - | - | Calorimeter Room | 5.0353 | - | Yes | - | N/A | 4.49 | - | 5.8252 | 0 | N/A | N/A | N/A | 4.8898 | - | N/A | N/A | 5.2796 | - | 5 | - | Calorimeter Room | Single | R32 | Australia,New Zealand | 127208 | 2025-04-01 |  | Approved | Cooling Only | 840 | No | Class 8 | No | Yes | No | - | - | - | - | 5.0353 | Available | N/A | N/A | http://www.fujitsugeneral.com.au/ |  | Yes | https://reg.energyrating.gov.au/static/common/images/star_ratings_2014/Blue_EnergyStarRating_5_Star.eps | https://reg.energyrating.gov.au/static/common/images/star_ratings_2014/Blue_EnergyStarRating_5_Star.png | AAC4542 | Yes | Variable output compressor | Inverter | N/A | N/A | 2500 | 510 | N/A | 225 | 1250 | N/A | N/A | N/A | N/A | 466.14 | 2692.5 | Yes | 170 | 1350 | N/A | N/A | N/A | N/A | - | N/A | N/A | N/A | N/A | N/A | N/A | N/A | N/A | N/A | N/A | N/A | N/A | N/A | N/A | N/A | N/A | N/A | N/A | N/A | N/A | N/A | N/A | N/A | N/A | N/A | N/A | 55 | 64 | 5.626 | 5.64 | 6.706 | 9.103 | 7.97 | 7.808 | 114 | 174 | 477 | 191 | 260 | 591 | 4 | 4 | 5 | N/A | N/A | N/A | N/A | N/A | N/A | N/A | N/A | N/A | N/A | N/A | N/A | N/A | N/A | N/A | N/A | N/A | N/A | N/A | N/A | N/A | N/A | N/A | 4.8225 | 4.7501 | -
[SEER Non Multi-Split <=65kW] GEMS (Air Conditioners up to 65kW) Determination 2019 | MEPS 2019 | AS/NZS 3823.1.1:2012 | AOTG09KMTC/ASTG09KMTC |  | N/A | FUJITSU GENERAL | N/A | Non Ducted | Single Split System | Wall Hung | Air | Air | Thailand | 0.53 | 2.5 | 2.5 | 222 | N/A | N/A | N/A | 270 | 0.66 | 3.2 | Calorimeter Room | 4.9524 | 5.0152 | Yes | - | N/A | 0.67 | 0.67 | N/A | N/A | N/A | N/A | N/A | 4.9311 | 4.998 | N/A | N/A | 5.3622 | 5.496 | 5 | 5 | Calorimeter Room | Single | R32 | Australia,New Zealand | 126076 | 2025-04-01 |  | Approved | Reverse Cycle | 834 | No | Class 8 | No | Yes | N/A | N/A | N/A | N/A | N/A | 4.9524 | Available | N/A | N/A | http://www.fujitsugeneral.com.au/ |  | N/A |  | https://reg.energyrating.gov.au/static/common/images/star_ratings_2014/aircon_rating_5_5.png | AAC4388 | Yes | Variable output compressor | Inverter | No | - | 2500 | 0.53 | - | 210 | 1250 | No | - | - | - | 484.42 | 2692.5 | Yes | 165 | 1400 | No | - | - | 3200 | 0.66 | 275 | 1600 | No | - | - | Yes | 1270 | 3710 | No | - | - | No | - | - | - | - | - | No | - | - | No | - | - | No | - | - | 55 | 55 | 7.155 | 6.755 | 7.219 | 10.227 | 8.777 | 8.198 | 97 | 155 | 452 | 178 | 244 | 571 | 5.5 | 5 | 5.5 | 4.548 | 4.975 | 5.36 | 4.744 | 5.112 | 5.351 | 920 | 351 | 51 | 299 | 158 | 32 | 3 | 3 | 3.5 | No | - | - | - | - | N/A | N/A | N/A | 0.5345 | 4.701 | 4.8352
[SEER Non Multi-Split <=65kW] GEMS (Air Conditioners up to 65kW) Determination 2019 | MEPS 2019 | AS/NZS 3823.1.1:2012 | AOTG09KUCA/ASTG09KUCA |  | N/A | FUJITSU GENERAL | 0.89 | Non Ducted | Single Split System | Wall Hung | Air | Air | China | 0.51 | 1.61 | 2.5 | 185 | N/A | N/A | N/A | 282 | 0.67 | 3.2 | Calorimeter Room | 5.0645 | 4.9061 | Yes | - | N/A | 4.49 | 4.55 | 5.7583 | 5.9274 | N/A | N/A | N/A | 4.9187 | 4.7962 | N/A | N/A | 5.3373 | 5.0924 | 5 | 5 | Calorimeter Room | Single | R32 | Australia,New Zealand | 127202 | 2025-04-01 |  | Approved | Reverse Cycle | 870 | Yes | Class 8 | No | Yes | N/A | N/A | N/A | N/A | N/A | 5.0645 | Available | N/A | N/A | https://www.fujitsugeneral.com.au/ |  | Yes |  | https://reg.energyrating.gov.au/static/common/images/star_ratings_2014/aircon_rating_5_5.png | AAC4544 | Yes | Variable output compressor | Inverter | No | - | 2500 | 0.51 | - | 220 | 1250 | No | - | - | - | 466.14 | 2692.5 | Yes | 170 | 1350 | No | - | - | 3200 | 0.67 | 290 | 1600 | No | - | - | Yes | 1260 | 3650 | No | - | - | No | - | - | - | - | - | No | - | - | No | - | - | No | - | - | 59 | 57 | 5.643 | 5.647 | 6.676 | 8.843 | 7.831 | 7.697 | 114 | 175 | 479 | 197 | 265 | 600 | 4 | 4 | 5 | 4.387 | 4.776 | 5.091 | 4.546 | 4.878 | 5.077 | 963 | 376 | 64 | 320 | 174 | 43 | 2.5 | 3 | 3.5 | No | - | - | - | - | N/A | N/A | N/A | 4.661 | 4.7551 | 4.6664
[SEER Non Multi-Split <=65kW] GEMS (Air Conditioners up to 65kW) Determination 2019 | MEPS 2019 | AS/NZS 3823.1.2:2012 | AOTG09LBCA/ARTG09LLLB |  | N/A | FUJITSU GENERAL | 0.45 | Ducted | Single Split System | - | Air | Air | China | 0.66 | 2.15 | 2.6 | 620 | N/A | N/A | N/A | 198 | 0.83 | 3.5 | Enthalpy Test Room | 4.078 | 4.3434 | Yes | - | N/A | 12.48 | 12.16 | N/A | N/A | N/A | N/A | N/A | 3.8309 | 4.1378 | N/A | N/A | N/A | N/A | N/A | N/A | Enthalpy Test Room | Single | R410A | Australia,New Zealand | 126951 | 2025-04-01 |  | Approved | Reverse Cycle | 700 | No | Class 10 | No | N/A | N/A | N/A | N/A | N/A | N/A | 4.078 | Available | N/A | N/A | http://www.fujitsugeneral.com.au/ |  | Yes |  |  | AAC4515 | Yes | Variable output compressor | Inverter | No | - | 2600 | 0.66 | - | 270 | 1300 | No | - | - | - | 603.24 | 2800.2 | No | 246.78 | 1400.1 | No | - | - | 3500 | 0.83 | 320 | 1750 | No | - | - | Yes | 1970 | 4470 | No | - | - | No | - | - | - | - | - | No | - | - | No | - | - | No | - | - | - | 59 | 3.629 | 3.741 | 4.627 | 5 | 4.828 | 5.07 | 178 | 266 | 710 | 359 | 442 | 942 | 2 | 2 | 3 | 4.123 | 4.557 | 5.022 | 4.362 | 4.742 | 5.023 | 1132 | 445 | 84 | 375 | 206 | 58 | 2.5 | 3 | 3.5 | No | - | - | - | - | N/A | N/A | N/A | 10.4035 | 3.7401 | 4.0455
[SEER Non Multi-Split <=65kW] GEMS (Air Conditioners up to 65kW) Determination 2019 | MEPS 2019 | AS/NZS 3823.1.2:2012 | AOTG09LBCB/ARTG09LLLB |  | N/A | FUJITSU GENERAL | 0.45 | Ducted | Single Split System | - | Air | Air | China | 0.66 | 2.15 | 2.6 | 620 | N/A | N/A | N/A | 198 | 0.83 | 3.5 | Enthalpy Test Room | 4.0702 | 4.3422 | Yes | - | N/A | 12.48 | 12.16 | N/A | N/A | N/A | N/A | N/A | 3.824 | 4.1366 | N/A | N/A | N/A | N/A | N/A | N/A | Enthalpy Test Room | Single | R410A | Australia,New Zealand | 126953 | 2025-04-01 |  | Approved | Reverse Cycle | 700 | No | Class 10 | No | N/A | N/A | N/A | N/A | N/A | N/A | 4.0702 | Available | N/A | N/A | http://www.fujitsugeneral.com.au/ |  | Yes |  |  | AAC4530 | Yes | Variable output compressor | Inverter | No | - | 2600 | 0.66 | - | 270 | 1300 | No | - | - | - | 603.24 | 2800.2 | No | 246.78 | 1400.1 | No | - | - | 3500 | 0.83 | 320 | 1750 | No | - | - | Yes | 1970 | 4470 | No | - | - | No | - | - | - | - | - | No | - | - | No | - | - | No | - | - | - | 59 | 3.629 | 3.741 | 4.627 | 5 | 4.828 | 5.07 | 178 | 266 | 710 | 359 | 442 | 942 | 2 | 2 | 3 | 4.123 | 4.557 | 5.022 | 4.362 | 4.742 | 5.023 | 1132 | 445 | 84 | 375 | 206 | 58 | 2.5 | 3 | 3.5 | No | - | - | - | - | N/A | N/A | N/A | 10.4035 | 3.7401 | 4.0455
[SEER Non Multi-Split <=65kW] GEMS (Air Conditioners up to 65kW) Determination 2019 | MEPS 2019 | AS/NZS 3823.1.1:2012 | AOTG09LVCC/ASTG09LVCC |  | N/A | FUJITSU GENERAL | 0.89 | Non Ducted | Single Split System | Wall Hung | Air | Air | China | 0.58 | 1.61 | 2.5 | 225 | N/A | N/A | N/A | 293 | 0.73 | 3.4 | Calorimeter Room | 4.4549 | 4.7879 | Yes | - | N/A | 5.56 | 5.49 | N/A | N/A | N/A | N/A | N/A | 4.3141 | 4.6686 | N/A | N/A | 4.1282 | 4.8371 | 4 | 4.5 | Calorimeter Room | Single | R410A | Australia,New Zealand | 127064 | 2025-04-01 |  | Approved | Reverse Cycle | 790 | Yes | Class 8 | No | N/A | N/A | N/A | N/A | N/A | N/A | 4.4549 | Available | N/A | N/A | http://www.fujitsugeneral.com.au/ |  | Yes |  | https://reg.energyrating.gov.au/static/common/images/star_ratings_2014/aircon_rating_4_4.5.png | AAC4545 | Yes | Variable output compressor | Inverter | No | - | 2500 | 0.58 | - | 220 | 1250 | No | - | - | - | 530.12 | 2692.5 | Yes | 170 | 1340 | No | - | - | 3400 | 0.73 | 290 | 1700 | No | - | - | Yes | 950 | 2900 | No | - | - | No | - | - | - | - | - | No | - | - | No | - | - | No | - | - | 58 | 64 | 5.405 | 5.341 | 6.304 | 8.551 | 7.511 | 7.308 | 119 | 185 | 508 | 204 | 277 | 632 | 3.5 | 3.5 | 4.5 | 4.074 | 4.804 | 5.39 | 4.415 | 5.026 | 5.387 | 1101 | 397 | 65 | 350 | 179 | 43 | 2.5 | 3 | 3.5 | No | - | - | - | - | N/A | N/A | N/A | 4.8425 | 4.192 | 4.5554
[SEER Non Multi-Split <=65kW] GEMS (Air Conditioners up to 65kW) Determination 2019 | MEPS 2019 | AS/NZS 3823.1.1:2012 | AOTG12CMCA/ASTG12CMCA |  | N/A | FUJITSU GENERAL | 1.23 | Non Ducted | Single Split System | Wall Hung | Air | - | China | 860 | 2.27 | 3.5 | 203 | 0 | - | - | 268 | - | - | Calorimeter Room | 4.1804 | - | Yes | - | N/A | 4.49 | - | 5.4322 | 0 | N/A | N/A | N/A | 4.1079 | - | N/A | N/A | 3.7157 | - | 3.5 | - | Calorimeter Room | Single | R32 | Australia,New Zealand | 127209 | 2025-04-01 |  | Approved | Cooling Only | 840 | No | Class 8 | No | Yes | No | - | - | - | - | 4.1804 | Available | N/A | N/A | http://www.fujitsugeneral.com.au/ |  | Yes | https://reg.energyrating.gov.au/static/common/images/star_ratings_2014/Blue_EnergyStarRating_3.5_Star.eps | https://reg.energyrating.gov.au/static/common/images/star_ratings_2014/Blue_EnergyStarRating_3.5_Star.png | AAC4549 | Yes | Variable output compressor | Inverter | N/A | N/A | 3500 | 860 | N/A | 275 | 1750 | N/A | N/A | N/A | N/A | 786.04 | 3769.5 | Yes | 230 | 1885 | N/A | N/A | N/A | N/A | - | N/A | N/A | N/A | N/A | N/A | N/A | N/A | N/A | N/A | N/A | N/A | N/A | N/A | N/A | N/A | N/A | N/A | N/A | N/A | N/A | N/A | N/A | N/A | N/A | N/A | N/A | 56 | 67 | 5.72 | 5.513 | 6.277 | 8.145 | 7.315 | 7.073 | 161 | 255 | 719 | 304 | 402 | 919 | 4 | 4 | 4.5 | N/A | N/A | N/A | N/A | N/A | N/A | N/A | N/A | N/A | N/A | N/A | N/A | N/A | N/A | N/A | N/A | N/A | N/A | N/A | N/A | N/A | N/A | N/A | 4.8225 | 3.9941 | -
[SEER Non Multi-Split <=65kW] GEMS (Air Conditioners up to 65kW) Determination 2019 | MEPS 2019 | AS/NZS 3823.1.1:2012 | AOTG12KMTC/ASTG12KMTC |  | N/A | FUJITSU GENERAL | 0.65 | Non Ducted | Single Split System | Wall Hung | Air | Air | Thailand | 0.89 | 2.85 | 3.5 | 222 | N/A | N/A | N/A | 270 | 0.79 | 3.7 | Calorimeter Room | 4.0406 | 4.762 | Yes | - | N/A | 0.67 | 0.67 | N/A | N/A | N/A | N/A | N/A | 4.0303 | 4.7484 | N/A | N/A | 3.5607 | 4.9968 | 3.5 | 4.5 | Calorimeter Room | Single | R32 | Australia,New Zealand | 126079 | 2025-04-01 |  | Approved | Reverse Cycle | 834 | No | Class 8 | No | Yes | N/A | N/A | N/A | N/A | N/A | 4.0406 | Available | N/A | N/A | http://www.fujitsugeneral.com.au/ |  | N/A |  | https://reg.energyrating.gov.au/static/common/images/star_ratings_2014/aircon_rating_3.5_4.5.png | AAC4389 | Yes | Variable output compressor | Inverter | No | - | 3500 | 0.89 | - | 310 | 1750 | Yes | 150 | 800 | - | 813.46 | 3769.5 | Yes | 250 | 1910 | - | 110 | 900 | 3700 | 0.79 | 325 | 1850 | No | - | - | Yes | 1350 | 3800 | No | - | - | No | - | - | - | - | - | No | - | - | No | - | - | No | - | - | 55 | 59 | 6.625 | 6.193 | 6.477 | 10.522 | 8.666 | 7.443 | 147 | 237 | 707 | 242 | 347 | 882 | 5 | 4.5 | 4.5 | 4.278 | 4.817 | 5.241 | 4.518 | 4.971 | 5.234 | 1131 | 419 | 61 | 362 | 187 | 38 | 2.5 | 3 | 3.5 | No | - | - | - | - | N/A | N/A | N/A | 0.5345 | 3.9246 | 4.6729
[SEER Non Multi-Split <=65kW] GEMS (Air Conditioners up to 65kW) Determination 2019 | MEPS 2019 | AS/NZS 3823.1.1:2012 | AOTG12KUCA/ASTG12KUCA |  | N/A | FUJITSU GENERAL | 1.23 | Non Ducted | Single Split System | Wall Hung | Air | Air | China | 0.88 | 2.27 | 3.5 | 185 | N/A | N/A | N/A | 282 | 1.06 | 4.3 | Calorimeter Room | 4.1717 | 4.2913 | Yes | - | N/A | 4.49 | 4.55 | 5.51 | 5.5137 | N/A | N/A | N/A | 4.0991 | 4.2277 | N/A | N/A | 3.6981 | 3.9555 | 3.5 | 3.5 | Calorimeter Room | Single | R32 | Australia,New Zealand | 127203 | 2025-04-01 |  | Approved | Reverse Cycle | 870 | Yes | Class 8 | No | Yes | N/A | N/A | N/A | N/A | N/A | 4.1717 | Available | N/A | N/A | http://www.fujitsugeneral.com.au/ |  | Yes |  | https://reg.energyrating.gov.au/static/common/images/star_ratings_2014/aircon_rating_3.5_3.5.png | AAC4552 | Yes | Variable output compressor | Inverter | No | - | 3500 | 0.88 | - | 330 | 1750 | No | - | - | - | 804.32 | 3769.5 | Yes | 265 | 1880 | No | - | - | 4300 | 1.06 | 440 | 2150 | No | - | - | Yes | 1350 | 3800 | No | - | - | No | - | - | - | - | - | No | - | - | No | - | - | No | - | - | 61 | 63 | 5.278 | 5.135 | 5.799 | 7.666 | 6.807 | 6.566 | 176 | 275 | 779 | 324 | 433 | 991 | 3.5 | 3.5 | 4 | 3.628 | 4.12 | 4.501 | 3.851 | 4.258 | 4.494 | 1558 | 579 | 92 | 502 | 262 | 60 | 2 | 2.5 | 3 | No | - | - | - | - | N/A | N/A | N/A | 4.661 | 3.9073 | 3.9972
[SEER Non Multi-Split <=65kW] GEMS (Air Conditioners up to 65kW) Determination 2019 | MEPS 2019 | AS/NZS 3823.1.2:2012 | AOTG12LBCA/ARTG12LLLB |  | N/A | FUJITSU GENERAL | 0.86 | Ducted | Single Split System | - | Air | Air | China | 0.94 | 2.64 | 3.5 | 620 | N/A | N/A | N/A | 198 | 1.19 | 4.5 | Enthalpy Test Room | 3.8179 | 3.8825 | Yes | - | N/A | 12.48 | 12.16 | N/A | N/A | N/A | N/A | N/A | 3.6538 | 3.7521 | N/A | N/A | N/A | N/A | N/A | N/A | Enthalpy Test Room | Single | R410A | Australia,New Zealand | 126955 | 2025-04-01 |  | Approved | Reverse Cycle | 700 | No | Class 10 | No | N/A | N/A | N/A | N/A | N/A | N/A | 3.8179 | Available | N/A | N/A | https://www.fujitsugeneral.com.au/ |  | Yes |  |  | AAC4534 | Yes | Variable output compressor | Inverter | No | - | 3500 | 0.94 | - | 375 | 1750 | No | - | - | - | 859.16 | 3769.5 | No | 342.75 | 1884.75 | No | - | - | 4500 | 1.19 | 430 | 2270 | No | - | - | Yes | 1940 | 4520 | No | - | - | No | - | - | - | - | - | No | - | - | No | - | - | No | - | - | - | 62 | 3.803 | 3.85 | 4.555 | 5.028 | 4.812 | 4.95 | 235 | 356 | 981 | 488 | 605 | 1306 | 2 | 2 | 3 | 3.7 | 4.258 | 4.83 | 4.01 | 4.493 | 4.839 | 1611 | 602 | 104 | 516 | 272 | 70 | 2 | 2.5 | 3 | No | - | - | - | - | N/A | N/A | N/A | 10.4035 | 3.5891 | 3.673
[SEER Non Multi-Split <=65kW] GEMS (Air Conditioners up to 65kW) Determination 2019 | MEPS 2019 | AS/NZS 3823.1.2:2012 | AOTG12LBCB/ARTG12LLLB |  | N/A | FUJITSU GENERAL | 0.86 | Ducted | Single Split System | - | Air | Air | China | 0.94 | 2.64 | 3.5 | 620 | N/A | N/A | N/A | 198 | 1.19 | 4.5 | Enthalpy Test Room | 3.8087 | 3.8784 | Yes | - | N/A | 12.48 | 12.16 | N/A | N/A | N/A | N/A | N/A | 3.6453 | 3.7483 | N/A | N/A | N/A | N/A | N/A | N/A | Enthalpy Test Room | Single | R410A | Australia,New Zealand | 126956 | 2025-04-01 |  | Approved | Reverse Cycle | 700 | No | Class 10 | No | N/A | N/A | N/A | N/A | N/A | N/A | 3.8087 | Available | N/A | N/A | http://www.fujitsugeneral.com.au/ |  | Yes |  |  | AAC4522 | Yes | Variable output compressor | Inverter | No | - | 3500 | 0.94 | - | 375 | 1750 | No | - | - | - | 859.16 | 3769.5 | No | 342.75 | 1884.75 | No | - | - | 4500 | 1.19 | 430 | 2270 | No | - | - | Yes | 1940 | 4520 | No | - | - | No | - | - | - | - | - | No | - | - | No | - | - | No | - | - | - | 62 | 3.803 | 3.85 | 4.555 | 5.028 | 4.812 | 4.95 | 235 | 356 | 981 | 488 | 605 | 1306 | 2 | 2 | 3 | 3.7 | 4.258 | 4.83 | 4.01 | 4.493 | 4.839 | 1611 | 602 | 104 | 516 | 272 | 70 | 2 | 2.5 | 3 | No | - | - | - | - | N/A | N/A | N/A | 10.4035 | 3.5891 | 3.673
[SEER Non Multi-Split <=65kW] GEMS (Air Conditioners up to 65kW) Determination 2019 | MEPS 2019 | AS/NZS 3823.1.1:2012 | AOTG12LBCB/AUTG12LVLB |  | N/A | FUJITSU GENERAL | 0.67 | Non Ducted | Single Split System | Cassette | Air | Air | China | 0.91 | 2.83 | 3.5 | 245 | N/A | N/A | N/A | 570 | 0.98 | 4 | Calorimeter Room | 3.8474 | 4.1024 | Yes | - | N/A | 9.35 | 9.4 | 5.2929 | N/A | N/A | N/A | N/A | 3.7184 | 3.9744 | N/A | N/A | 2.9369 | 3.4487 | 2.5 | 3 | Calorimeter Room | Single | R410A | Australia,New Zealand | 127106 | 2025-04-01 |  | Approved | Reverse Cycle | 570 | No | Class 8 | No | N/A | N/A | N/A | N/A | N/A | N/A | 3.8474 | Available | N/A | N/A | https://www.fujitsugeneral.com.au/ |  | N/A |  | https://reg.energyrating.gov.au/static/common/images/star_ratings_2014/aircon_rating_2.5_3.png | AAC4562 | Yes | Variable output compressor | Inverter | No | - | 3500 | 0.91 | - | 345 | 1750 | No | - | - | - | 831.74 | 3769.5 | No | 315.33 | 1884.75 | No | - | - | 4000 | 0.98 | 385 | 2000 | No | - | - | Yes | 1400 | 3620 | No | - | - | No | - | - | - | - | - | No | - | - | No | - | - | No | - | - | 49 | 62 | 4.028 | 4.069 | 4.838 | 5.387 | 5.146 | 5.278 | 221 | 336 | 923 | 454 | 565 | 1224 | 2.5 | 2.5 | 3 | 3.701 | 4.284 | 4.774 | 3.983 | 4.473 | 4.773 | 1434 | 534 | 96 | 464 | 245 | 65 | 2 | 2.5 | 3 | No | - | - | - | - | N/A | N/A | N/A | 10.1935 | 3.7058 | 3.943
[SEER Non Multi-Split <=65kW] GEMS (Air Conditioners up to 65kW) Determination 2019 | MEPS 2019 | AS/NZS 3823.1.1:2012 | AOTG12LVCC/ASTG12LVCC |  | N/A | FUJITSU GENERAL | 1.23 | Non Ducted | Single Split System | Wall Hung | Air | Air | China | 0.92 | 2.27 | 3.5 | 225 | N/A | N/A | N/A | 293 | 1.11 | 4.8 | Calorimeter Room | 3.8839 | 4.4135 | Yes | - | N/A | 6.06 | 5.91 | 5.7737 | 5.4175 | N/A | N/A | N/A | 3.8002 | 4.3355 | N/A | N/A | 3.1003 | 4.171 | 3 | 4 | Calorimeter Room | Single | R410A | Australia,New Zealand | 127066 | 2025-04-01 |  | Approved | Reverse Cycle | 790 | Yes | Class 8 | No | N/A | N/A | N/A | N/A | N/A | N/A | 3.8839 | Available | N/A | N/A | http://www.fujitsugeneral.com.au/ |  | Yes |  | https://reg.energyrating.gov.au/static/common/images/star_ratings_2014/aircon_rating_3_4.png | AAC4554 | Yes | Variable output compressor | Inverter | No | - | 3500 | 0.92 | - | 290 | 1750 | No | - | - | - | 840.88 | 3769.5 | Yes | 230 | 1880 | No | - | - | 4800 | 1.11 | 420 | 2400 | No | - | - | Yes | 1540 | 4000 | No | - | - | No | - | - | - | - | - | No | - | - | No | - | - | No | - | - | 59 | 66 | 5.629 | 5.388 | 6.172 | 8.566 | 7.462 | 7.113 | 163 | 261 | 731 | 289 | 394 | 914 | 4 | 3.5 | 4.5 | 3.774 | 4.549 | 5.243 | 4.162 | 4.819 | 5.247 | 1672 | 586 | 89 | 519 | 260 | 58 | 2 | 3 | 3.5 | No | - | - | - | - | N/A | N/A | N/A | 5.0125 | 3.7356 | 4.2593
[SEER Non Multi-Split <=65kW] GEMS (Air Conditioners up to 65kW) Determination 2019 | MEPS 2019 | AS/NZS 3823.1.1:2012 | AOTG14LUCB/ASTG14LUCB |  | N/A | FUJITSU GENERAL | 1.43 | Non Ducted | Single Split System | Wall Hung | Air | Air | China | 1.25 | 2.77 | 4.2 | 185 | N/A | N/A | N/A | 282 | 1.47 | 5.4 | Calorimeter Room | 3.3785 | 3.7844 | Yes | - | N/A | 6.06 | 5.91 | 5.4045 | 5.0718 | N/A | N/A | N/A | 3.3245 | 3.7333 | N/A | N/A | 2.1491 | 2.9667 | 2 | 2.5 | Calorimeter Room | Single | R410A | Australia,New Zealand | 127084 | 2025-04-01 |  | Approved | Reverse Cycle | 870 | Yes | Class 9 | No | N/A | N/A | N/A | N/A | N/A | N/A | 3.3785 | Available | N/A | N/A | http://www.fujitsugeneral.com.au/ |  | Yes |  | https://reg.energyrating.gov.au/static/common/images/star_ratings_2014/aircon_rating_2_2.5.png | AAC4557 | Yes | Variable output compressor | Inverter | No | - | 4200 | 1.25 | - | 400 | 2100 | No | - | - | - | 1142.5 | 4523.4 | Yes | 330 | 2262 | No | - | - | 5400 | 1.47 | 515 | 2700 | No | - | - | Yes | 1470 | 4000 | No | - | - | No | - | - | - | - | - | No | - | - | No | - | - | No | - | - | 62 | 67 | 4.967 | 4.736 | 5.294 | 7.051 | 6.256 | 5.976 | 226 | 361 | 1027 | 425 | 568 | 1309 | 3 | 3 | 3.5 | 3.345 | 4.013 | 4.796 | 3.629 | 4.347 | 4.808 | 2120 | 745 | 108 | 667 | 322 | 70 | 1.5 | 2.5 | 3 | No | - | - | - | - | N/A | N/A | N/A | 5.238 | 3.3131 | 3.6298
[SEER Non Multi-Split <=65kW] GEMS (Air Conditioners up to 65kW) Determination 2019 | MEPS 2019 | AS/NZS 3823.1.1:2012 | AOTG18CMCA/ASTG18CMCA |  | N/A | FUJITSU GENERAL | 1.78 | Non Ducted | Single Split System | Wall Hung | Air | - | China | 1220 | 3.22 | 5 | 270 | 0 | - | - | 295 | 0 | 0 | Calorimeter Room | 4.2368 | 0 | Yes | 0 | N/A | 4.17 | - | 5.4434 | 0 | N/A | N/A | N/A | 4.1879 | - | N/A | N/A | 3.8758 | - | 3.5 | - | Calorimeter Room | Single | R32 | Australia,New Zealand | 127206 | 2025-04-01 |  | Approved | Cooling Only | 940 | Yes | Class 9 | No | Yes | No | - | - | - | - | 4.2368 | Available | N/A | N/A | https://www.fujitsugeneral.com.au/ |  | Yes | https://reg.energyrating.gov.au/static/common/images/star_ratings_2014/Blue_EnergyStarRating_3.5_Star.eps | https://reg.energyrating.gov.au/static/common/images/star_ratings_2014/Blue_EnergyStarRating_3.5_Star.png | AAC4543 | Yes | Variable output compressor | Inverter | N/A | N/A | 5000 | 1220 | N/A | 440 | 2500 | Yes | 215 | 1330 | N/A | 1115.08 | 5385 | Yes | 370 | 2690 | N/A | 165 | 1440 | N/A | 0 | N/A | N/A | N/A | N/A | N/A | N/A | N/A | N/A | N/A | N/A | N/A | N/A | N/A | N/A | N/A | N/A | N/A | N/A | N/A | N/A | N/A | N/A | N/A | N/A | N/A | N/A | 61 | 60 | 5.759 | 5.611 | 6.178 | 8.981 | 7.852 | 6.991 | 231 | 361 | 1046 | 395 | 537 | 1331 | 4 | 4 | 4.5 | N/A | N/A | N/A | N/A | N/A | N/A | N/A | N/A | N/A | N/A | N/A | N/A | N/A | N/A | N/A | N/A | N/A | N/A | N/A | N/A | N/A | N/A | N/A | 5.69 | 4.0348 | 0
[SEER Non Multi-Split <=65kW] GEMS (Air Conditioners up to 65kW) Determination 2019 | MEPS 2019 | AS/NZS 3823.1.1:2012 | AOTG18KMTC/ASTG18KMTC |  | N/A | FUJITSU GENERAL | 0.86 | Non Ducted | Single Split System | Wall Hung | Air | Air | Thailand | 1.16 | 4.14 | 5 | 240 | N/A | N/A | N/A | 280 | 1.28 | 6 | Calorimeter Room | 4.4297 | 4.8125 | Yes | - | N/A | 0.93 | 0.93 | N/A | N/A | N/A | N/A | N/A | 4.4176 | 4.8007 | N/A | N/A | 4.3353 | 5.1014 | 4 | 5 | Calorimeter Room | Single | R32 | Australia,New Zealand | 126080 | 2025-04-01 |  | Approved | Reverse Cycle | 980 | No | Class 9 | No | Yes | N/A | N/A | N/A | N/A | N/A | 4.4297 | Available | N/A | N/A | http://www.fujitsugeneral.com.au/ |  | Yes |  | https://reg.energyrating.gov.au/static/common/images/star_ratings_2014/aircon_rating_4_5.png | AAC4387 | Yes | Variable output compressor | Inverter | No | - | 5000 | 1.16 | - | 430 | 2500 | No | - | - | - | 1060.24 | 5385 | Yes | 360 | 2770 | No | - | - | 6000 | 1.28 | 590 | 3000 | No | - | - | Yes | 2350 | 6450 | No | - | - | No | - | - | - | - | - | No | - | - | No | - | - | No | - | - | 61 | 59 | 6.472 | 6.102 | 6.46 | 8.512 | 7.555 | 7.156 | 215 | 344 | 1012 | 428 | 568 | 1310 | 4.5 | 4.5 | 4.5 | 4.092 | 4.48 | 4.704 | 4.216 | 4.533 | 4.684 | 1917 | 730 | 109 | 629 | 333 | 69 | 2.5 | 2.5 | 3 | No | - | - | - | - | N/A | N/A | N/A | 0.8695 | 4.2995 | 4.6768
[SEER Non Multi-Split <=65kW] GEMS (Air Conditioners up to 65kW) Determination 2019 | MEPS 2019 | AS/NZS 3823.1.1:2012 | AOTG18KUCA/ASTG18KUCA |  | N/A | FUJITSU GENERAL | 1.78 | Non Ducted | Single Split System | Wall Hung | Air | Air | China | 1.31 | 3.22 | 5 | 185 | N/A | N/A | N/A | 282 | 1.58 | 6 | Calorimeter Room | 3.8515 | 3.831 | Yes | - | N/A | 4.17 | 4.22 | 4.6844 | 4.9708 | N/A | N/A | N/A | 3.8106 | 3.7969 | N/A | N/A | 3.1212 | 3.0937 | 3 | 3 | Calorimeter Room | Single | R32 | Australia,New Zealand | 127205 | 2025-04-01 |  | Approved | Reverse Cycle | 870 | Yes | Class 9 | No | Yes | N/A | N/A | N/A | N/A | N/A | 3.8515 | Available | N/A | N/A | https://www.fujitsugeneral.com.au/ |  | Yes |  | https://reg.energyrating.gov.au/static/common/images/star_ratings_2014/aircon_rating_3_3.png | AAC4551 | Yes | Variable output compressor | Inverter | No | - | 5000 | 1.31 | - | 520 | 2500 | Yes | 220 | 1330 | - | 1197.34 | 5385 | Yes | 435 | 2690 | - | 165 | 1430 | 6000 | 1.58 | 665 | 3000 | No | - | - | Yes | 2370 | 5770 | No | - | - | No | - | - | - | - | - | No | - | - | No | - | - | No | - | - | 64 | 65 | 5.438 | 5.302 | 5.641 | 8.575 | 7.419 | 6.353 | 249 | 388 | 1152 | 418 | 573 | 1470 | 3.5 | 3.5 | 4 | 3.429 | 3.84 | 4.158 | 3.612 | 3.952 | 4.15 | 2293 | 859 | 131 | 740 | 388 | 84 | 1.5 | 2 | 2.5 | No | - | - | - | - | N/A | N/A | N/A | 3.9 | 3.7788 | 3.766
[SEER Non Multi-Split <=65kW] GEMS (Air Conditioners up to 65kW) Determination 2019 | MEPS 2019 | AS/NZS 3823.1.1:2012 | AOTG18LACC / ABTG18LVTA |  | N/A | FUJITSU GENERAL | 1.44 | Non Ducted | Single Split System | Floor/Ceiling | Air | Air | China,Thailand | 1.51 | 3.76 | 5.2 | 655 | N/A | N/A | N/A | 199 | 1.66 | 6 | Calorimeter Room | 3.5119 | 3.6919 | Yes | - | N/A | 7.9 | 9.7 | N/A | N/A | N/A | N/A | N/A | 3.451 | 3.6205 | N/A | N/A | 2.402 | 2.741 | 2 | 2.5 | Calorimeter Room | Single | R410A | Australia,New Zealand | 126694 | 2025-04-01 |  | Approved | Reverse Cycle | 990 | No | Class 9 | No | N/A | N/A | N/A | N/A | N/A | N/A | 3.5119 | Available | N/A | N/A | http://www.fujitsugeneral.com.au/ |  | Yes |  | https://reg.energyrating.gov.au/static/common/images/star_ratings_2014/aircon_rating_2_2.5.png | AAC4492 | Yes | Variable output compressor | Inverter | No | - | 5200 | 1.51 | - | 580 | 2600 | No | - | - | - | 1380.14 | 5600.4 | No | 530.12 | 2800.2 | No | - | - | 6000 | 1.66 | 620 | 3000 | No | - | - | Yes | 1885 | 4900 | No | - | - | No | - | - | - | - | - | No | - | - | No | - | - | No | - | - | 57 | 71 | 4.159 | 4.075 | 4.48 | 5.117 | 4.827 | 4.807 | 336 | 521 | 1504 | 729 | 914 | 2017 | 2.5 | 2.5 | 2.5 | 3.356 | 3.903 | 4.437 | 3.652 | 4.116 | 4.442 | 2350 | 853 | 130 | 738 | 379 | 85 | 1.5 | 2 | 2.5 | No | - | - | - | - | N/A | N/A | N/A | 6.7045 | 3.3928 | 3.5658
[SEER Non Multi-Split <=65kW] GEMS (Air Conditioners up to 65kW) Determination 2019 | MEPS 2019 | AS/NZS 3823.1.2:2012 | AOTG18LACC/ARTG18LLTA |  | N/A | FUJITSU GENERAL | 1.17 | Ducted | Single Split System | - | Air | Air | China | 1.45 | 4.03 | 5.2 | 620 | N/A | N/A | N/A | 198 | 1.56 | 6 | Enthalpy Test Room | 3.6671 | 3.9303 | Yes | - | N/A | 7.9 | 9.7 | N/A | N/A | N/A | N/A | N/A | 3.6011 | 3.8495 | N/A | N/A | N/A | N/A | N/A | N/A | Enthalpy Test Room | Single | R410A | Australia,New Zealand | 126959 | 2025-04-01 |  | Approved | Reverse Cycle | 900 | No | Class 10 | No | N/A | N/A | N/A | N/A | N/A | N/A | 3.6671 | Available | N/A | N/A | http://www.fujitsugeneral.com.au/ |  | Yes |  |  | AAC4531 | Yes | Variable output compressor | Inverter | No | - | 5200 | 1.45 | - | 540 | 2600 | No | - | - | - | 1325.3 | 5600.4 | No | 493.56 | 2800.2 | No | - | - | 6000 | 1.56 | 605 | 3000 | No | - | - | Yes | 2370 | 5650 | No | - | - | No | - | - | - | - | - | No | - | - | No | - | - | No | - | - | - | 71 | 4.397 | 4.301 | 4.745 | 5.451 | 5.134 | 5.104 | 317 | 493 | 1419 | 684 | 859 | 1899 | 2.5 | 2.5 | 3 | 3.554 | 4.087 | 4.554 | 3.82 | 4.27 | 4.555 | 2219 | 815 | 127 | 706 | 366 | 83 | 2 | 2.5 | 3 | No | - | - | - | - | N/A | N/A | N/A | 6.7045 | 3.531 | 3.7911
[SEER Non Multi-Split <=65kW] GEMS (Air Conditioners up to 65kW) Determination 2019 | MEPS 2019 | AS/NZS 3823.1.1:2012 | AOTG18LACC/AUTG18LVLA |  | N/A | FUJITSU GENERAL | 1.45 | Non Ducted | Single Split System | Cassette | Air | Air | China | 1.56 | 3.75 | 5.2 | 570 | N/A | N/A | N/A | 245 | 1.66 | 6 | Calorimeter Room | 3.4023 | 3.6111 | Yes | - | N/A | 7.9 | 9.7 | 4.8966 | 5.0328 | N/A | N/A | N/A | 3.3453 | 3.543 | N/A | N/A | 2.1905 | 2.586 | 2 | 2.5 | Calorimeter Room | Single | R410A | Australia,New Zealand | 126693 | 2025-04-01 |  | Approved | Reverse Cycle | 570 | No | Class 9 | No | N/A | N/A | N/A | N/A | N/A | N/A | 3.4023 | Available | N/A | N/A | https://www.fujitsugeneral.com.au/ |  | N/A |  | https://reg.energyrating.gov.au/static/common/images/star_ratings_2014/aircon_rating_2_2.5.png | AAC4559 | Yes | Variable output compressor | Inverter | No | - | 5200 | 1.56 | - | 550 | 2600 | No | - | - | - | 1425.84 | 5600.4 | No | 502.7 | 2800.2 | No | - | - | 6000 | 1.66 | 615 | 3000 | No | - | - | Yes | 1650 | 4550 | No | - | - | No | - | - | - | - | - | No | - | - | No | - | - | No | - | - | 55 | 71 | 4.241 | 4.127 | 4.556 | 5.298 | 4.973 | 4.917 | 329 | 513 | 1478 | 703 | 886 | 1971 | 2.5 | 2.5 | 3 | 3.282 | 3.855 | 4.472 | 3.499 | 4.113 | 4.478 | 2403 | 864 | 130 | 771 | 380 | 85 | 1.5 | 2 | 2.5 | No | - | - | - | - | N/A | N/A | N/A | 7.0445 | 3.2832 | 3.5633
[SEER Non Multi-Split <=65kW] GEMS (Air Conditioners up to 65kW) Determination 2019 | MEPS 2019 | AS/NZS 3823.1.1:2012 | AOTG18LVCC/ASTG18LVCC |  | N/A | FUJITSU GENERAL | 1.78 | Non Ducted | Single Split System | Wall Hung | Air | Air | China | 1.53 | 3.22 | 5 | 225 | N/A | N/A | N/A | 293 | 1.49 | 6 | Calorimeter Room | 3.3803 | 4.1904 | Yes | - | N/A | 6 | 5.98 | 5.2289 | 5.2294 | N/A | N/A | N/A | 3.3558 | 4.063 | N/A | N/A | 2.2115 | 3.6259 | 2 | 3.5 | Calorimeter Room | Single | R410A | Australia,New Zealand | 127068 | 2025-04-01 |  | Approved | Reverse Cycle | 790 | Yes | Class 9 | No | N/A | N/A | N/A | N/A | N/A | N/A | 3.4003 | Available | N/A | N/A | http://www.fujitsugeneral.com.au/ |  | Yes |  | https://reg.energyrating.gov.au/static/common/images/star_ratings_2014/aircon_rating_2_3.5.png | AAC4555 | Yes | Variable output compressor | Inverter | No | - | 5000 | 1.53 | - | 450 | 2500 | No | - | - | - | 1398.42 | 5385 | Yes | 360 | 2700 | No | - | - | 6000 | 1.49 | 530 | 3000 | No | - | - | Yes | 2340 | 5700 | No | - | - | No | - | - | - | - | - | No | - | - | No | - | - | No | - | - | 63 | 69 | 5.335 | 4.995 | 5.58 | 7.917 | 6.827 | 6.411 | 251 | 408 | 1161 | 451 | 620 | 1453 | 3.5 | 3 | 4 | 3.851 | 4.523 | 5.181 | 4.212 | 4.794 | 5.192 | 2046 | 735 | 111 | 639 | 324 | 72 | 2 | 3 | 3.5 | No | - | - | - | - | N/A | N/A | N/A | 5.394 | 3.2295 | 3.9782
[SEER Non Multi-Split <=65kW] GEMS (Air Conditioners up to 65kW) Determination 2019 | MEPS 2019 | AS/NZS 3823.1.1:2012 | AOTG22KMTC/ASTG22KMTC |  | N/A | FUJITSU GENERAL | 1.54 | Non Ducted | Single Split System | Wall Hung | Air | Air | Thailand | 1.58 | 4.46 | 6 | 240 | N/A | N/A | N/A | 280 | 1.7 | 7.2 | Calorimeter Room | 3.8847 | 4.3263 | Yes | - | N/A | 0.93 | 0.93 | N/A | N/A | N/A | N/A | N/A | 3.877 | 4.3183 | N/A | N/A | 3.254 | 4.1366 | 3 | 4 | Calorimeter Room | Single | R32 | Australia,New Zealand | 126081 | 2025-04-01 |  | Approved | Reverse Cycle | 980 | No | Class 9 | No | Yes | N/A | N/A | N/A | N/A | N/A | 3.8847 | Available | N/A | N/A | http://www.fujitsugeneral.com.au/ |  | Yes |  | https://reg.energyrating.gov.au/static/common/images/star_ratings_2014/aircon_rating_3_4.png | AAC4403 | Yes | Variable output compressor | Inverter | No | - | 6000 | 1.58 | - | 530 | 3000 | No | - | - | - | 1444.12 | 6462 | Yes | 450 | 3240 | No | - | - | 7200 | 1.7 | 720 | 3600 | No | - | - | Yes | 2540 | 6350 | No | - | - | No | - | - | - | - | - | No | - | - | No | - | - | No | - | - | 62 | 61 | 5.943 | 5.558 | 5.852 | 7.655 | 6.834 | 6.45 | 282 | 454 | 1341 | 572 | 755 | 1745 | 4 | 4 | 4 | 3.605 | 4.194 | 4.609 | 3.859 | 4.34 | 4.6 | 2610 | 935 | 133 | 824 | 417 | 84 | 2 | 2.5 | 3 | No | - | - | - | - | N/A | N/A | N/A | 0.8695 | 3.7904 | 4.228
[SEER Non Multi-Split <=65kW] GEMS (Air Conditioners up to 65kW) Determination 2019 | MEPS 2019 | AS/NZS 3823.1.1:2012 | AOTG22LVCC/ASTG22LVCC |  | N/A | FUJITSU GENERAL | 1.84 | Non Ducted | Single Split System | Wall Hung | Air | Air | China | 1.95 | 4.46 | 6.3 | 225 | N/A | N/A | N/A | 293 | 2.03 | 7.2 | Calorimeter Room | 3.3332 | 3.5516 | Yes | 60 | N/A | 6 | 5.98 | 4.7723 | 4.9465 | N/A | N/A | N/A | 3.298 | 3.517 | N/A | N/A | 2.096 | 2.534 | 2 | 2.5 | Calorimeter Room | Single | R410A | Australia,New Zealand | 127071 | 2025-04-01 |  | Approved | Reverse Cycle | 790 | Yes | Class 9 | No | N/A | N/A | N/A | N/A | N/A | N/A | 3.3326 | Available | N/A | N/A | http://www.fujitsugeneral.com.au/ |  | Yes |  | https://reg.energyrating.gov.au/static/common/images/star_ratings_2014/aircon_rating_2_2.5.png | AAC4577 | Yes | Variable output compressor | Inverter | No | - | 6300 | 1.95 | - | 590 | 3150 | No | - | - | - | 1782.3 | 6785.1 | Yes | 510 | 3393 | No | - | - | 7200 | 2.03 | 670 | 3600 | No | - | - | Yes | 2260 | 5400 | No | - | - | No | - | - | - | - | - | No | - | - | No | - | - | No | - | - | 64 | 72 | 5.119 | 4.789 | 5.149 | 6.682 | 6 | 5.69 | 338 | 546 | 1595 | 682 | 897 | 2072 | 3.5 | 3 | 3.5 | 3.256 | 3.978 | 4.903 | 3.593 | 4.377 | 4.923 | 2895 | 992 | 132 | 891 | 419 | 84 | 1.5 | 2 | 3 | No | - | - | - | - | N/A | N/A | N/A | 3.5595 | 3.211 | 3.5259
[SEER Non Multi-Split <=65kW] GEMS (Air Conditioners up to 65kW) Determination 2019 | MEPS 2019 | AS/NZS 3823.1.1:2012 | AOTG24CMCA/ASTG24CMCA |  | N/A | FUJITSU GENERAL | 1.85 | Non Ducted | Single Split System | Wall Hung | Air | - | China | 2010 | 5.25 | 7.1 | 270 | 0 | 0 | 0 | 295 | 0 | 0 | Calorimeter Room | 3.6186 | 0 | Yes | 0 | N/A | 4.17 | 0 | 4.6693 | 0 | N/A | N/A | N/A | 3.5933 | 0 | N/A | N/A | 2.6866 | 0 | 2.5 | 0 | Calorimeter Room | Single | R32 | Australia,New Zealand | 127207 | 2025-04-01 |  | Approved | Cooling Only | 940 | Yes | Class 9 | No | Yes | No | - | - | - | - | 3.6186 | Available | N/A | N/A | http://www.fujitsugeneral.com.au/ |  | Yes | https://reg.energyrating.gov.au/static/common/images/star_ratings_2014/Blue_EnergyStarRating_2.5_Star.eps | https://reg.energyrating.gov.au/static/common/images/star_ratings_2014/Blue_EnergyStarRating_2.5_Star.png | AAC4550 | Yes | Variable output compressor | Inverter | N/A | N/A | 7100 | 2010 | N/A | 715 | 3550 | N/A | N/A | N/A | N/A | 1837.14 | 7646.7 | Yes | 630 | 3820 | N/A | N/A | N/A | N/A | 0 | N/A | N/A | N/A | N/A | N/A | N/A | N/A | N/A | N/A | N/A | N/A | N/A | N/A | N/A | N/A | N/A | N/A | N/A | N/A | N/A | N/A | N/A | N/A | N/A | N/A | N/A | 65 | 64 | 4.806 | 4.619 | 5.003 | 6.084 | 5.602 | 5.443 | 402 | 634 | 1846 | 842 | 1080 | 2437 | 3 | 3 | 3.5 | N/A | N/A | N/A | N/A | N/A | N/A | N/A | N/A | N/A | N/A | N/A | N/A | N/A | N/A | N/A | N/A | N/A | N/A | N/A | N/A | N/A | N/A | N/A | 5.69 | 3.4989 | 0
[SEER Non Multi-Split <=65kW] GEMS (Air Conditioners up to 65kW) Determination 2019 | MEPS 2019 | AS/NZS 3823.1.1:2012 | AOTG24KMTC/ASTG24KMTC |  | N/A | FUJITSU GENERAL | 1.8 | Non Ducted | Single Split System | Wall Hung | Air | Air | Thailand | 2.08 | 5.3 | 7.1 | 240 | N/A | N/A | N/A | 280 | 1.91 | 8 | Calorimeter Room | 3.519 | 4.2777 | Yes | - | N/A | 0.93 | 0.93 | N/A | N/A | N/A | N/A | N/A | 3.5137 | 4.2707 | N/A | N/A | 2.5274 | 4.0413 | 2.5 | 4 | Calorimeter Room | Single | R32 | Australia,New Zealand | 126082 | 2025-04-01 |  | Approved | Reverse Cycle | 980 | No | Class 9 | No | Yes | N/A | N/A | N/A | N/A | N/A | 3.519 | Available | N/A | N/A | http://www.fujitsugeneral.com.au/ |  | Yes |  | https://reg.energyrating.gov.au/static/common/images/star_ratings_2014/aircon_rating_2.5_4.png | AAC4386 | Yes | Variable output compressor | Inverter | No | - | 7100 | 2.08 | - | 710 | 3550 | No | - | - | - | 1901.12 | 7646.7 | Yes | 600 | 3900 | No | - | - | 8000 | 1.91 | 770 | 4000 | No | - | - | Yes | 2600 | 6480 | No | - | - | No | - | - | - | - | - | No | - | - | No | - | - | No | - | - | 64 | 66 | 5.4 | 5.039 | 5.307 | 7.03 | 6.234 | 5.873 | 367 | 593 | 1751 | 737 | 980 | 2268 | 3.5 | 3.5 | 3.5 | 3.525 | 4.212 | 4.779 | 3.856 | 4.421 | 4.775 | 2966 | 1034 | 143 | 917 | 455 | 90 | 2 | 2.5 | 3 | No | - | - | - | - | N/A | N/A | N/A | 0.8695 | 3.4086 | 4.182
[SEER Multi-Split <=65kW] GEMS (Air Conditioners up to 65kW) Determination 2019 | MEPS 2019 | AS/NZS 3823.1.4:2012 | AOTG24LAT3 |  | N/A | FUJITSU GENERAL | 0.34 | Non Ducted | fixed | N/A | Air | Air | China,Thailand | 1.94 | 6.46 | 6.8 | N/A | N/A | N/A | N/A | N/A | 2 | 8 | Enthalpy Test Room | 3.5267 | 4.0812 | Yes | - | N/A | 13.16 | 13.09 | N/A | N/A | N/A | N/A | N/A | 3.448 | 3.9921 | N/A | N/A | N/A | N/A | N/A | N/A | Enthalpy Test Room | Single | R410A | Australia,New Zealand | 126917 | 2025-04-01 |  | Approved | Reverse Cycle | N/A | No | Class 19 | No | N/A | N/A | N/A | N/A | N/A | N/A | 3.5267 | Available | N/A | N/A | http://www.fujitsugeneral.com.au/ |  | Yes |  |  | AAC4535 | Yes | Variable output compressor | Inverter | No | - | 6800 | 1.94 | - | 660 | 3400 | No | - | - | - | 1773.16 | 7323.6 | No | 603.24 | 3661.8 | No | - | - | 8000 | 2 | 710 | 4000 | No | - | - | Yes | 2500 | 7600 | No | - | - | No | - | - | - | - | - | No | - | - | No | - | - | No | - | - | N/A | 64 | 4.393 | 4.298 | 4.844 | 5.635 | 5.295 | 5.26 | 409 | 637 | 1811 | 859 | 1082 | 2404 | 2.5 | 2.5 | 3 | 4.027 | 4.558 | 5.156 | 4.342 | 4.809 | 5.168 | 2620 | 984 | 159 | 836 | 441 | 105 | 2.5 | 3 | 3.5 | N/A | N/A | N/A | N/A | N/A | N/A | N/A | N/A | 11.6245 | 3.4356 | 3.9229
[SEER Non Multi-Split <=65kW] GEMS (Air Conditioners up to 65kW) Determination 2019 | MEPS 2019 | AS/NZS 3823.1.1:2012 | AOTG24LATC / ABTG24LVTC |  | N/A | FUJITSU GENERAL | 1.88 | Non Ducted | Single Split System | Floor/Ceiling | Air | Air | Thailand | 2.14 | 5.22 | 7.1 | 655 | N/A | N/A | N/A | 199 | 2.21 | 8 | Calorimeter Room | 3.403 | 3.652 | Yes | - | N/A | 10.8 | 10.9 | 3.812 | 5.027 | N/A | N/A | N/A | 3.3459 | 3.5921 | N/A | N/A | 2.1918 | 2.6841 | 2 | 2.5 | Calorimeter Room | Single | R410A | Australia,New Zealand | 126699 | 2025-04-01 |  | Approved | Reverse Cycle | 990 | No | Class 9 | No | N/A | N/A | N/A | N/A | N/A | N/A | 3.403 | Available | N/A | N/A | http://www.fujitsugeneral.com.au/ |  | Yes |  | https://reg.energyrating.gov.au/static/common/images/star_ratings_2014/aircon_rating_2_2.5.png | AAC4500 | Yes | Variable output compressor | Inverter | No | - | 7100 | 2.14 | - | 1000 | 3550 | No | - | - | - | 1955.96 | 7646.7 | No | 914 | 3823.35 | No | - | - | 8000 | 2.21 | 820 | 4000 | No | - | - | Yes | 2250 | 6000 | No | - | - | No | - | - | - | - | - | No | - | - | No | - | - | No | - | - | 61 | 68 | 3.599 | 3.564 | 3.863 | 4.246 | 4.04 | 4.086 | 537 | 821 | 2389 | 1207 | 1498 | 3246 | 2 | 2 | 2 | 3.237 | 3.827 | 4.472 | 3.47 | 4.099 | 4.478 | 3244 | 1156 | 170 | 1032 | 505 | 110 | 1.5 | 2 | 2.5 | No | - | - | - | - | N/A | N/A | N/A | 7.7785 | 3.2775 | 3.5774
[SEER Non Multi-Split <=65kW] GEMS (Air Conditioners up to 65kW) Determination 2019 | MEPS 2019 | AS/NZS 3823.1.2:2012 | AOTG24LATC/ARTG24LMLC |  | N/A | FUJITSU GENERAL | 1.63 | Ducted | Single Split System | - | Air | Air | China,Thailand | 2.09 | 5.47 | 7.1 | 700 | N/A | N/A | N/A | 270 | 2.19 | 8 | Enthalpy Test Room | 3.488 | 3.801 | Yes | - | N/A | 10.8 | 10.9 | N/A | N/A | N/A | N/A | N/A | 3.428 | 3.7357 | N/A | N/A | N/A | N/A | N/A | N/A | Calorimeter Room | Single | R410A | Australia,New Zealand | 126963 | 2025-04-01 |  | Approved | Reverse Cycle | 1135 | No | Class 10 | No | N/A | N/A | N/A | N/A | N/A | N/A | 3.488 | Available | N/A | N/A | http://www.fujitsugeneral.com.au/ |  | Yes |  |  | AAC4532 | Yes | Variable output compressor | Inverter | No | - | 7100 | 2.09 | - | 950 | 3550 | No | - | - | - | 1910.26 | 7646.7 | No | 868.3 | 3823.35 | No | - | - | 8000 | 2.19 | 790 | 4000 | No | - | - | Yes | 3170 | 7600 | No | - | - | No | - | - | - | - | - | No | - | - | No | - | - | No | - | - | - | 68 | 3.732 | 3.693 | 4.016 | 4.436 | 4.216 | 4.257 | 516 | 791 | 2297 | 1154 | 1434 | 3115 | 2 | 2 | 2.5 | 3.554 | 4.087 | 4.637 | 3.853 | 4.314 | 4.646 | 2957 | 1084 | 165 | 932 | 481 | 107 | 2 | 2.5 | 3 | No | - | - | - | - | N/A | N/A | N/A | 8.1102 | 3.3531 | 3.6078
[SEER Non Multi-Split <=65kW] GEMS (Air Conditioners up to 65kW) Determination 2019 | MEPS 2019 | AS/NZS 3823.1.1:2012 | AOTG24LATC/AUTG24LVLC |  | N/A | FUJITSU GENERAL | 2 | Non Ducted | Single Split System | Cassette | Air | Air | China,Thailand | 2.16 | 5.1 | 7.1 | 570 | N/A | N/A | N/A | 245 | 2.21 | 8 | Calorimeter Room | 3.3635 | 3.6257 | Yes | - | N/A | 10.8 | 10.9 | 3.9738 | 4.9718 | N/A | N/A | N/A | 3.3075 | 3.5662 | N/A | N/A | 2.115 | 2.6324 | 2 | 2.5 | Calorimeter Room | Single | R410A | Australia,New Zealand | 127118 | 2025-04-01 |  | Approved | Reverse Cycle | 570 | No | Class 9 | No | N/A | N/A | N/A | N/A | N/A | N/A | 3.3635 | Available | N/A | N/A | http://www.fujitsugeneral.com.au/ |  | Yes |  | https://reg.energyrating.gov.au/static/common/images/star_ratings_2014/aircon_rating_2_2.5.png | AAC4563 | Yes | Variable output compressor | Inverter | No | - | 7100 | 2.16 | - | 940 | 3550 | No | - | - | - | 1974.24 | 7646.7 | No | 859.16 | 3823.35 | No | - | - | 8000 | 2.21 | 850 | 4000 | No | - | - | Yes | 2750 | 7200 | No | - | - | No | - | - | - | - | - | No | - | - | No | - | - | No | - | - | 61 | 68 | 3.741 | 3.684 | 3.995 | 4.459 | 4.227 | 4.243 | 516 | 794 | 2310 | 1149 | 1431 | 3126 | 2 | 2 | 2 | 3.435 | 3.888 | 4.321 | 3.674 | 4.059 | 4.322 | 3058 | 1138 | 175 | 976 | 509 | 113 | 1.5 | 2 | 2.5 | No | - | - | - | - | N/A | N/A | N/A | 7.6913 | 3.2479 | 3.5778
[SEER Non Multi-Split <=65kW] GEMS (Air Conditioners up to 65kW) Determination 2019 | MEPS 2019 | AS/NZS 3823.1.2:2012 | AOTG24LBCA/ARTG24LHTDP |  | N/A | FUJITSU GENERAL | 1.47 | Ducted | Single Split System | - | Air | Air | China,Thailand | 2.08 | 5.63 | 7.1 | 700 | N/A | N/A | N/A | 300 | 2.19 | 8 | Enthalpy Test Room | 3.4398 | 3.7674 | Yes | - | N/A | 4.81 | 4.87 | N/A | N/A | N/A | N/A | N/A | 3.4135 | 3.7389 | N/A | N/A | N/A | N/A | N/A | N/A | Enthalpy Test Room | Single | R410A | Australia,New Zealand | 127144 | 2025-04-01 |  | Approved | Reverse Cycle | 1040 | Yes | Class 10 | No | N/A | N/A | N/A | N/A | N/A | N/A | 3.4398 | Available | N/A | N/A | https://www.fujitsugeneral.com.au/ |  | Yes |  |  | AAC4567 | Yes | Variable output compressor | Inverter | No | - | 7100 | 2.08 | - | 720 | 3550 | No | - | - | - | 1901.12 | 7646.7 | No | 658.08 | 3823.35 | No | - | - | 8000 | 2.19 | 825 | 4000 | No | - | - | Yes | 2540 | 5700 | No | - | - | No | - | - | - | - | - | No | - | - | No | - | - | No | - | - | - | 69 | 4.673 | 4.475 | 4.79 | 5.657 | 5.274 | 5.145 | 417 | 658 | 1931 | 909 | 1151 | 2582 | 3 | 2.5 | 3 | 3.022 | 3.679 | 4.448 | 3.32 | 3.826 | 4.452 | 3466 | 1193 | 162 | 1072 | 533 | 103 | 1.5 | 2 | 2.5 | No | - | - | - | - | N/A | N/A | N/A | 4.4929 | 3.3887 | 3.6278
[SEER Non Multi-Split <=65kW] GEMS (Air Conditioners up to 65kW) Determination 2019 | MEPS 2019 | AS/NZS 3823.1.1:2012 | AOTG24LFCC/ASTG24LFCC |  | N/A | FUJITSU GENERAL | 1.85 | Non Ducted | Single Split System | Wall Hung | Air | Air | China | 2.17 | 5.25 | 7.1 | 238 | N/A | N/A | N/A | 320 | 2.26 | 8 | Calorimeter Room | 3.3387 | 3.622 | Yes | - | N/A | 5.02 | 5.14 | 4.7477 | 4.9381 | N/A | N/A | N/A | 3.3129 | 3.5945 | N/A | N/A | 2.1257 | 2.6891 | 2 | 2.5 | Calorimeter Room | Single | R410A | Australia,New Zealand | 127073 | 2025-04-01 |  | Approved | Reverse Cycle | 998 | Yes | Class 9 | No | N/A | N/A | N/A | N/A | N/A | N/A | 3.3387 | Available | N/A | N/A | http://www.fujitsugeneral.com.au/ |  | Yes |  | https://reg.energyrating.gov.au/static/common/images/star_ratings_2014/aircon_rating_2_2.5.png | AAC4553 | Yes | Variable output compressor | Inverter | No | - | 7100 | 2.17 | - | 710 | 3550 | No | - | - | - | 1983.38 | 7646.7 | Yes | 620 | 3823 | No | - | - | 8000 | 2.26 | 775 | 4000 | No | - | - | Yes | 3150 | 7000 | No | - | - | No | - | - | - | - | - | No | - | - | No | - | - | No | - | - | 64 | 71 | 4.754 | 4.522 | 4.908 | 6.149 | 5.601 | 5.388 | 406 | 647 | 1881 | 833 | 1080 | 2462 | 3 | 3 | 3 | 3.393 | 4.035 | 4.717 | 3.758 | 4.318 | 4.732 | 3092 | 1092 | 157 | 951 | 476 | 101 | 1.5 | 2.5 | 3 | No | - | - | - | - | N/A | N/A | N/A | 5.89 | 3.2421 | 3.5089
[SEER Non Multi-Split <=65kW] GEMS (Air Conditioners up to 65kW) Determination 2019 | MEPS 2019 | AS/NZS 3823.1.1:2012 | AOTG30CMTA/ASTG30CMTA |  | N/A | FUJITSU GENERAL | 1.97 | Non Ducted | Single Split System | Wall Hung | Air | - | Thailand | 2460 | 6.53 | 8.5 | 280 | 0 | - | - | 340 | 0 | 0 | Calorimeter Room | 3.5026 | 0 | Yes | 0 | N/A | 2.58 | - | 4.482 | 0 | N/A | N/A | N/A | 3.4903 | 0 | N/A | N/A | 2.4806 | 0 | 2 | 0 | Calorimeter Room | Single | R32 | Australia,New Zealand | 126537 | 2025-04-01 |  | Approved | Cooling Only | 1150 | Yes | Class 9 | No | Yes | No | - | - | - | - | 3.5026 | Available | N/A | N/A | http://www.fujitsugeneral.com.au/ |  | Yes | https://reg.energyrating.gov.au/static/common/images/star_ratings_2014/Blue_EnergyStarRating_2_Star.eps | https://reg.energyrating.gov.au/static/common/images/star_ratings_2014/Blue_EnergyStarRating_2_Star.png | AAC4440 | Yes | Variable output compressor | Inverter | N/A | N/A | 8500 | 2460 | N/A | 1020 | 4250 | N/A | N/A | N/A | N/A | 2248.44 | 9154.5 | Yes | 860 | 4570 | N/A | N/A | N/A | N/A | 0 | N/A | N/A | N/A | N/A | N/A | N/A | N/A | N/A | N/A | N/A | N/A | N/A | N/A | N/A | N/A | N/A | N/A | N/A | N/A | N/A | N/A | N/A | N/A | N/A | N/A | N/A | 64 | 66 | 4.477 | 4.334 | 4.658 | 5.782 | 5.258 | 5.097 | 521 | 814 | 2378 | 1064 | 1382 | 3120 | 2.5 | 2.5 | 3 | N/A | N/A | N/A | N/A | N/A | N/A | N/A | N/A | N/A | N/A | N/A | N/A | N/A | N/A | N/A | N/A | N/A | N/A | N/A | N/A | N/A | N/A | N/A | 5.54 | 3.4292 | 0
[SEER Non Multi-Split <=65kW] GEMS (Air Conditioners up to 65kW) Determination 2019 | MEPS 2019 | AS/NZS 3823.1.1:2012 | AOTG30KBTA/AUTG30KRLA |  | N/A | FUJITSU GENERAL | 1.61 | Non Ducted | Single Split System | Cassette | Air | Air | China,Thailand | 2.39 | 6.89 | 8.5 | 288 | N/A | N/A | N/A | 840 | 2.62 | 10 | Calorimeter Room | 3.7769 | 3.8981 | Yes | - | N/A | 5.16 | 5.26 | 4.7826 | 5.6704 | N/A | N/A | N/A | 3.7485 | 3.8719 | N/A | N/A | 2.9971 | 3.2438 | 2.5 | 3 | Calorimeter Room | Single | R32 | Australia,New Zealand | 127123 | 2025-04-01 |  | Approved | Reverse Cycle | 840 | Yes | Class 9 | No | Yes | N/A | N/A | N/A | N/A | N/A | 3.7769 | Available | N/A | N/A | https://www.fujitsugeneral.com.au/ |  | Yes |  | https://reg.energyrating.gov.au/static/common/images/star_ratings_2014/aircon_rating_2.5_3.png | AAC4583 | Yes | Variable output compressor | Inverter | No | - | 8500 | 2.39 | - | 900 | 4250 | No | - | - | - | 2184.46 | 9154.5 | No | 822.6 | 4577.25 | No | - | - | 10000 | 2.62 | 905 | 5000 | No | - | - | Yes | 2950 | 8190 | No | - | - | No | - | - | - | - | - | No | - | - | No | - | - | No | - | - | 54 | 68 | 4.625 | 4.461 | 4.754 | 5.514 | 5.168 | 5.077 | 505 | 792 | 2331 | 1118 | 1407 | 3134 | 3 | 2.5 | 3 | 3.658 | 4.333 | 5.051 | 4.041 | 4.629 | 5.066 | 3581 | 1266 | 178 | 1101 | 550 | 113 | 2 | 2.5 | 3.5 | No | - | - | - | - | N/A | N/A | N/A | 4.724 | 3.5329 | 3.7937
[SEER Non Multi-Split <=65kW] GEMS (Air Conditioners up to 65kW) Determination 2019 | MEPS 2019 | AS/NZS 3823.1.1:2012 | AOTG30KMTC/ASTG30KMTC |  | N/A | FUJITSU GENERAL | 1.97 | Non Ducted | Single Split System | Wall Hung | Air | Air | Thailand | 2.46 | 6.53 | 8.5 | 280 | N/A | N/A | N/A | 340 | 2.34 | 9 | Calorimeter Room | 3.5026 | 3.9526 | Yes | - | N/A | 6.76 | 6.84 | N/A | N/A | N/A | N/A | N/A | 3.4705 | 3.914 | N/A | N/A | 2.4409 | 3.3279 | 2 | 3 | Calorimeter Room | Single | R32 | Australia,New Zealand | 126126 | 2025-04-01 |  | Approved | Reverse Cycle | 1150 | No | Class 9 | No | Yes | N/A | N/A | N/A | N/A | N/A | 3.5026 | Available | N/A | N/A | http://www.fujitsugeneral.com.au/ |  | N/A |  | https://reg.energyrating.gov.au/static/common/images/star_ratings_2014/aircon_rating_2_3.png | AAC4385 | Yes | Variable output compressor | Inverter | No | - | 8500 | 2.46 | - | 1020 | 4250 | No | - | - | - | 2248.44 | 9154.5 | Yes | 860 | 4570 | No | - | - | 9000 | 2.34 | 1010 | 4500 | No | - | - | Yes | 3160 | 8900 | No | - | - | No | - | - | - | - | - | No | - | - | No | - | - | No | - | - | 64 | 66 | 4.477 | 4.334 | 4.658 | 5.782 | 5.258 | 5.097 | 521 | 814 | 2378 | 1064 | 1382 | 3120 | 2.5 | 2.5 | 3 | 3.546 | 3.856 | 4.111 | 3.678 | 3.939 | 4.1 | 3326 | 1282 | 198 | 1090 | 583 | 126 | 2 | 2 | 2.5 | No | - | - | - | - | N/A | N/A | N/A | 5.54 | 3.4292 | 3.8156
[SEER Non Multi-Split <=65kW] GEMS (Air Conditioners up to 65kW) Determination 2019 | MEPS 2019 | AS/NZS 3823.1.2:2012 | AOTG30LATL/ARTG30LHTA |  | N/A | FUJITSU GENERAL | 0.68 | Ducted | Single Split System | - | Air | Air | Thailand | 2.7 | 8.32 | 9 | 500 | N/A | N/A | N/A | 400 | 2.95 | 11.2 | Enthalpy Test Room | 3.3929 | 3.8429 | Yes | - | N/A | 10.19 | 10.09 | N/A | N/A | N/A | N/A | N/A | 3.3499 | 3.7987 | N/A | N/A | N/A | N/A | N/A | N/A | Enthalpy Test Room | Single | R410A | Australia,New Zealand | 127285 | 2025-04-01 |  | Approved | Reverse Cycle | 1050 | No | Class 10 | No | N/A | N/A | N/A | N/A | N/A | N/A | 3.3929 | Available | N/A | N/A | https://www.fujitsugeneral.com.au/ |  | Yes |  |  | AAC4584 | Yes | Variable output compressor | Inverter | No | - | 9000 | 2.7 | - | 960 | 4500 | No | - | - | - | 2467.8 | 9693 | No | 877.44 | 4846.5 | No | - | - | 11200 | 2.95 | 1180 | 5600 | No | - | - | Yes | 3500 | 9900 | No | - | - | No | - | - | - | - | - | No | - | - | No | - | - | No | - | - | - | 67 | 4.407 | 4.248 | 4.585 | 5.365 | 5.019 | 4.924 | 557 | 875 | 2554 | 1211 | 1529 | 3416 | 2.5 | 2.5 | 3 | 3.526 | 3.973 | 4.364 | 3.746 | 4.122 | 4.362 | 4165 | 1551 | 234 | 1334 | 696 | 150 | 2 | 2 | 2.5 | No | - | - | - | - | N/A | N/A | N/A | 7.5871 | 3.302 | 3.7639
[SEER Non Multi-Split <=65kW] GEMS (Air Conditioners up to 65kW) Determination 2019 | MEPS 2019 | AS/NZS 3823.1.2:2012 | AOTG30LBTA/ARTG30LHTDP |  | N/A | FUJITSU GENERAL | 1.93 | Ducted | Single Split System | - | Air | Air | Thailand | 2.65 | 6.57 | 8.5 | 700 | N/A | N/A | N/A | 300 | 2.7 | 10 | Calorimeter Room | 3.2668 | 3.7206 | Yes | - | N/A | 5.18 | 5.29 | 4.1189 | N/A | N/A | N/A | N/A | 3.245 | 3.6962 | N/A | N/A | N/A | N/A | N/A | N/A | Enthalpy Test Room | Single | R410A | Australia,New Zealand | 127176 | 2025-04-01 |  | Approved | Reverse Cycle | 1040 | Yes | Class 10 | No | N/A | N/A | N/A | N/A | N/A | N/A | 3.2668 | Available | N/A | N/A | http://www.fujitsugeneral.com.au/ |  | Yes |  |  | AAC4568 | Yes | Variable output compressor | Inverter | No | - | 8500 | 2.65 | - | 1060 | 4250 | No | - | - | - | 2422.1 | 9154.5 | No | 968.84 | 4577.25 | No | - | - | 10000 | 2.7 | 1060 | 5000 | No | - | - | Yes | 3200 | 8800 | No | - | - | No | - | - | - | - | - | No | - | - | No | - | - | No | - | - | - | 69 | 4.024 | 3.899 | 4.142 | 4.743 | 4.46 | 4.404 | 582 | 908 | 2678 | 1301 | 1632 | 3614 | 2.5 | 2 | 2.5 | 3.469 | 3.921 | 4.335 | 3.699 | 4.082 | 4.334 | 3775 | 1397 | 205 | 1202 | 623 | 131 | 1.5 | 2 | 2.5 | No | - | - | - | - | N/A | N/A | N/A | 4.7492 | 3.1882 | 3.6818
[SEER Multi-Split <=65kW] GEMS (Air Conditioners up to 65kW) Determination 2019 | MEPS 2019 | AS/NZS 3823.1.4:2012 | AOTG30LBTA4 |  | N/A | FUJITSU GENERAL | N/A | Non Ducted | fixed | N/A | Air | Air | China,Thailand | 2.22 | 8 | 8 | N/A | N/A | N/A | N/A | N/A | 2.4 | 9.6 | Enthalpy Test Room | 3.6041 | 4.0481 | Yes | - | N/A | 14.46 | 14.37 | N/A | N/A | N/A | N/A | N/A | 3.5272 | 3.9675 | N/A | N/A | N/A | N/A | N/A | N/A | Enthalpy Test Room | Single | R410A | Australia,New Zealand | 126922 | 2025-04-01 |  | Approved | Reverse Cycle | N/A | No | Class 19 | No | N/A | N/A | N/A | N/A | N/A | N/A | 3.6041 | Available | N/A | N/A | http://www.fujitsugeneral.com.au/ |  | Yes |  |  | AAC4510 | Yes | Variable output compressor | Inverter | No | - | 8000 | 2.22 | - | 820 | 4000 | No | - | - | - | 2029.08 | 8616 | No | 749.48 | 4308 | No | - | - | 9600 | 2.4 | 910 | 4800 | No | - | - | Yes | 3250 | 9700 | No | - | - | No | - | - | - | - | - | No | - | - | No | - | - | No | - | - | N/A | 64 | 4.323 | 4.251 | 4.757 | 5.447 | 5.14 | 5.134 | 491 | 761 | 2172 | 1048 | 1314 | 2900 | 2.5 | 2.5 | 3 | 3.96 | 4.377 | 4.84 | 4.197 | 4.564 | 4.844 | 3194 | 1225 | 198 | 1035 | 553 | 130 | 2 | 2.5 | 3 | N/A | N/A | N/A | N/A | N/A | N/A | N/A | N/A | 12.755 | 3.535 | 3.9294
[SEER Non Multi-Split <=65kW] GEMS (Air Conditioners up to 65kW) Determination 2019 | MEPS 2019 | AS/NZS 3823.1.2:2012 | AOTG30LBTC/ARTG30LHTA |  | N/A | FUJITSU GENERAL | 0.51 | Ducted | Single Split System | - | Air | Air | Thailand | 2.61 | 7.99 | 8.5 | 500 | N/A | N/A | N/A | 400 | 2.7 | 10 | Enthalpy Test Room | 3.2779 | 3.939 | Yes | - | N/A | 8.36 | 8.34 | N/A | N/A | N/A | N/A | N/A | 3.2428 | 3.8966 | N/A | N/A | N/A | N/A | N/A | N/A | Enthalpy Test Room | Single | R410A | Australia,New Zealand | 127287 | 2025-04-01 |  | Approved | Reverse Cycle | 1150 | Yes | Class 10 | No | N/A | N/A | N/A | N/A | N/A | N/A | 3.2779 | Available | N/A | N/A | https://www.fujitsugeneral.com.au/ |  | Yes |  |  | AAC4585 | Yes | Variable output compressor | Inverter | No | - | 8500 | 2.61 | - | 1165 | 4250 | No | - | - | - | 2385.54 | 9154.5 | No | 1064.81 | 4577.25 | No | - | - | 10000 | 2.7 | 1025 | 5000 | No | - | - | Yes | 3080 | 8890 | No | - | - | No | - | - | - | - | - | No | - | - | No | - | - | No | - | - | - | 69 | 3.731 | 3.663 | 3.922 | 4.371 | 4.141 | 4.149 | 625 | 963 | 2824 | 1409 | 1755 | 3833 | 2 | 2 | 2 | 3.572 | 4.026 | 4.477 | 3.817 | 4.207 | 4.479 | 3670 | 1366 | 204 | 1169 | 609 | 131 | 2 | 2.5 | 2.5 | No | - | - | - | - | N/A | N/A | N/A | 6.5999 | 3.2291 | 3.6734
[SEER Non Multi-Split <=65kW] GEMS (Air Conditioners up to 65kW) Determination 2019 | MEPS 2019 | AS/NZS 3823.1.1:2012 | AOTG30LFTC / ASTG30LFCC |  | N/A | FUJITSU GENERAL | 2 | Non Ducted | Single Split System | Wall Hung | Air | Air | China,Thailand | 2.42 | 6 | 8 | 238 | N/A | N/A | N/A | 320 | 2.64 | 9 | Calorimeter Room | 3.3489 | 3.4775 | Yes | - | N/A | 5.97 | 6.07 | 4.26 | 4.878 | N/A | N/A | N/A | 3.321 | 3.4504 | N/A | N/A | 2.142 | 2.4007 | 2 | 2 | Calorimeter Room | Single | R410A | Australia,New Zealand | 126546 | 2025-04-01 |  | Approved | Reverse Cycle | 998 | Yes | Class 9 | No | N/A | N/A | N/A | N/A | N/A | N/A | 3.3489 | Available | N/A | N/A | http://www.fujitsugeneral.com.au/ |  | Yes |  | https://reg.energyrating.gov.au/static/common/images/star_ratings_2014/aircon_rating_2_2.png | AAC4442 | Yes | Variable output compressor | Inverter | No | - | 8000 | 2.42 | - | 980 | 4000 | No | - | - | - | 2211.88 | 8616 | Yes | 835 | 4410 | No | - | - | 9000 | 2.64 | 1080 | 4500 | No | - | - | Yes | 3810 | 8900 | No | - | - | No | - | - | - | - | - | No | - | - | No | - | - | No | - | - | 64 | 68 | 4.407 | 4.246 | 4.568 | 5.711 | 5.179 | 5.011 | 498 | 782 | 2282 | 1014 | 1320 | 2986 | 2.5 | 2.5 | 3 | 3.199 | 3.532 | 3.835 | 3.364 | 3.644 | 3.831 | 3685 | 1398 | 210 | 1190 | 629 | 134 | 1.5 | 2 | 2 | No | - | - | - | - | N/A | N/A | N/A | 5.24 | 3.2818 | 3.3864
[SEER Non Multi-Split <=65kW] GEMS (Air Conditioners up to 65kW) Determination 2019 | MEPS 2019 | AS/NZS 3823.1.1:2012 | AOTG34CMTA/ASTG34CMTA |  | N/A | FUJITSU GENERAL | 2.58 | Non Ducted | Single Split System | Wall Hung | Air | - | Thailand | 2780 | 6.82 | 9.4 | 280 | 0 | - | - | 340 | 0 | 0 | Calorimeter Room | 3.4884 | 0 | Yes | 0 | N/A | 3.01 | - | 4.7986 | 0 | N/A | N/A | N/A | 3.4756 | 0 | N/A | N/A | 2.4512 | 0 | 2 | 0 | Calorimeter Room | Single | R32 | Australia,New Zealand | 126543 | 2025-04-01 |  | Approved | Cooling Only | 1150 | Yes | Class 9 | No | Yes | No | - | - | - | - | 3.4884 | Available | N/A | N/A | http://www.fujitsugeneral.com.au/ |  | Yes | https://reg.energyrating.gov.au/static/common/images/star_ratings_2014/Blue_EnergyStarRating_2_Star.eps | https://reg.energyrating.gov.au/static/common/images/star_ratings_2014/Blue_EnergyStarRating_2_Star.png | AAC4441 | Yes | Variable output compressor | Inverter | N/A | N/A | 9400 | 2780 | N/A | 1080 | 4700 | N/A | N/A | N/A | N/A | 2540.92 | 10123.8 | Yes | 950 | 5130 | N/A | N/A | N/A | N/A | 0 | N/A | N/A | N/A | N/A | N/A | N/A | N/A | N/A | N/A | N/A | N/A | N/A | N/A | N/A | N/A | N/A | N/A | N/A | N/A | N/A | N/A | N/A | N/A | N/A | N/A | N/A | 64 | 65 | 4.482 | 4.317 | 4.628 | 5.599 | 5.153 | 5.018 | 576 | 904 | 2647 | 1216 | 1560 | 3505 | 2.5 | 2.5 | 3 | N/A | N/A | N/A | N/A | N/A | N/A | N/A | N/A | N/A | N/A | N/A | N/A | N/A | N/A | N/A | N/A | N/A | N/A | N/A | N/A | N/A | N/A | N/A | 5.86 | 3.3574 | 0
[SEER Non Multi-Split <=65kW] GEMS (Air Conditioners up to 65kW) Determination 2019 | MEPS 2019 | AS/NZS 3823.1.1:2012 | AOTG34KMTC/ASTG34KMTC |  | N/A | FUJITSU GENERAL | 2.58 | Non Ducted | Single Split System | Wall Hung | Air | Air | Thailand | 2.78 | 6.82 | 9.4 | 280 | N/A | N/A | N/A | 340 | 2.84 | 10.3 | Calorimeter Room | 3.4884 | 3.7481 | Yes | - | N/A | 7.29 | 7.42 | N/A | N/A | N/A | N/A | N/A | 3.4575 | 3.7151 | N/A | N/A | 2.4151 | 2.9303 | 2 | 2.5 | Calorimeter Room | Single | R32 | Australia,New Zealand | 126128 | 2025-04-01 |  | Approved | Reverse Cycle | 1150 | No | Class 9 | No | Yes | N/A | N/A | N/A | N/A | N/A | 3.4884 | Available | N/A | N/A | http://www.fujitsugeneral.com.au/ |  | N/A |  | https://reg.energyrating.gov.au/static/common/images/star_ratings_2014/aircon_rating_2_2.5.png | AAC4384 | Yes | Variable output compressor | Inverter | No | - | 9400 | 2.78 | - | 1080 | 4700 | No | - | - | - | 2540.92 | 10123.8 | Yes | 950 | 5130 | No | - | - | 10300 | 2.84 | 1240 | 5150 | No | - | - | Yes | 4130 | 10370 | No | - | - | No | - | - | - | - | - | No | - | - | No | - | - | No | - | - | 64 | 65 | 4.482 | 4.317 | 4.628 | 5.599 | 5.153 | 5.018 | 576 | 904 | 2647 | 1216 | 1560 | 3505 | 2.5 | 2.5 | 3 | 3.312 | 3.603 | 3.834 | 3.433 | 3.676 | 3.823 | 4074 | 1568 | 240 | 1335 | 713 | 153 | 1.5 | 2 | 2 | No | - | - | - | - | N/A | N/A | N/A | 5.86 | 3.3574 | 3.6016
[SEER Non Multi-Split <=65kW] GEMS (Air Conditioners up to 65kW) Determination 2019 | MEPS 2019 | AS/NZS 3823.1.1:2012 | AOTG34LFTC / ASTG34LFCC |  | N/A | FUJITSU GENERAL | 2.4 | Non Ducted | Single Split System | Wall Hung | Air | Air | China,Thailand | 2.8 | 6.8 | 9.2 | 238 | N/A | N/A | N/A | 320 | 3.03 | 10 | Calorimeter Room | 3.3201 | 3.4565 | Yes | - | N/A | 8.7 | 8.8 | 4.2812 | 4.737 | N/A | N/A | N/A | 3.2855 | 3.422 | N/A | N/A | 2.071 | 2.3439 | 2 | 2 | Calorimeter Room | Single | R410A | Australia,New Zealand | 126548 | 2025-04-01 |  | Approved | Reverse Cycle | 998 | Yes | Class 9 | No | N/A | N/A | N/A | N/A | N/A | N/A | 3.3201 | Available | N/A | N/A | http://www.fujitsugeneral.com.au/ |  | Yes |  | https://reg.energyrating.gov.au/static/common/images/star_ratings_2014/aircon_rating_2_2.png | AAC4443 | Yes | Variable output compressor | Inverter | No | - | 9200 | 2.8 | - | 1030 | 4600 | No | - | - | - | 2559.2 | 9908.4 | Yes | 870 | 4960 | No | - | - | 10000 | 3.03 | 1310 | 5000 | No | - | - | Yes | 3400 | 9060 | No | - | - | No | - | - | - | - | - | No | - | - | No | - | - | No | - | - | 67 | 68 | 4.619 | 4.417 | 4.756 | 6.06 | 5.465 | 5.243 | 546 | 864 | 2520 | 1098 | 1438 | 3282 | 3 | 2.5 | 3 | 3.051 | 3.307 | 3.522 | 3.162 | 3.377 | 3.512 | 4294 | 1658 | 254 | 1407 | 754 | 162 | 1.5 | 1.5 | 2 | No | - | - | - | - | N/A | N/A | N/A | 6.12 | 3.2616 | 3.278
[SEER Non Multi-Split <=65kW] GEMS (Air Conditioners up to 65kW) Determination 2019 | MEPS 2019 | AS/NZS 3823.1.1:2012 | AOTG36KBTA/AUTG36KRLA |  | N/A | FUJITSU GENERAL | 2.11 | Non Ducted | Single Split System | Cassette | Air | Air | China,Thailand | 2.67 | 7.89 | 10 | 288 | N/A | N/A | N/A | 840 | 2.48 | 11.2 | Calorimeter Room | 3.7771 | 4.5353 | Yes | - | N/A | 5.93 | 5.91 | 4.7958 | 5.7886 | N/A | N/A | N/A | 3.749 | 4.4992 | N/A | N/A | 2.998 | 4.4985 | 2.5 | 4 | Calorimeter Room | Single | R32 | Australia,New Zealand | 127124 | 2025-04-01 |  | Approved | Reverse Cycle | 840 | No | Class 11 | No | Yes | N/A | N/A | N/A | N/A | N/A | 3.7771 | Available | N/A | N/A | http://www.fujitsugeneral.com.au/ |  | Yes |  | https://reg.energyrating.gov.au/static/common/images/star_ratings_2014/aircon_rating_2.5_4.png | AAC4564 | Yes | Variable output compressor | Inverter | No | - | 10000 | 2.67 | - | 1070 | 5000 | No | - | - | - | 2440.38 | 10770 | No | 977.98 | 5385 | No | - | - | 11200 | 2.48 | 990 | 5600 | No | - | - | Yes | 3900 | 10400 | No | - | - | No | - | - | - | - | - | No | - | - | No | - | - | No | - | - | 58 | 67 | 4.685 | 4.541 | 4.828 | 5.525 | 5.197 | 5.134 | 588 | 917 | 2702 | 1314 | 1648 | 3647 | 3 | 3 | 3 | 4.012 | 4.682 | 5.202 | 4.318 | 4.879 | 5.199 | 3656 | 1312 | 193 | 1154 | 585 | 123 | 2.5 | 3 | 3.5 | No | - | - | - | - | N/A | N/A | N/A | 4.9698 | 3.7219 | 4.4857
[SEER Non Multi-Split <=65kW] GEMS (Air Conditioners up to 65kW) Determination 2019 | MEPS 2019 | AS/NZS 3823.1.2:2012 | AOTG36LATL/ARTG36LHTA |  | N/A | FUJITSU GENERAL | 1.02 | Ducted | Single Split System | - | Air | Air | Thailand | 3.18 | 9.48 | 10.5 | 500 | N/A | N/A | N/A | 400 | 3.3 | 12.1 | Enthalpy Test Room | 3.3744 | 3.7352 | Yes | - | N/A | 10.19 | 10.09 | N/A | N/A | N/A | N/A | N/A | 3.3381 | 3.6966 | N/A | N/A | N/A | N/A | N/A | N/A | Enthalpy Test Room | Single | R410A | Australia,New Zealand | 127288 | 2025-04-01 |  | Approved | Reverse Cycle | 1050 | No | Class 11 | No | N/A | N/A | N/A | N/A | N/A | N/A | 3.3744 | Available | N/A | N/A | https://www.fujitsugeneral.com.au/ |  | Yes |  |  | AAC4588 | Yes | Variable output compressor | Inverter | No | - | 10500 | 3.18 | - | 1180 | 5250 | No | - | - | - | 2906.52 | 11308.5 | No | 1078.52 | 5654.25 | No | - | - | 12100 | 3.3 | 1240 | 6050 | No | - | - | Yes | 3900 | 10900 | No | - | - | No | - | - | - | - | - | No | - | - | No | - | - | No | - | - | - | 68 | 4.289 | 4.141 | 4.44 | 5.157 | 4.833 | 4.751 | 670 | 1051 | 3080 | 1474 | 1856 | 4134 | 2.5 | 2.5 | 2.5 | 3.555 | 4.012 | 4.476 | 3.806 | 4.2 | 4.48 | 4462 | 1658 | 246 | 1417 | 737 | 157 | 2 | 2.5 | 2.5 | No | - | - | - | - | N/A | N/A | N/A | 7.648 | 3.2753 | 3.6382
[SEER Non Multi-Split <=65kW] GEMS (Air Conditioners up to 65kW) Determination 2019 | MEPS 2019 | AS/NZS 3823.1.2:2012 | AOTG36LATT/ARTG36LHTB |  | N/A | FUJITSU GENERAL | 1.02 | Ducted | Single Split System | - | Air | Air | Thailand | 3.18 | 9.48 | 10.5 | 500 | N/A | N/A | N/A | 400 | 3.3 | 12.1 | Enthalpy Test Room | 3.3476 | 3.8028 | Yes | - | N/A | 17.69 | 17.67 | N/A | N/A | N/A | N/A | N/A | 3.2854 | 3.733 | N/A | N/A | N/A | N/A | N/A | N/A | Enthalpy Test Room | Three | R410A | Australia,New Zealand | 127091 | 2025-03-31 |  | Approved | Reverse Cycle | 1050 | Yes | Class 11 | No | N/A | N/A | N/A | N/A | N/A | N/A | 3.3476 | Available | N/A | N/A | https://www.fujitsugeneral.com.au/ |  | Yes |  |  | AAC4793 | Yes | Variable output compressor | Inverter | No | - | 10500 | 3.18 | - | 1125 | 5250 | No | - | - | - | 2906.52 | 11308.5 | No | 1028.25 | 5654.25 | No | - | - | 12100 | 3.3 | 1280 | 6050 | No | - | - | Yes | 3980 | 11150 | No | - | - | No | - | - | - | - | - | No | - | - | No | - | - | No | - | - | - | 67 | 4.144 | 4.045 | 4.491 | 5.207 | 4.893 | 4.851 | 676 | 1054 | 3024 | 1442 | 1816 | 4031 | 2.5 | 2.5 | 2.5 | 3.529 | 3.937 | 4.341 | 3.747 | 4.097 | 4.342 | 4512 | 1711 | 273 | 1456 | 772 | 178 | 2 | 2 | 2.5 | No | - | - | - | - | N/A | N/A | N/A | 15.815 | 3.2473 | 3.6082
[SEER Multi-Split <=65kW] GEMS (Air Conditioners up to 65kW) Determination 2019 | MEPS 2019 | AS/NZS 3823.1.4:2012 | AOTG36LBLA5 |  | N/A | FUJITSU GENERAL | 0.1 | Non Ducted | fixed | N/A | Air | Air | China | 2.44 | 9.9 | 10 | N/A | N/A | N/A | N/A | N/A | 2.79 | 12 | Enthalpy Test Room | 4.2113 | 4.4222 | Yes | - | N/A | 9.52 | 9.83 | N/A | N/A | N/A | N/A | N/A | 4.1564 | 4.3698 | N/A | N/A | N/A | N/A | N/A | N/A | Enthalpy Test Room | Single | R410A | Australia,New Zealand | 126940 | 2025-04-01 |  | Approved | Reverse Cycle | N/A | Yes | Class 20 | No | N/A | N/A | N/A | N/A | N/A | N/A | 4.2113 | Available | N/A | N/A | http://www.fujitsugeneral.com.au/ |  | Yes |  |  | AAC4509 | Yes | Variable output compressor | Inverter | No | - | 10000 | 2.44 | - | 820 | 5000 | No | - | - | - | 2230.16 | 10770 | No | 749.48 | 5385 | No | - | - | 12000 | 2.79 | 1050 | 6000 | No | - | - | Yes | 4250 | 14000 | No | - | - | No | - | - | - | - | - | No | - | - | No | - | - | No | - | - | N/A | 68 | 5.441 | 5.258 | 5.779 | 6.805 | 6.36 | 6.249 | 494 | 777 | 2243 | 1055 | 1334 | 2984 | 3.5 | 3.5 | 4 | 4.398 | 4.75 | 5.242 | 4.63 | 4.954 | 5.247 | 3585 | 1398 | 217 | 1163 | 627 | 140 | 2.5 | 3 | 3.5 | N/A | N/A | N/A | N/A | N/A | N/A | N/A | N/A | 9.83 | 4.0433 | 4.2505
[SEER Non Multi-Split <=65kW] GEMS (Air Conditioners up to 65kW) Determination 2019 | MEPS 2019 | AS/NZS 3823.1.2:2012 | AOTG36LBTA/ARTG36LHTDP |  | N/A | FUJITSU GENERAL | 1.69 | Ducted | Single Split System | - | Air | Air | Thailand | 3.11 | 8.31 | 10 | 700 | N/A | N/A | N/A | 300 | 3.07 | 11.2 | Enthalpy Test Room | 3.2585 | 3.7564 | Yes | - | N/A | 5.18 | 5.29 | 4.6878 | N/A | N/A | N/A | N/A | 3.2401 | 3.734 | N/A | N/A | N/A | N/A | N/A | N/A | Enthalpy Test Room | Single | R410A | Australia,New Zealand | 127179 | 2025-04-01 |  | Approved | Reverse Cycle | 1440 | Yes | Class 11 | No | N/A | N/A | N/A | N/A | N/A | N/A | 3.2585 | Available | N/A | N/A | http://www.fujitsugeneral.com.au/ |  | N/A |  |  | AAC4571 | Yes | Variable output compressor | Inverter | No | - | 10000 | 3.11 | - | 1110 | 5000 | No | - | - | - | 2842.54 | 10770 | No | 1014.54 | 5385 | No | - | - | 11200 | 3.07 | 1160 | 5600 | No | - | - | Yes | 3200 | 8200 | No | - | - | No | - | - | - | - | - | No | - | - | No | - | - | No | - | - | - | 70 | 4.388 | 4.197 | 4.45 | 5.236 | 4.884 | 4.762 | 629 | 994 | 2933 | 1387 | 1754 | 3933 | 2.5 | 2.5 | 2.5 | 3.161 | 3.765 | 4.429 | 3.409 | 4.045 | 4.433 | 4638 | 1628 | 224 | 1458 | 703 | 142 | 1.5 | 2 | 2.5 | No | - | - | - | - | N/A | N/A | N/A | 4.7337 | 3.199 | 3.6293
[SEER Non Multi-Split <=65kW] GEMS (Air Conditioners up to 65kW) Determination 2019 | MEPS 2019 | AS/NZS 3823.1.2:2012 | AOTG36LBTC/ARTG36LHTA |  | N/A | FUJITSU GENERAL | 0.7 | Ducted | Single Split System | - | Air | Air | Thailand | 3.08 | 9.3 | 10 | 500 | N/A | N/A | N/A | 400 | 3.42 | 12.5 | Enthalpy Test Room | 3.273 | 3.7654 | Yes | - | N/A | 8.97 | 8.94 | N/A | N/A | N/A | N/A | N/A | 3.2414 | 3.7322 | N/A | N/A | N/A | N/A | N/A | N/A | Enthalpy Test Room | Single | R410A | Australia,New Zealand | 127289 | 2025-04-01 |  | Approved | Reverse Cycle | 1150 | Yes | Class 11 | No | N/A | N/A | N/A | N/A | N/A | N/A | 3.273 | Available | N/A | N/A | https://www.fujitsugeneral.com.au/ |  | Yes |  |  | AAC4586 | Yes | Variable output compressor | Inverter | No | - | 10000 | 3.08 | - | 1250 | 5000 | No | - | - | - | 2815.12 | 10770 | No | 1142.5 | 5385 | No | - | - | 12500 | 3.42 | 1240 | 6250 | No | - | - | Yes | 4250 | 10800 | No | - | - | No | - | - | - | - | - | No | - | - | No | - | - | No | - | - | - | 68 | 3.98 | 3.872 | 4.142 | 4.717 | 4.444 | 4.406 | 689 | 1071 | 3146 | 1536 | 1924 | 4246 | 2 | 2 | 2.5 | 3.478 | 4.044 | 4.617 | 3.791 | 4.278 | 4.625 | 4709 | 1698 | 245 | 1469 | 746 | 157 | 1.5 | 2.5 | 3 | No | - | - | - | - | N/A | N/A | N/A | 7.2206 | 3.2212 | 3.6291
[SEER Non Multi-Split <=65kW] GEMS (Air Conditioners up to 65kW) Determination 2019 | MEPS 2019 | AS/NZS 3823.1.1:2012 | AOTG45KBTA/AUTG45KRLA |  | N/A | FUJITSU GENERAL | 3.4 | Non Ducted | Single Split System | Cassette | Air | Air | China,Thailand | 3.89 | 9.1 | 12.5 | 288 | N/A | N/A | N/A | 840 | 3.44 | 14 | Calorimeter Room | 3.2511 | 4.1652 | Yes | - | N/A | 5.93 | 5.91 | 4.6622 | 5.5412 | N/A | N/A | N/A | 3.2344 | 4.1412 | N/A | N/A | 1.9689 | 3.7824 | 1.5 | 3.5 | Calorimeter Room | Single | R32 | Australia,New Zealand | 127125 | 2025-04-01 |  | Approved | Reverse Cycle | 840 | Yes | Class 11 | No | Yes | N/A | N/A | N/A | N/A | N/A | 3.2511 | Available | N/A | N/A | http://www.fujitsugeneral.com.au/ |  | Yes |  | https://reg.energyrating.gov.au/static/common/images/star_ratings_2014/aircon_rating_1.5_3.5.png | AAC4573 | Yes | Variable output compressor | Inverter | No | - | 12500 | 3.89 | - | 1375 | 6250 | No | - | - | - | 3555.46 | 13462.5 | No | 1256.75 | 6731.25 | No | - | - | 14000 | 3.44 | 1295 | 7000 | No | - | - | Yes | 3900 | 10400 | No | - | - | No | - | - | - | - | - | No | - | - | No | - | - | No | - | - | 60 | 68 | 4.442 | 4.239 | 4.48 | 5.289 | 4.928 | 4.794 | 779 | 1232 | 3644 | 1719 | 2175 | 4885 | 2.5 | 2.5 | 2.5 | 3.419 | 4.155 | 4.959 | 3.728 | 4.494 | 4.963 | 5358 | 1843 | 249 | 1666 | 790 | 158 | 1.5 | 2.5 | 3 | No | - | - | - | - | N/A | N/A | N/A | 5 | 3.1995 | 4.0499
[SEER Non Multi-Split <=65kW] GEMS (Air Conditioners up to 65kW) Determination 2019 | MEPS 2019 | AS/NZS 3823.1.2:2012 | AOTG45LATL/ARTG45LHTA |  | N/A | FUJITSU GENERAL | 0.68 | Ducted | Single Split System | - | Air | Air | Thailand | 4.03 | 11.82 | 12.5 | 490 | N/A | N/A | N/A | 425 | 3.8 | 14 | Enthalpy Test Room | 3.2338 | 3.7029 | Yes | - | N/A | 10.46 | 10.35 | 4.2686 | N/A | N/A | N/A | N/A | 3.2053 | 3.6693 | N/A | N/A | N/A | N/A | N/A | N/A | Enthalpy Test Room | Single | R410A | Australia,New Zealand | 127290 | 2025-04-01 |  | Approved | Reverse Cycle | 1250 | No | Class 11 | No | N/A | N/A | N/A | N/A | N/A | N/A | 3.2338 | Available | N/A | N/A | https://www.fujitsugeneral.com.au/ |  | Yes |  |  | AAC4589 | Yes | Variable output compressor | Inverter | No | - | 12500 | 4.03 | - | 1423 | 6250 | No | - | - | - | 3683.42 | 13462.5 | No | 1300.622 | 6731.25 | No | - | - | 14000 | 3.8 | 1405 | 7000 | No | - | - | Yes | 4050 | 12000 | No | - | - | No | - | - | - | - | - | No | - | - | No | - | - | No | - | - | - | 69 | 4.212 | 4.036 | 4.307 | 5.069 | 4.73 | 4.618 | 816 | 1287 | 3783 | 1788 | 2260 | 5066 | 2.5 | 2.5 | 2.5 | 3.578 | 4.069 | 4.567 | 3.849 | 4.273 | 4.573 | 5126 | 1890 | 277 | 1620 | 837 | 177 | 2 | 2.5 | 3 | No | - | - | - | - | N/A | N/A | N/A | 7.9487 | 3.0812 | 3.6583
[SEER Non Multi-Split <=65kW] GEMS (Air Conditioners up to 65kW) Determination 2019 | MEPS 2019 | AS/NZS 3823.1.2:2012 | AOTG45LATT/ARTG45LHTB |  | N/A | FUJITSU GENERAL | 0.68 | Ducted | Single Split System | - | Air | Air | Thailand | 3.82 | 11.82 | 12.5 | 490 | N/A | N/A | N/A | 425 | 3.67 | 14 | Enthalpy Test Room | 3.2979 | 4.0559 | Yes | - | N/A | 17.48 | 17.46 | N/A | N/A | N/A | N/A | N/A | 3.2476 | 3.9881 | N/A | N/A | N/A | N/A | N/A | N/A | Enthalpy Test Room | Three | R410A | Australia,New Zealand | 127141 | 2025-03-31 |  | Approved | Reverse Cycle | 1250 | Yes | Class 11 | No | N/A | N/A | N/A | N/A | N/A | N/A | 3.2979 | Available | N/A | N/A | https://www.fujitsugeneral.com.au/ |  | Yes |  |  | AAC4794 | Yes | Variable output compressor | Inverter | No | - | 12500 | 3.82 | - | 1440 | 6250 | No | - | - | - | 3491.48 | 13462.5 | No | 1316.16 | 6731.25 | No | - | - | 14000 | 3.67 | 1480 | 7000 | No | - | - | Yes | 4250 | 12200 | No | - | - | No | - | - | - | - | - | No | - | - | No | - | - | No | - | - | - | 68 | 4.018 | 3.926 | 4.309 | 4.946 | 4.658 | 4.627 | 837 | 1302 | 3761 | 1815 | 2278 | 5039 | 2.5 | 2 | 2.5 | 3.518 | 3.967 | 4.351 | 3.735 | 4.112 | 4.347 | 5233 | 1960 | 310 | 1686 | 886 | 202 | 2 | 2 | 2.5 | No | - | - | - | - | N/A | N/A | N/A | 16.227 | 3.2259 | 3.7585
[SEER Multi-Split <=65kW] GEMS (Air Conditioners up to 65kW) Determination 2019 | MEPS 2019 | AS/NZS 3823.1.4:2012 | AOTG45LBLA6 |  | N/A | FUJITSU GENERAL | 0.2 | Non Ducted | fixed | N/A | Air | Air | China | 3.57 | 12.3 | 12.5 | N/A | N/A | N/A | N/A | N/A | 3.37 | 13.5 | Enthalpy Test Room | 3.5211 | 4.038 | Yes | - | N/A | 10.24 | 10.59 | N/A | N/A | N/A | N/A | N/A | 3.4873 | 3.9955 | N/A | N/A | N/A | N/A | N/A | N/A | Enthalpy Test Room | Single | R410A | Australia,New Zealand | 126944 | 2025-04-01 |  | Approved | Reverse Cycle | N/A | Yes | Class 20 | No | N/A | N/A | N/A | N/A | N/A | N/A | 3.5211 | Available | N/A | N/A | http://www.fujitsugeneral.com.au/ |  | Yes |  |  | AAC4508 | Yes | Variable output compressor | Inverter | No | - | 12500 | 3.57 | - | 1050 | 6250 | No | - | - | - | 3262.98 | 13462.5 | No | 959.7 | 6731.25 | No | - | - | 13500 | 3.37 | 1190 | 6750 | No | - | - | Yes | 5000 | 14400 | No | - | - | No | - | - | - | - | - | No | - | - | No | - | - | No | - | - | N/A | 68 | 5.215 | 4.937 | 5.374 | 6.556 | 6.052 | 5.847 | 649 | 1041 | 3022 | 1373 | 1758 | 3992 | 3.5 | 3 | 3.5 | 4.125 | 4.595 | 5.19 | 4.425 | 4.847 | 5.203 | 4297 | 1623 | 245 | 1367 | 719 | 158 | 2.5 | 3 | 3.5 | N/A | N/A | N/A | N/A | N/A | N/A | N/A | N/A | 10.54 | 3.4668 | 3.964
[SEER Non Multi-Split <=65kW] GEMS (Air Conditioners up to 65kW) Determination 2019 | MEPS 2019 | AS/NZS 3823.1.2:2012 | AOTG45LBTA/ARTG45LDTA |  | N/A | FUJITSU GENERAL | 1.06 | Ducted | Single Split System | - | Air | Air | Thailand | 3.91 | 11.44 | 12.5 | 700 | N/A | N/A | N/A | 300 | 3.5 | 14 | Enthalpy Test Room | 3.235 | 4.0229 | Yes | - | N/A | 7.81 | 7.8 | 4.1523 | 5.2822 | N/A | N/A | N/A | 3.2132 | 3.9928 | N/A | N/A | N/A | N/A | N/A | N/A | Enthalpy Test Room | Single | R410A | Australia,New Zealand | 127093 | 2025-04-01 |  | Approved | Reverse Cycle | 1440 | Yes | Class 11 | No | N/A | N/A | N/A | N/A | N/A | N/A | 3.235 | Available | N/A | N/A | https://www.fujitsugeneral.com.au/ |  | Yes |  |  | AAC4561 | Yes | Variable output compressor | Inverter | No | - | 12500 | 3.91 | - | 1550 | 6250 | No | - | - | - | 3573.74 | 13462.5 | No | 1416.7 | 6731.25 | No | - | - | 14000 | 3.5 | 1360 | 7000 | No | - | - | Yes | 4050 | 11620 | No | - | - | No | - | - | - | - | - | No | - | - | No | - | - | No | - | - | - | 69 | 4.073 | 3.934 | 4.16 | 4.781 | 4.489 | 4.421 | 849 | 1327 | 3924 | 1901 | 2388 | 5297 | 2.5 | 2 | 2.5 | 3.627 | 4.211 | 4.728 | 3.92 | 4.411 | 4.728 | 5053 | 1820 | 262 | 1586 | 806 | 167 | 2 | 2.5 | 3 | No | - | - | - | - | N/A | N/A | N/A | 5.5501 | 3.1817 | 3.9787
[SEER Non Multi-Split <=65kW] GEMS (Air Conditioners up to 65kW) Determination 2019 | MEPS 2019 | AS/NZS 3823.1.2:2012 | AOTG45LBTB/ARTG45LHTDP |  | N/A | FUJITSU GENERAL | 1.79 | Ducted | Single Split System | - | Air | Air | Thailand | 3.33 | 9.71 | 11.5 | 700 | N/A | N/A | N/A | 300 | 3.68 | 14 | Enthalpy Test Room | 3.5141 | 3.9803 | Yes | - | N/A | 7.87 | 7.86 | 4.7447 | N/A | N/A | N/A | N/A | 3.486 | 3.9511 | N/A | N/A | N/A | N/A | N/A | N/A | Enthalpy Test Room | Single | R410A | Australia,New Zealand | 127180 | 2025-04-01 |  | Approved | Reverse Cycle | 1400 | Yes | Class 11 | No | N/A | N/A | N/A | N/A | N/A | N/A | 3.5141 | Available | N/A | N/A | http://www.fujitsugeneral.com.au/ |  | N/A |  |  | AAC4569 | Yes | Variable output compressor | Inverter | No | - | 11500 | 3.33 | - | 1250 | 5750 | No | - | - | - | 3043.62 | 12385.5 | No | 1142.5 | 6192.75 | No | - | - | 14000 | 3.68 | 1470 | 7000 | No | - | - | Yes | 4000 | 11000 | No | - | - | No | - | - | - | - | - | No | - | - | No | - | - | No | - | - | - | 69 | 4.539 | 4.367 | 4.635 | 5.387 | 5.044 | 4.946 | 699 | 1098 | 3238 | 1550 | 1953 | 4354 | 3 | 2.5 | 3 | 3.354 | 3.898 | 4.379 | 3.636 | 4.072 | 4.376 | 5463 | 1965 | 282 | 1709 | 872 | 179 | 1.5 | 2 | 2.5 | No | - | - | - | - | N/A | N/A | N/A | 5.5074 | 3.4343 | 3.7852
[SEER Non Multi-Split <=65kW] GEMS (Air Conditioners up to 65kW) Determination 2019 | MEPS 2019 | AS/NZS 3823.1.2:2012 | AOTG45LBTC/ARTG45LHTA |  | N/A | FUJITSU GENERAL | 0.97 | Ducted | Single Split System | - | Air | Air | Thailand | 3.7 | 10.53 | 11.5 | 490 | N/A | N/A | N/A | 425 | 3.84 | 14 | Enthalpy Test Room | 3.1358 | 3.7721 | Yes | - | N/A | 9.21 | 9.19 | 4.5299 | N/A | N/A | N/A | N/A | 3.1095 | 3.7414 | N/A | N/A | N/A | N/A | N/A | N/A | Enthalpy Test Room | Single | R410A | Australia,New Zealand | 127291 | 2025-04-01 |  | Approved | Reverse Cycle | 1250 | Yes | Class 11 | No | N/A | N/A | N/A | N/A | N/A | N/A | 3.1358 | Available | N/A | N/A | https://www.fujitsugeneral.com.au/ |  | Yes |  |  | AAC4587 | Yes | Variable output compressor | Inverter | No | - | 11500 | 3.7 | - | 1340 | 5750 | No | - | - | - | 3381.8 | 12385.5 | No | 1224.76 | 6192.75 | No | - | - | 14000 | 3.84 | 1400 | 7000 | No | - | - | Yes | 4050 | 10500 | No | - | - | No | - | - | - | - | - | No | - | - | No | - | - | No | - | - | - | 72 | 4.14 | 3.979 | 4.25 | 4.97 | 4.647 | 4.55 | 763 | 1200 | 3527 | 1677 | 2116 | 4730 | 2.5 | 2 | 2.5 | 3.249 | 3.875 | 4.581 | 3.508 | 4.174 | 4.588 | 5643 | 1982 | 275 | 1775 | 855 | 176 | 1.5 | 2 | 3 | No | - | - | - | - | N/A | N/A | N/A | 7.6303 | 3.0866 | 3.6215
[SEER Non Multi-Split <=65kW] GEMS (Air Conditioners up to 65kW) Determination 2019 | MEPS 2019 | AS/NZS 3823.1.1:2012 | AOTG54KBTA/AUTG54KRLA |  | N/A | FUJITSU GENERAL | 3.48 | Non Ducted | Single Split System | Cassette | Air | Air | China,Thailand | 4.04 | 9.52 | 13 | 288 | N/A | N/A | N/A | 840 | 4.23 | 16 | Calorimeter Room | 3.2625 | 3.8625 | Yes | - | N/A | 6.53 | 6.52 | 4.656 | 5.2375 | N/A | N/A | N/A | 3.2446 | 3.8425 | N/A | N/A | 1.9892 | 3.185 | 1.5 | 3 | Calorimeter Room | Single | R32 | Australia,New Zealand | 127134 | 2025-04-01 |  | Approved | Reverse Cycle | 840 | Yes | Class 11 | No | Yes | N/A | N/A | N/A | N/A | N/A | 3.2625 | Available | N/A | N/A | https://www.fujitsugeneral.com.au/ |  | Yes |  | https://reg.energyrating.gov.au/static/common/images/star_ratings_2014/aircon_rating_1.5_3.png | AAC4565 | Yes | Variable output compressor | Inverter | No | - | 13000 | 4.04 | - | 1430 | 6500 | No | - | - | - | 3692.56 | 14001 | No | 1307.02 | 7000.5 | No | - | - | 16000 | 4.23 | 1560 | 8000 | No | - | - | Yes | 4200 | 11400 | No | - | - | No | - | - | - | - | - | No | - | - | No | - | - | No | - | - | 61 | 68 | 4.441 | 4.239 | 4.482 | 5.289 | 4.928 | 4.796 | 810 | 1281 | 3788 | 1787 | 2262 | 5078 | 2.5 | 2.5 | 2.5 | 3.27 | 3.941 | 4.701 | 3.556 | 4.092 | 4.707 | 6400 | 2219 | 299 | 1994 | 990 | 189 | 1.5 | 2 | 3 | No | - | - | - | - | N/A | N/A | N/A | 5.29 | 3.2036 | 3.7666
[SEER Non Multi-Split <=65kW] GEMS (Air Conditioners up to 65kW) Determination 2019 | MEPS 2019 | AS/NZS 3823.1.1:2012 | AOTG54LATT/ABTG54LRTA |  | N/A | FUJITSU GENERAL | 3.4 | Non Ducted | Single Split System | Under ceiling | Air | Air | Thailand | 4.34 | 10.4 | 13.8 | 700 | N/A | N/A | N/A | 240 | 4.67 | 16 | Enthalpy Test Room | 3.2073 | 3.5101 | Yes | - | N/A | 17.39 | 17.38 | 4.4691 | N/A | N/A | N/A | N/A | 3.1642 | 3.4659 | N/A | N/A | N/A | N/A | N/A | N/A | Enthalpy Test Room | Three | R410A | Australia,New Zealand | 126973 | 2025-03-31 |  | Approved | Reverse Cycle | 1660 | Yes | Class 11 | No | N/A | N/A | N/A | N/A | N/A | N/A | 3.2073 | Available | N/A | N/A | https://www.fujitsugeneral.com.au/ |  | Yes |  |  | AAC4785 | Yes | Variable output compressor | Inverter | No | - | 13800 | 4.34 | - | 1600 | 6900 | No | - | - | - | 3966.76 | 14862.6 | No | 1462.4 | 7431.3 | No | - | - | 16000 | 4.67 | 1740 | 8000 | No | - | - | Yes | 4810 | 11400 | No | - | - | No | - | - | - | - | - | No | - | - | No | - | - | No | - | - | 65 | 70 | 4.02 | 3.907 | 4.259 | 4.925 | 4.626 | 4.573 | 929 | 1450 | 4207 | 2017 | 2538 | 5634 | 2.5 | 2 | 2.5 | 2.977 | 3.551 | 4.216 | 3.225 | 3.677 | 4.221 | 7054 | 2488 | 358 | 2220 | 1122 | 231 | 1 | 2 | 2.5 | No | - | - | - | - | N/A | N/A | N/A | 15.796 | 3.1411 | 3.3874
[SEER Non Multi-Split <=65kW] GEMS (Air Conditioners up to 65kW) Determination 2019 | MEPS 2019 | AS/NZS 3823.1.1:2012 | AOTG54LATT/AUTG54LRLA |  | N/A | FUJITSU GENERAL | 3.4 | Non Ducted | Single Split System | Cassette | Air | Air | China,Thailand | 4.36 | 10.6 | 14 | 288 | N/A | N/A | N/A | 288 | 4.43 | 16 | Enthalpy Test Room | 3.2225 | 3.7189 | Yes | - | N/A | 17.69 | 17.67 | 4.6436 | N/A | N/A | N/A | N/A | 3.179 | 3.6683 | N/A | N/A | N/A | N/A | N/A | N/A | Enthalpy Test Room | Three | R410A | Australia,New Zealand | 127090 | 2025-03-31 |  | Approved | Reverse Cycle | 840 | Yes | Class 11 | No | N/A | N/A | N/A | N/A | N/A | N/A | 3.2225 | Available | N/A | N/A | https://www.fujitsugeneral.com.au/ |  | Yes |  |  | AAC4791 | Yes | Variable output compressor | Inverter | No | - | 14000 | 4.36 | - | 1550 | 7000 | No | - | - | - | 3985.04 | 15078 | No | 1416.7 | 7539 | No | - | - | 16000 | 4.43 | 1630 | 8000 | No | - | - | Yes | 4900 | 11850 | No | - | - | No | - | - | - | - | - | No | - | - | No | - | - | No | - | - | 62 | 70 | 4.153 | 4.024 | 4.392 | 5.119 | 4.798 | 4.728 | 911 | 1427 | 4137 | 1968 | 2481 | 5527 | 2.5 | 2.5 | 2.5 | 3.142 | 3.773 | 4.498 | 3.413 | 4.082 | 4.505 | 6686 | 2345 | 338 | 2100 | 1014 | 219 | 1.5 | 2 | 2.5 | No | - | - | - | - | N/A | N/A | N/A | 15.967 | 3.1717 | 3.5683
[SEER Non Multi-Split <=65kW] GEMS (Air Conditioners up to 65kW) Determination 2019 | MEPS 2019 | AS/NZS 3823.1.2:2012 | AOTG54LBTA/ARTG54LDTA |  | N/A | FUJITSU GENERAL | 1.52 | Ducted | Single Split System | - | Air | Air | Thailand | 4.31 | 12.48 | 14 | 700 | N/A | N/A | N/A | 300 | 4.21 | 16 | Enthalpy Test Room | 3.2639 | 3.8794 | Yes | - | N/A | 7.93 | 7.91 | 4.0145 | 4.7921 | N/A | N/A | N/A | 3.2437 | 3.8551 | N/A | N/A | N/A | N/A | N/A | N/A | Enthalpy Test Room | Single | R410A | Australia,New Zealand | 127135 | 2025-04-01 |  | Approved | Reverse Cycle | 1440 | Yes | Class 11 | No | N/A | N/A | N/A | N/A | N/A | N/A | 3.2639 | Available | N/A | N/A | http://www.fujitsugeneral.com.au/ |  | Yes |  |  | AAC4572 | Yes | Variable output compressor | Inverter | No | - | 14000 | 4.31 | - | 1795 | 7000 | No | - | - | - | 3939.34 | 15078 | No | 1640.63 | 7539 | No | - | - | 16000 | 4.21 | 1705 | 8000 | No | - | - | Yes | 4270 | 12000 | No | - | - | No | - | - | - | - | - | No | - | - | No | - | - | No | - | - | - | 70 | 4.016 | 3.894 | 4.107 | 4.671 | 4.398 | 4.351 | 966 | 1504 | 4453 | 2181 | 2731 | 6030 | 2.5 | 2 | 2.5 | 3.25 | 3.796 | 4.317 | 3.438 | 4.007 | 4.313 | 6440 | 2303 | 325 | 2063 | 1011 | 206 | 1.5 | 2 | 2.5 | No | - | - | - | - | N/A | N/A | N/A | 5.4814 | 3.2344 | 3.7838
[SEER Non Multi-Split <=65kW] GEMS (Air Conditioners up to 65kW) Determination 2019 | MEPS 2019 | AS/NZS 3823.1.2:2012 | AOTG54LBTB/ARTG54LHTDP |  | N/A | FUJITSU GENERAL | 2.52 | Ducted | Single Split System | - | Air | Air | Thailand | 3.92 | 10.48 | 13 | 700 | N/A | N/A | N/A | 300 | 4.45 | 16 | Enthalpy Test Room | 3.3833 | 3.6657 | Yes | - | N/A | 8.07 | 8.05 | 4.7089 | N/A | N/A | N/A | N/A | 3.36 | 3.6435 | N/A | N/A | N/A | N/A | N/A | N/A | Enthalpy Test Room | Single | R410A | Australia,New Zealand | 127181 | 2025-04-01 |  | Approved | Reverse Cycle | 1440 | Yes | Class 11 | No | N/A | N/A | N/A | N/A | N/A | N/A | 3.3833 | Available | N/A | N/A | http://www.fujitsugeneral.com.au/ |  | N/A |  |  | AAC4570 | Yes | Variable output compressor | Inverter | No | - | 13000 | 3.92 | - | 1430 | 6500 | No | - | - | - | 3582.88 | 14001 | No | 1307.02 | 7000.5 | No | - | - | 16000 | 4.45 | 1740 | 8000 | No | - | - | Yes | 4350 | 11500 | No | - | - | No | - | - | - | - | - | No | - | - | No | - | - | No | - | - | - | 70 | 4.476 | 4.287 | 4.535 | 5.313 | 4.962 | 4.845 | 803 | 1266 | 3743 | 1779 | 2246 | 5027 | 2.5 | 2.5 | 3 | 3.092 | 3.644 | 4.224 | 3.307 | 3.741 | 4.224 | 6768 | 2399 | 331 | 2145 | 1082 | 210 | 1.5 | 2 | 2.5 | No | - | - | - | - | N/A | N/A | N/A | 5.4078 | 3.3009 | 3.5808
[SEER Non Multi-Split <=65kW] GEMS (Air Conditioners up to 65kW) Determination 2019 | MEPS 2019 | AS/NZS 3823.1.2:2012 | AOTG54LCTL/ARTG54LHTC |  | N/A | FUJITSU GENERAL | 1.02 | Ducted | Single Split System | - | Air | Air | Thailand | 4.4 | 12.98 | 14 | 490 | N/A | N/A | N/A | 425 | 4.37 | 16 | Enthalpy Test Room | 3.192 | 3.7203 | Yes | - | N/A | 10.63 | 10.61 | 4.3688 | N/A | N/A | N/A | N/A | 3.1662 | 3.6897 | N/A | N/A | N/A | N/A | N/A | N/A | Enthalpy Test Room | Single | R410A | Australia,New Zealand | 127292 | 2025-04-01 |  | Approved | Reverse Cycle | 1250 | No | Class 11 | No | N/A | N/A | N/A | N/A | N/A | N/A | 3.192 | Available | N/A | N/A | https://www.fujitsugeneral.com.au/ |  | Yes |  |  | AAC4590 | Yes | Variable output compressor | Inverter | No | - | 14000 | 4.4 | - | 1715 | 7000 | No | - | - | - | 4021.6 | 15078 | No | 1567.51 | 7539 | No | - | - | 16000 | 4.37 | 1720 | 8000 | No | - | - | Yes | 4240 | 12200 | No | - | - | No | - | - | - | - | - | No | - | - | No | - | - | No | - | - | - | 70 | 4.057 | 3.922 | 4.171 | 4.803 | 4.51 | 4.442 | 951 | 1486 | 4379 | 2116 | 2658 | 5900 | 2.5 | 2 | 2.5 | 3.264 | 3.777 | 4.275 | 3.432 | 3.978 | 4.274 | 6419 | 2322 | 334 | 2072 | 1024 | 213 | 1.5 | 2 | 2.5 | No | - | - | - | - | N/A | N/A | N/A | 8.1064 | 3.1621 | 3.6385
[SEER Non Multi-Split <=65kW] GEMS (Air Conditioners up to 65kW) Determination 2019 | MEPS 2019 | AS/NZS 3823.1.2:2012 | AOTG60LATT/ARTG60LHTA |  | N/A | FUJITSU GENERAL | 1.37 | Ducted | Single Split System | - | Air | Air | Thailand | 4.7 | 13.63 | 15 | 490 | N/A | N/A | N/A | 425 | 5.15 | 18 | Enthalpy Test Room | 3.2137 | 3.5229 | Yes | - | N/A | 17.48 | 17.46 | 4.2642 | N/A | N/A | N/A | N/A | 3.1741 | 3.4828 | N/A | N/A | N/A | N/A | N/A | N/A | Enthalpy Test Room | Three | R410A | Australia,New Zealand | 127140 | 2025-03-31 |  | Approved | Reverse Cycle | 1250 | Yes | Class 11 | No | N/A | N/A | N/A | N/A | N/A | N/A | 3.2137 | Available | N/A | N/A | http://www.fujitsugeneral.com.au/ |  | Yes |  |  | AAC4792 | Yes | Variable output compressor | Inverter | No | - | 15000 | 4.7 | - | 1820 | 7500 | No | - | - | - | 4295.8 | 16155 | No | 1663.48 | 8077.5 | No | - | - | 18000 | 5.15 | 1930 | 9000 | No | - | - | Yes | 4250 | 12200 | No | - | - | No | - | - | - | - | - | No | - | - | No | - | - | No | - | - | - | 71 | 3.927 | 3.829 | 4.158 | 4.761 | 4.484 | 4.448 | 1036 | 1611 | 4687 | 2271 | 2849 | 6298 | 2 | 2 | 2.5 | 2.867 | 3.364 | 4.277 | 3.144 | 3.766 | 4.281 | 8233 | 2949 | 394 | 2558 | 1230 | 254 | 1 | 1.5 | 2.5 | No | - | - | - | - | N/A | N/A | N/A | 16.227 | 3.1547 | 3.4583
[SEER Non Multi-Split <=65kW] GEMS (Air Conditioners up to 65kW) Determination 2019 | MEPS 2019 | AS/NZS 3823.1.2:2012 | AOTG60LBTA/ARTG60LDTA |  | N/A | FUJITSU GENERAL | 1.45 | Ducted | Single Split System | - | Air | Air | Thailand | 4.92 | 14.35 | 15.8 | 700 | N/A | N/A | N/A | 300 | 4.99 | 18 | Enthalpy Test Room | 3.2426 | 3.738 | Yes | - | N/A | 7.93 | 7.91 | 4.259 | 4.5499 | N/A | N/A | N/A | 3.225 | 3.7175 | N/A | N/A | N/A | N/A | N/A | N/A | Enthalpy Test Room | Single | R410A | Australia,New Zealand | 127136 | 2025-04-01 |  | Approved | Reverse Cycle | 1440 | Yes | Class 11 | No | N/A | N/A | N/A | N/A | N/A | N/A | 3.2426 | Available | N/A | N/A | https://www.fujitsugeneral.com.au/ |  | Yes |  |  | AAC4566 | Yes | Variable output compressor | Inverter | No | - | 15800 | 4.92 | - | 1910 | 7900 | No | - | - | - | 4496.88 | 17016.6 | No | 1745.74 | 8508.3 | No | - | - | 18000 | 4.99 | 2040 | 9000 | No | - | - | Yes | 4270 | 12000 | No | - | - | No | - | - | - | - | - | No | - | - | No | - | - | No | - | - | - | 72 | 4.183 | 4.025 | 4.239 | 4.902 | 4.594 | 4.508 | 1048 | 1643 | 4871 | 2347 | 2952 | 6569 | 2.5 | 2.5 | 2.5 | 2.78 | 3.247 | 4.061 | 3.031 | 3.603 | 4.056 | 8467 | 3025 | 386 | 2630 | 1262 | 244 | 1 | 1.5 | 2.5 | No | - | - | - | - | N/A | N/A | N/A | 5.4814 | 3.1993 | 3.5939
[SEER Non Multi-Split <=65kW] GEMS (Air Conditioners up to 65kW) Determination 2019 | MEPS 2019 | AS/NZS 3823.1.1:2012 | AOTV09LAC/AGTV09LAC |  | N/A | FUJITSU GENERAL | 0.27 | Non Ducted | Single Split System | Floor Mounted | Air | Air | China | 0.6 | 2.33 | 2.6 | 200 | N/A | N/A | N/A | 600 | 0.81 | 3.5 | Calorimeter Room | 4.5921 | 4.2779 | Yes | - | N/A | 11.11 | 10.98 | N/A | N/A | N/A | N/A | N/A | 4.1021 | 4.1501 | N/A | N/A | 3.7042 | 3.8002 | 3.5 | 3.5 | Calorimeter Room | Single | R410A | Australia,New Zealand | 127079 | 2025-04-01 |  | Approved | Reverse Cycle | 740 | No | Class 8 | No | N/A | N/A | N/A | N/A | N/A | N/A | 4.3601 | Available | N/A | N/A | http://www.fujitsugeneral.com.au/ |  | Yes |  | https://reg.energyrating.gov.au/static/common/images/star_ratings_2014/aircon_rating_3.5_3.5.png | AAC4581 | Yes | Variable output compressor | Inverter | No | - | 2600 | 0.6 | - | 230 | 1300 | No | - | - | - | 548.4 | 2800.2 | Yes | 175 | 1400 | No | - | - | 3500 | 0.81 | 310 | 1750 | No | - | - | Yes | 1920 | 4400 | No | - | - | No | - | - | - | - | - | No | - | - | No | - | - | No | - | - | 55 | 64 | 4.706 | 4.794 | 6.121 | 8.096 | 7.206 | 7.257 | 135 | 205 | 534 | 216 | 292 | 654 | 3 | 3 | 4.5 | 4.221 | 4.689 | 5.182 | 4.476 | 4.886 | 5.185 | 1103 | 429 | 79 | 363 | 198 | 54 | 2.5 | 3 | 3.5 | No | - | - | - | - | N/A | N/A | N/A | 8.952 | 4.1253 | 4.1654
[SEER Non Multi-Split <=65kW] GEMS (Air Conditioners up to 65kW) Determination 2019 | MEPS 2019 | AS/NZS 3823.1.1:2012 | AOTV14LAL/AGTV14LAC |  | N/A | FUJITSU GENERAL | 1.05 | Non Ducted | Single Split System | Floor Mounted | Air | Air | China | 1.22 | 3.15 | 4.2 | 200 | N/A | N/A | N/A | 600 | 1.44 | 5.2 | Calorimeter Room | 3.4685 | 3.6404 | Yes | - | N/A | 10.66 | 10.6 | N/A | N/A | N/A | N/A | N/A | 3.3693 | 3.5517 | N/A | N/A | 2.2385 | 2.6035 | 2 | 2.5 | Calorimeter Room | Single | R410A | Australia,New Zealand | 127080 | 2025-04-01 |  | Approved | Reverse Cycle | 740 | No | Class 9 | No | N/A | N/A | N/A | N/A | N/A | N/A | 3.4685 | Available | N/A | N/A | http://www.fujitsugeneral.com.au/ |  | Yes |  | https://reg.energyrating.gov.au/static/common/images/star_ratings_2014/aircon_rating_2_2.5.png | AAC4556 | Yes | Variable output compressor | Inverter | No | - | 4200 | 1.22 | - | 395 | 2100 | No | - | - | - | 1115.08 | 4523.4 | Yes | 340 | 2262 | No | - | - | 5200 | 1.44 | 495 | 2600 | No | - | - | Yes | 2580 | 5120 | No | - | - | No | - | - | - | - | - | No | - | - | No | - | - | No | - | - | 58 | 66 | 4.468 | 4.372 | 5.081 | 6.295 | 5.771 | 5.684 | 244 | 381 | 1060 | 469 | 608 | 1369 | 2.5 | 2.5 | 3.5 | 3.49 | 4.142 | 4.801 | 3.849 | 4.417 | 4.816 | 1966 | 706 | 114 | 615 | 314 | 75 | 1.5 | 2.5 | 3 | No | - | - | - | - | N/A | N/A | N/A | 9.18 | 3.3572 | 3.5349
[SEER Non Multi-Split <=65kW] GEMS (Air Conditioners up to 65kW) Determination 2019 | MEPS 2019 | AS/NZS 3823.1.1:2012 | HAS2505 |  | N/A | GALAXY AIR | N/A | Non Ducted | Single Split System | Wall Hung | Air | Air | China | 0.53 | N/A | 2.64 | N/A | N/A | N/A | N/A | N/A | 0.68 | 2.9 | Calorimeter Room | 4.8032 | 4.3658 | N/A | - | N/A | N/A | N/A | N/A | N/A | N/A | N/A | N/A | N/A | N/A | N/A | N/A | N/A | N/A | N/A | N/A | N/A | Single | R32 | Australia,Fiji,New Zealand | 136707 | 2026-03-22 |  | Approved | Reverse Cycle | N/A | Yes | Class 8 | Yes | N/A | N/A | N/A | N/A | N/A | N/A | N/A | Available | N/A | N/A |  |  | N/A |  |  | AAC5851 | Yes | Variable output compressor | Inverter | No | - | 2640 | 0.53 | - | 350 | 1450 | No | - | - | - | 484.42 | 2843.28 | Yes | 150 | 1300 | No | - | - | 2900 | 0.68 | 260 | 1450 | No | - | - | No | - | - | - | 820 | 2800 | No | - | - | - | - | - | - | - | - | No | - | - | No | - | - | 54.3 | 58.6 | 9.252 | 8.699 | 10.725 | -5.136 | -2767.301 | 67.822 | 78 | 125 | 320 | -378 | -3 | 71 | 7.5 | 7 | 9 | 4.13 | 4.664 | 5.125 | 4.387 | 4.841 | 5.123 | 919 | 340 | 50 | 294 | 152 | 32 | 2.5 | 3 | 3.5 | No | - | - | - | - | N/A | N/A | N/A | 1.05 | 4.948 | 4.2426
[SEER Non Multi-Split <=65kW] GEMS (Air Conditioners up to 65kW) Determination 2019 | MEPS 2019 | AS/NZS 3823.1.1:2012 | HAS3505 |  | N/A | GALAXY AIR | N/A | Non Ducted | Single Split System | Wall Hung | Air | Air | China | 0.87 | N/A | 3.5 | N/A | N/A | N/A | N/A | N/A | 1.05 | 4 | Calorimeter Room | 4.1686 | 3.9827 | N/A | - | N/A | N/A | N/A | N/A | N/A | N/A | N/A | N/A | N/A | N/A | N/A | N/A | N/A | N/A | N/A | N/A | N/A | Single | R32 | Australia,Fiji,New Zealand | 136711 | 2026-03-22 |  | Approved | Reverse Cycle | N/A | Yes | Class 8 | Yes | N/A | N/A | N/A | N/A | N/A | N/A | N/A | Available | N/A | N/A |  |  | N/A |  |  | AAC5852 | Yes | Variable output compressor | Inverter | No | - | 3500 | 0.87 | - | 420 | 1800 | No | - | - | - | 795.18 | 3769.5 | Yes | 230 | 1800 | No | - | - | 4000 | 1.05 | 380 | 2000 | No | - | - | No | - | - | - | 1050 | 3250 | No | - | - | - | - | - | - | - | - | No | - | - | No | - | - | 56.8 | 61.3 | 7.036 | 6.575 | 7.333 | 32.483 | 13.298 | 10.891 | 137 | 222 | 623 | 77 | 224 | 601 | 5.5 | 5 | 5.5 | 3.624 | 4.193 | 4.813 | 3.955 | 4.454 | 4.827 | 1444 | 521 | 73 | 448 | 227 | 46 | 2 | 2.5 | 3 | No | - | - | - | - | N/A | N/A | N/A | 1.113 | 4.0057 | 3.7959
[SEER Non Multi-Split <=65kW] GEMS (Air Conditioners up to 65kW) Determination 2019 | MEPS 2019 | AS/NZS 3823.1.1:2012 | HAS5005 |  | N/A | GALAXY AIR | N/A | Non Ducted | Single Split System | Wall Hung | Air | Air | China | 1.28 | N/A | 5.2 | N/A | N/A | N/A | N/A | N/A | 1.26 | 5.2 | Calorimeter Room | 3.9809 | 4.3622 | N/A | - | N/A | N/A | N/A | N/A | N/A | N/A | N/A | N/A | N/A | N/A | N/A | N/A | N/A | N/A | N/A | N/A | N/A | Single | R32 | Australia,Fiji,New Zealand | 136712 | 2026-03-17 |  | Approved | Reverse Cycle | N/A | Yes | Class 9 | Yes | N/A | N/A | N/A | N/A | N/A | N/A | N/A | Available | N/A | N/A |  |  | N/A |  |  | AAC5844 | Yes | Variable output compressor | Inverter | No | - | 5200 | 1.28 | - | 470 | 2600 | Yes | 340 | 1650 | - | 1169.92 | 5600.4 | Yes | 370 | 2600 | - | 220 | 1650 | 5200 | 1.26 | 450 | 2400 | No | - | - | No | - | - | - | 1800 | 5200 | No | - | - | - | - | - | - | - | - | No | - | - | No | - | - | 60.6 | 60 | 6.146 | 5.887 | 6.163 | 11.077 | 8.625 | 7.103 | 233 | 368 | 1101 | 339 | 516 | 1371 | 4.5 | 4 | 4.5 | 3.882 | 4.38 | 4.927 | 4.173 | 4.608 | 4.937 | 1753 | 650 | 93 | 553 | 286 | 59 | 2 | 2.5 | 3 | No | - | - | - | - | N/A | N/A | N/A | 1.9 | 4.0422 | 4.1061
[SEER Non Multi-Split <=65kW] GEMS (Air Conditioners up to 65kW) Determination 2019 | MEPS 2019 | AS/NZS 3823.1.1:2012 | HAS7005 |  | N/A | GALAXY AIR | N/A | Non Ducted | Single Split System | Wall Hung | Air | Air | China | 2 | N/A | 7.04 | N/A | N/A | N/A | N/A | N/A | 2.4 | 8.2 | Calorimeter Room | 3.6667 | 3.6388 | N/A | - | N/A | N/A | N/A | N/A | N/A | N/A | N/A | N/A | N/A | N/A | N/A | N/A | N/A | N/A | N/A | N/A | N/A | Single | R32 | Australia,Fiji,New Zealand | 136715 | 2026-03-22 |  | Approved | Reverse Cycle | N/A | Yes | Class 9 | Yes | N/A | N/A | N/A | N/A | N/A | N/A | N/A | Available | N/A | N/A |  |  | N/A |  |  | AAC5853 | Yes | Variable output compressor | Inverter | No | - | 7040 | 2 | - | 790 | 3800 | No | - | - | - | 1828 | 7582.08 | Yes | 550 | 3700 | Yes | 400 | 2900 | 8200 | 2.4 | 890 | 4300 | Yes | 400 | 2300 | No | - | - | - | 2250 | 6200 | No | - | - | - | - | - | - | - | - | No | - | - | No | - | - | 63.7 | 63.8 | 5.632 | 5.262 | 5.602 | 7.46 | 6.558 | 6.385 | 348 | 562 | 1644 | 688 | 922 | 2067 | 4 | 3.5 | 4 | 3.368 | 3.994 | 5.2 | 3.961 | 4.636 | 5.354 | 3182 | 1119 | 136 | 915 | 445 | 83 | 1.5 | 2 | 3.5 | No | - | - | - | - | N/A | N/A | N/A | 1.314 | 3.5122 | 3.4104
[SEER Non Multi-Split <=65kW] GEMS (Air Conditioners up to 65kW) Determination 2019 | MEPS 2019 | AS/NZS 3823.1.1:2012 | HAS8005 |  | N/A | GALAXY AIR | N/A | Non Ducted | Single Split System | Wall Hung | Air | Air | China | 2.4 | N/A | 8 | N/A | N/A | N/A | N/A | N/A | 2.55 | 8.4 | Calorimeter Room | 3.3539 | 3.45 | N/A | - | N/A | N/A | N/A | N/A | N/A | N/A | N/A | N/A | N/A | N/A | N/A | N/A | N/A | N/A | N/A | N/A | N/A | Single | R32 | Australia,Fiji,New Zealand | 136723 | 2026-03-22 |  | Approved | Reverse Cycle | N/A | Yes | Class 9 | Yes | N/A | N/A | N/A | N/A | N/A | N/A | N/A | Available | N/A | N/A |  |  | N/A |  |  | AAC5854 | Yes | Variable output compressor | Inverter | No | - | 8000 | 2.4 | - | 880 | 3800 | No | - | - | - | 2193.6 | 8616 | Yes | 750 | 4100 | Yes | 270 | 1600 | 8400 | 2.55 | 940 | 4350 | Yes | 310 | 1360 | No | - | - | - | 3000 | 7300 | No | - | - | - | - | - | - | - | - | No | - | - | No | - | - | 64.7 | 65.5 | 4.581 | 4.417 | 4.713 | 5.903 | 5.43 | 5.148 | 478 | 750 | 2211 | 980 | 1258 | 2906 | 3 | 2.5 | 3 | 3.26 | 3.757 | 4.457 | 3.636 | 4.104 | 4.51 | 3376 | 1228 | 172 | 1030 | 523 | 109 | 1.5 | 2 | 2.5 | No | - | - | - | - | N/A | N/A | N/A | 5.4099 | 3.3081 | 3.2707
[Unitary Single-Duct] GEMS (Air Conditioners up to 65kW) Determination 2019 | MEPS 2019 | AS/NZS 3823.1.5:2015 | GPA19KW |  | N/A | Germanica | N/A | Non Ducted | Portable | N/A | N/A | N/A | China | 0.71 | N/A | 1.9 | N/A | N/A | N/A | N/A | N/A | - | - | Calorimeter Room | 2.7205 | - | N/A | N/A | N/A | N/A | N/A | N/A | N/A | N/A | N/A | N/A | N/A | N/A | N/A | N/A | N/A | N/A | N/A | N/A | Calorimeter Room | Single | R290 | Australia | 133232 | 2025-11-02 |  | Approved | Cooling Only | N/A | N/A | Class 4 | N/A | N/A | N/A | N/A | N/A | N/A | N/A | N/A | Available | N/A | N/A | http://www.ayonz.com/ |  | N/A |  |  | AAC5453 | No | N/A | N/A | N/A | N/A | 1900 | 0.71 | N/A | N/A | N/A | N/A | N/A | N/A | N/A | N/A | N/A | N/A | N/A | N/A | N/A | N/A | N/A | - | - | N/A | N/A | N/A | N/A | N/A | N/A | N/A | N/A | N/A | N/A | N/A | N/A | N/A | N/A | N/A | N/A | N/A | N/A | N/A | N/A | N/A | N/A | N/A | N/A | N/A | N/A | 66 | N/A | N/A | N/A | N/A | N/A | N/A | N/A | 387 | 596 | 1595 | N/A | N/A | N/A | 0 | 0 | 0 | N/A | N/A | N/A | N/A | N/A | N/A | - | - | - | N/A | N/A | N/A | - | - | - | N/A | No | - | - | - | - | - | - | N/A | 2.6761 | -
[Unitary Single-Duct] GEMS (Air Conditioners up to 65kW) Determination 2019 | MEPS 2019 | AS/NZS 3823.1.5:2015 | GPA27KW |  | N/A | Germanica | N/A | Non Ducted | Portable | N/A | N/A | N/A | China | 1 | N/A | 2.7 | N/A | N/A | N/A | N/A | N/A | 0 | 0 | Calorimeter Room | 2.6968 | 0 | N/A | N/A | N/A | N/A | N/A | N/A | N/A | N/A | N/A | N/A | N/A | N/A | N/A | N/A | N/A | N/A | N/A | N/A | Calorimeter Room | Single | R290 | Australia | 133180 | 2025-10-15 |  | Approved | Cooling Only | N/A | N/A | Class 4 | N/A | N/A | N/A | N/A | N/A | N/A | N/A | N/A | Available | N/A | N/A | http://www.ayonz.com/ |  | N/A |  |  | AAC5403 | No | N/A | N/A | N/A | N/A | 2700 | 1 | N/A | N/A | N/A | N/A | N/A | N/A | N/A | N/A | N/A | N/A | N/A | N/A | N/A | N/A | N/A | 0 | 0 | N/A | N/A | N/A | N/A | N/A | N/A | N/A | N/A | N/A | N/A | N/A | N/A | N/A | N/A | N/A | N/A | N/A | N/A | N/A | N/A | N/A | N/A | N/A | N/A | N/A | N/A | 67 | N/A | N/A | N/A | N/A | N/A | N/A | N/A | 545 | 840 | 2247 | N/A | N/A | N/A | 0 | 0 | 0 | N/A | N/A | N/A | N/A | N/A | N/A | 0 | 0 | 0 | N/A | N/A | N/A | 0 | 0 | 0 | N/A | No | 0 | 0 | 0 | 0 | 0 | 0 | N/A | 2.7 | 0
[Unitary Single-Duct] GEMS (Air Conditioners up to 65kW) Determination 2019 | MEPS 2019 | AS/NZS 3823.1.5:2015 | GPA33KW |  | N/A | Germanica | N/A | Non Ducted | Portable | N/A | N/A | N/A | China | 1.32 | N/A | 3.3 | N/A | N/A | N/A | N/A | N/A | - | - | Calorimeter Room | 2.5324 | - | N/A | N/A | N/A | N/A | N/A | N/A | N/A | N/A | N/A | N/A | N/A | N/A | N/A | N/A | N/A | N/A | N/A | N/A | Calorimeter Room | Single | R290 | Australia | 133181 | 2025-10-16 |  | Approved | Cooling Only | N/A | N/A | Class 4 | N/A | N/A | N/A | N/A | N/A | N/A | N/A | N/A | Available | N/A | N/A | http://www.ayonz.com/ |  | N/A |  |  | AAC5409 | No | N/A | N/A | N/A | N/A | 3300 | 1.32 | N/A | N/A | N/A | N/A | N/A | N/A | N/A | N/A | N/A | N/A | N/A | N/A | N/A | N/A | N/A | - | - | N/A | N/A | N/A | N/A | N/A | N/A | N/A | N/A | N/A | N/A | N/A | N/A | N/A | N/A | N/A | N/A | N/A | N/A | N/A | N/A | N/A | N/A | N/A | N/A | N/A | N/A | 66.9 | N/A | N/A | N/A | N/A | N/A | N/A | N/A | 719 | 1109 | 2966 | N/A | N/A | N/A | 0 | 0 | 0 | N/A | N/A | N/A | N/A | N/A | N/A | - | - | - | N/A | N/A | N/A | - | - | - | N/A | No | - | - | - | - | - | - | N/A | 2.5 | -
[Unitary Single-Duct] GEMS (Air Conditioners up to 65kW) Determination 2019 | MEPS 2019 | AS/NZS 3823.1.5:2015 | GPA38KW |  | N/A | Germanica | N/A | Non Ducted | Portable | N/A | N/A | N/A | China | 1.461 | N/A | 3.8 | N/A | N/A | N/A | N/A | N/A | - | - | Calorimeter Room | 2.5064 | - | N/A | N/A | N/A | N/A | N/A | N/A | N/A | N/A | N/A | N/A | N/A | N/A | N/A | N/A | N/A | N/A | N/A | N/A | Calorimeter Room | Single | R32 | Australia | 133314 | 2025-11-04 |  | Approved | Cooling Only | N/A | N/A | Class 4 | N/A | N/A | N/A | N/A | N/A | N/A | N/A | N/A | Available | N/A | N/A | http://www.ayonz.com/ |  | N/A |  |  | AAC5456 | No | N/A | N/A | N/A | N/A | 3800 | 1.461 | N/A | N/A | N/A | N/A | N/A | N/A | N/A | N/A | N/A | N/A | N/A | N/A | N/A | N/A | N/A | - | - | N/A | N/A | N/A | N/A | N/A | N/A | N/A | N/A | N/A | N/A | N/A | N/A | N/A | N/A | N/A | N/A | N/A | N/A | N/A | N/A | N/A | N/A | N/A | N/A | N/A | N/A | 67.9 | N/A | N/A | N/A | N/A | N/A | N/A | N/A | 796 | 1227 | 3283 | N/A | N/A | N/A | 0 | 0 | 0 | N/A | N/A | N/A | N/A | N/A | N/A | - | - | - | N/A | N/A | N/A | - | - | - | N/A | No | - | - | - | - | - | - | N/A | 2.601 | -
[Unitary Single-Duct] GEMS (Air Conditioners up to 65kW) Determination 2019 | MEPS 2019 | AS/NZS 3823.1.5:2015 | GCPAC07 | Goldair | N/A | Goldair | N/A | Non Ducted | Portable | N/A | N/A | N/A | China | 0.792 | N/A | 2.06 | N/A | N/A | N/A | N/A | N/A | - | - | Calorimeter Room | 2.6086 | - | N/A | N/A | N/A | N/A | N/A | N/A | N/A | N/A | N/A | N/A | N/A | N/A | N/A | N/A | N/A | N/A | N/A | N/A | Calorimeter Room | Single | R290 | Australia,New Zealand | 130033 | 2025-07-08 |  | Approved | Cooling Only | N/A | N/A | Class 4 | N/A | N/A | N/A | N/A | N/A | N/A | N/A | N/A | Available | N/A | N/A |  | http://www.goldair.co.nz/ | N/A |  |  | AAC4987 | No | N/A | N/A | N/A | N/A | 2060 | 0.792 | N/A | N/A | N/A | N/A | N/A | N/A | N/A | N/A | N/A | N/A | N/A | N/A | N/A | N/A | N/A | - | - | N/A | N/A | N/A | N/A | N/A | N/A | N/A | N/A | N/A | N/A | N/A | N/A | N/A | N/A | N/A | N/A | N/A | N/A | N/A | N/A | N/A | N/A | N/A | N/A | N/A | N/A | 59.4 | N/A | N/A | N/A | N/A | N/A | N/A | N/A | 432 | 665 | 1780 | N/A | N/A | N/A | 0 | 0 | 0 | N/A | N/A | N/A | N/A | N/A | N/A | - | - | - | N/A | N/A | N/A | - | - | - | N/A | No | - | - | - | - | - | - | N/A | 2.601 | -
[Unitary Single-Duct] GEMS (Air Conditioners up to 65kW) Determination 2019 | MEPS 2019 | AS/NZS 3823.1.5:2015 | GCPAC10 |  | N/A | Goldair | N/A | Non Ducted | Portable | N/A | N/A | N/A | China | 1.12 | N/A | 2.93 | N/A | N/A | N/A | N/A | N/A | 0 | 0 | Calorimeter Room | 2.769 | 0 | N/A | N/A | N/A | N/A | N/A | N/A | N/A | N/A | N/A | N/A | N/A | N/A | N/A | N/A | N/A | N/A | N/A | N/A | Calorimeter Room | Single | R290 | Australia | 130034 | 2025-07-08 |  | Approved | Cooling Only | N/A | N/A | Class 4 | N/A | N/A | N/A | N/A | N/A | N/A | N/A | N/A | Available | N/A | N/A |  | http://www.goldair.co.nz/ | N/A |  |  | AAC4993 | No | N/A | N/A | N/A | N/A | 2930 | 1.12 | N/A | N/A | N/A | N/A | N/A | N/A | N/A | N/A | N/A | N/A | N/A | N/A | N/A | N/A | N/A | 0 | 0 | N/A | N/A | N/A | N/A | N/A | N/A | N/A | N/A | N/A | N/A | N/A | N/A | N/A | N/A | N/A | N/A | N/A | N/A | N/A | N/A | N/A | N/A | N/A | N/A | N/A | N/A | 64.9 | N/A | N/A | N/A | N/A | N/A | N/A | N/A | 610 | 941 | 2517 | N/A | N/A | N/A | 0 | 0 | 0 | N/A | N/A | N/A | N/A | N/A | N/A | 0 | 0 | 0 | N/A | N/A | N/A | 0 | 0 | 0 | N/A | No | 0 | 0 | 0 | 0 | 0 | 0 | N/A | 2.6161 | 0
[Unitary Single-Duct] GEMS (Air Conditioners up to 65kW) Determination 2019 | MEPS 2019 | AS/NZS 3823.1.5:2015 | GCPAC100 | Goldair 2.6kW PAC | N/A | Goldair | N/A | Non Ducted | Portable | N/A | N/A | N/A | China | 1.005 | N/A | 2.637 | N/A | N/A | N/A | N/A | N/A | - | - | Calorimeter Room | 2.6357 | - | N/A | N/A | N/A | N/A | N/A | N/A | N/A | N/A | N/A | N/A | N/A | N/A | N/A | N/A | N/A | N/A | N/A | N/A | Calorimeter Room | Single | R290 | Australia,New Zealand | 139207 | 2026-06-16 |  | Approved | Cooling Only | N/A | N/A | Class 4 | N/A | N/A | N/A | N/A | N/A | N/A | N/A | N/A | Available | N/A | N/A |  | http://www.goldair.co.nz/ | N/A |  |  | AAC6093 | No | N/A | N/A | N/A | N/A | 2637 | 1.005 | N/A | N/A | N/A | N/A | N/A | N/A | N/A | N/A | N/A | N/A | N/A | N/A | N/A | N/A | N/A | - | - | N/A | N/A | N/A | N/A | N/A | N/A | N/A | N/A | N/A | N/A | N/A | N/A | N/A | N/A | N/A | N/A | N/A | N/A | N/A | N/A | N/A | N/A | N/A | N/A | N/A | N/A | 64.2 | N/A | N/A | N/A | N/A | N/A | N/A | N/A | 548 | 844 | 2258 | N/A | N/A | N/A | 0 | 0 | 0 | N/A | N/A | N/A | N/A | N/A | N/A | - | - | - | N/A | N/A | N/A | - | - | - | N/A | No | - | - | - | - | - | - | N/A | 2.6239 | -
[Unitary Single-Duct] GEMS (Air Conditioners up to 65kW) Determination 2019 | MEPS 2019 | AS/NZS 3823.1.5:2015 | GCPAC110 | Goldair 2.6kW PAC | N/A | Goldair | N/A | Non Ducted | Portable | N/A | N/A | N/A | China | 1.005 | N/A | 2.637 | N/A | N/A | N/A | N/A | N/A | - | - | Calorimeter Room | 2.6357 | - | N/A | N/A | N/A | N/A | N/A | N/A | N/A | N/A | N/A | N/A | N/A | N/A | N/A | N/A | N/A | N/A | N/A | N/A | Calorimeter Room | Single | R290 | Australia,New Zealand | 139207 | 2026-06-16 |  | Approved | Cooling Only | N/A | N/A | Class 4 | N/A | N/A | N/A | N/A | N/A | N/A | N/A | N/A | Available | N/A | N/A |  | http://www.goldair.co.nz/ | N/A |  |  | AAC6093 | No | N/A | N/A | N/A | N/A | 2637 | 1.005 | N/A | N/A | N/A | N/A | N/A | N/A | N/A | N/A | N/A | N/A | N/A | N/A | N/A | N/A | N/A | - | - | N/A | N/A | N/A | N/A | N/A | N/A | N/A | N/A | N/A | N/A | N/A | N/A | N/A | N/A | N/A | N/A | N/A | N/A | N/A | N/A | N/A | N/A | N/A | N/A | N/A | N/A | 64.2 | N/A | N/A | N/A | N/A | N/A | N/A | N/A | 548 | 844 | 2258 | N/A | N/A | N/A | 0 | 0 | 0 | N/A | N/A | N/A | N/A | N/A | N/A | - | - | - | N/A | N/A | N/A | - | - | - | N/A | No | - | - | - | - | - | - | N/A | 2.6239 | -
[Unitary Single-Duct] GEMS (Air Conditioners up to 65kW) Determination 2019 | MEPS 2019 | AS/NZS 3823.1.5:2015 | GCPAC12 |  | N/A | Goldair | N/A | Non Ducted | Portable | N/A | N/A | N/A | China | 1.357 | N/A | 3.53 | N/A | N/A | N/A | N/A | N/A | 0 | 0 | Calorimeter Room | 2.6114 | 0 | N/A | N/A | N/A | N/A | N/A | N/A | N/A | N/A | N/A | N/A | N/A | N/A | N/A | N/A | N/A | N/A | N/A | N/A | Calorimeter Room | Single | R290 | Australia | 130032 | 2025-07-08 |  | Approved | Cooling Only | N/A | N/A | Class 4 | N/A | N/A | N/A | N/A | N/A | N/A | N/A | N/A | Available | N/A | N/A |  | http://www.goldair.co.nz/ | N/A |  |  | AAC4992 | No | N/A | N/A | N/A | N/A | 3530 | 1.357 | N/A | N/A | N/A | N/A | N/A | N/A | N/A | N/A | N/A | N/A | N/A | N/A | N/A | N/A | N/A | 0 | 0 | N/A | N/A | N/A | N/A | N/A | N/A | N/A | N/A | N/A | N/A | N/A | N/A | N/A | N/A | N/A | N/A | N/A | N/A | N/A | N/A | N/A | N/A | N/A | N/A | N/A | N/A | 62.4 | N/A | N/A | N/A | N/A | N/A | N/A | N/A | 740 | 1140 | 3049 | N/A | N/A | N/A | 0 | 0 | 0 | N/A | N/A | N/A | N/A | N/A | N/A | 0 | 0 | 0 | N/A | N/A | N/A | 0 | 0 | 0 | N/A | No | 0 | 0 | 0 | 0 | 0 | 0 | N/A | 2.6013 | 0
[Unitary Single-Duct] GEMS (Air Conditioners up to 65kW) Determination 2019 | MEPS 2019 | AS/NZS 3823.1.5:2015 | GCPAC200 | Goldair | N/A | Goldair | N/A | Non Ducted | Portable | N/A | N/A | N/A | China | 0.792 | N/A | 2.06 | N/A | N/A | N/A | N/A | N/A | - | - | Calorimeter Room | 2.6086 | - | N/A | N/A | N/A | N/A | N/A | N/A | N/A | N/A | N/A | N/A | N/A | N/A | N/A | N/A | N/A | N/A | N/A | N/A | Calorimeter Room | Single | R290 | Australia,New Zealand | 130033 | 2025-07-08 |  | Approved | Cooling Only | N/A | N/A | Class 4 | N/A | N/A | N/A | N/A | N/A | N/A | N/A | N/A | Available | N/A | N/A |  | http://www.goldair.co.nz/ | N/A |  |  | AAC4987 | No | N/A | N/A | N/A | N/A | 2060 | 0.792 | N/A | N/A | N/A | N/A | N/A | N/A | N/A | N/A | N/A | N/A | N/A | N/A | N/A | N/A | N/A | - | - | N/A | N/A | N/A | N/A | N/A | N/A | N/A | N/A | N/A | N/A | N/A | N/A | N/A | N/A | N/A | N/A | N/A | N/A | N/A | N/A | N/A | N/A | N/A | N/A | N/A | N/A | 59.4 | N/A | N/A | N/A | N/A | N/A | N/A | N/A | 432 | 665 | 1780 | N/A | N/A | N/A | 0 | 0 | 0 | N/A | N/A | N/A | N/A | N/A | N/A | - | - | - | N/A | N/A | N/A | - | - | - | N/A | No | - | - | - | - | - | - | N/A | 2.601 | -
[Unitary Single-Duct] GEMS (Air Conditioners up to 65kW) Determination 2019 | MEPS 2019 | AS/NZS 3823.1.5:2015 | GCPAC200A | Goldair | N/A | Goldair | N/A | Non Ducted | Portable | N/A | N/A | N/A | China | 0.792 | N/A | 2.06 | N/A | N/A | N/A | N/A | N/A | - | - | Calorimeter Room | 2.6086 | - | N/A | N/A | N/A | N/A | N/A | N/A | N/A | N/A | N/A | N/A | N/A | N/A | N/A | N/A | N/A | N/A | N/A | N/A | Calorimeter Room | Single | R290 | Australia,New Zealand | 130033 | 2025-07-08 |  | Approved | Cooling Only | N/A | N/A | Class 4 | N/A | N/A | N/A | N/A | N/A | N/A | N/A | N/A | Available | N/A | N/A |  | http://www.goldair.co.nz/ | N/A |  |  | AAC4987 | No | N/A | N/A | N/A | N/A | 2060 | 0.792 | N/A | N/A | N/A | N/A | N/A | N/A | N/A | N/A | N/A | N/A | N/A | N/A | N/A | N/A | N/A | - | - | N/A | N/A | N/A | N/A | N/A | N/A | N/A | N/A | N/A | N/A | N/A | N/A | N/A | N/A | N/A | N/A | N/A | N/A | N/A | N/A | N/A | N/A | N/A | N/A | N/A | N/A | 59.4 | N/A | N/A | N/A | N/A | N/A | N/A | N/A | 432 | 665 | 1780 | N/A | N/A | N/A | 0 | 0 | 0 | N/A | N/A | N/A | N/A | N/A | N/A | - | - | - | N/A | N/A | N/A | - | - | - | N/A | No | - | - | - | - | - | - | N/A | 2.601 | -
[Unitary Single-Duct] GEMS (Air Conditioners up to 65kW) Determination 2019 | MEPS 2019 | AS/NZS 3823.1.5:2015 | GCPAC220 | GCPAC220 Range | N/A | Goldair | N/A | Non Ducted | Portable | N/A | N/A | N/A | China | 1.01 | N/A | 2.64 | N/A | N/A | N/A | N/A | N/A | 0.81 | 2.05 | Calorimeter Room | 2.6633 | 2.5675 | N/A | N/A | N/A | N/A | N/A | N/A | N/A | N/A | N/A | N/A | N/A | N/A | N/A | N/A | N/A | N/A | N/A | N/A | Calorimeter Room | Single | R290 | Australia,New Zealand | 147518 | 2027-06-09 |  | Approved | Reverse Cycle | N/A | N/A | Class 4 | N/A | N/A | N/A | N/A | N/A | N/A | N/A | N/A | Available | N/A | N/A |  | http://www.goldair.co.nz/ | N/A |  |  | AAC6769 | No | N/A | N/A | N/A | N/A | 2640 | 1.01 | N/A | N/A | N/A | N/A | N/A | N/A | N/A | N/A | N/A | N/A | N/A | N/A | N/A | N/A | N/A | 2050 | 0.81 | N/A | N/A | N/A | N/A | N/A | N/A | N/A | N/A | N/A | N/A | N/A | N/A | N/A | N/A | N/A | N/A | N/A | N/A | N/A | N/A | N/A | N/A | N/A | N/A | N/A | N/A | 64.04 | N/A | N/A | N/A | N/A | N/A | N/A | N/A | 550 | 848 | 2269 | N/A | N/A | N/A | 0 | 0 | 0 | N/A | N/A | N/A | N/A | N/A | N/A | 2155 | 1046 | 224 | N/A | N/A | N/A | 0 | 0 | 0 | N/A | No | - | - | - | - | - | - | N/A | 2.6139 | 2.5309
[Unitary Single-Duct] GEMS (Air Conditioners up to 65kW) Determination 2019 | MEPS 2019 | AS/NZS 3823.1.5:2015 | GCPAC220 Range | GCPAC220 Range | N/A | Goldair | N/A | Non Ducted | Portable | N/A | N/A | N/A | China | 1.01 | N/A | 2.64 | N/A | N/A | N/A | N/A | N/A | 0.81 | 2.05 | Calorimeter Room | 2.6633 | 2.5675 | N/A | N/A | N/A | N/A | N/A | N/A | N/A | N/A | N/A | N/A | N/A | N/A | N/A | N/A | N/A | N/A | N/A | N/A | Calorimeter Room | Single | R290 | Australia,New Zealand | 147518 | 2027-06-09 |  | Approved | Reverse Cycle | N/A | N/A | Class 4 | N/A | N/A | N/A | N/A | N/A | N/A | N/A | N/A | Available | N/A | N/A |  | http://www.goldair.co.nz/ | N/A |  |  | AAC6769 | No | N/A | N/A | N/A | N/A | 2640 | 1.01 | N/A | N/A | N/A | N/A | N/A | N/A | N/A | N/A | N/A | N/A | N/A | N/A | N/A | N/A | N/A | 2050 | 0.81 | N/A | N/A | N/A | N/A | N/A | N/A | N/A | N/A | N/A | N/A | N/A | N/A | N/A | N/A | N/A | N/A | N/A | N/A | N/A | N/A | N/A | N/A | N/A | N/A | N/A | N/A | 64.04 | N/A | N/A | N/A | N/A | N/A | N/A | N/A | 550 | 848 | 2269 | N/A | N/A | N/A | 0 | 0 | 0 | N/A | N/A | N/A | N/A | N/A | N/A | 2155 | 1046 | 224 | N/A | N/A | N/A | 0 | 0 | 0 | N/A | No | - | - | - | - | - | - | N/A | 2.6139 | 2.5309
[Unitary Single-Duct] GEMS (Air Conditioners up to 65kW) Determination 2019 | MEPS 2019 | AS/NZS 3823.1.5:2015 | GCPAC350 | Goldair | N/A | Goldair | N/A | Non Ducted | Portable | N/A | N/A | N/A | China | 1.357 | N/A | 3.53 | N/A | N/A | N/A | N/A | N/A | 1.02 | 2.58 | Calorimeter Room | 2.6114 | 2.5403 | N/A | N/A | N/A | N/A | N/A | N/A | N/A | N/A | N/A | N/A | N/A | N/A | N/A | N/A | N/A | N/A | N/A | N/A | Calorimeter Room | Single | R290 | Australia,New Zealand | 128944 | 2025-07-08 |  | Approved | Reverse Cycle | N/A | N/A | Class 4 | N/A | N/A | N/A | N/A | N/A | N/A | N/A | N/A | Available | N/A | N/A |  | http://www.goldair.co.nz/ | N/A |  |  | AAC4991 | No | N/A | N/A | N/A | N/A | 3530 | 1.357 | N/A | N/A | N/A | N/A | N/A | N/A | N/A | N/A | N/A | N/A | N/A | N/A | N/A | N/A | N/A | 2580 | 1.02 | N/A | N/A | N/A | N/A | N/A | N/A | N/A | N/A | N/A | N/A | N/A | N/A | N/A | N/A | N/A | N/A | N/A | N/A | N/A | N/A | N/A | N/A | N/A | N/A | N/A | N/A | 62.4 | N/A | N/A | N/A | N/A | N/A | N/A | N/A | 740 | 1140 | 3049 | N/A | N/A | N/A | 0 | 0 | 0 | N/A | N/A | N/A | N/A | N/A | N/A | 2713 | 1317 | 283 | N/A | N/A | N/A | 0 | 0 | 0 | N/A | No | 0 | 0 | 0 | 0 | 0 | 0 | N/A | 2.6013 | 2.5294
[Unitary Single-Duct] GEMS (Air Conditioners up to 65kW) Determination 2019 | MEPS 2019 | AS/NZS 3823.1.5:2015 | GCPAC350W | Goldair | N/A | Goldair | N/A | Non Ducted | Portable | N/A | N/A | N/A | China | 1.357 | N/A | 3.53 | N/A | N/A | N/A | N/A | N/A | 1.02 | 2.58 | Calorimeter Room | 2.6114 | 2.5403 | N/A | N/A | N/A | N/A | N/A | N/A | N/A | N/A | N/A | N/A | N/A | N/A | N/A | N/A | N/A | N/A | N/A | N/A | Calorimeter Room | Single | R290 | Australia,New Zealand | 128944 | 2025-07-08 |  | Approved | Reverse Cycle | N/A | N/A | Class 4 | N/A | N/A | N/A | N/A | N/A | N/A | N/A | N/A | Available | N/A | N/A |  | http://www.goldair.co.nz/ | N/A |  |  | AAC4991 | No | N/A | N/A | N/A | N/A | 3530 | 1.357 | N/A | N/A | N/A | N/A | N/A | N/A | N/A | N/A | N/A | N/A | N/A | N/A | N/A | N/A | N/A | 2580 | 1.02 | N/A | N/A | N/A | N/A | N/A | N/A | N/A | N/A | N/A | N/A | N/A | N/A | N/A | N/A | N/A | N/A | N/A | N/A | N/A | N/A | N/A | N/A | N/A | N/A | N/A | N/A | 62.4 | N/A | N/A | N/A | N/A | N/A | N/A | N/A | 740 | 1140 | 3049 | N/A | N/A | N/A | 0 | 0 | 0 | N/A | N/A | N/A | N/A | N/A | N/A | 2713 | 1317 | 283 | N/A | N/A | N/A | 0 | 0 | 0 | N/A | No | 0 | 0 | 0 | 0 | 0 | 0 | N/A | 2.6013 | 2.5294
[Unitary Single-Duct] GEMS (Air Conditioners up to 65kW) Determination 2019 | MEPS 2019 | AS/NZS 3823.1.5:2015 | Goldair | Goldair | N/A | Goldair | N/A | Non Ducted | Portable | N/A | N/A | N/A | China | 1.357 | N/A | 3.53 | N/A | N/A | N/A | N/A | N/A | 1.02 | 2.58 | Calorimeter Room | 2.6114 | 2.5403 | N/A | N/A | N/A | N/A | N/A | N/A | N/A | N/A | N/A | N/A | N/A | N/A | N/A | N/A | N/A | N/A | N/A | N/A | Calorimeter Room | Single | R290 | Australia,New Zealand | 128944 | 2025-07-08 |  | Approved | Reverse Cycle | N/A | N/A | Class 4 | N/A | N/A | N/A | N/A | N/A | N/A | N/A | N/A | Available | N/A | N/A |  | http://www.goldair.co.nz/ | N/A |  |  | AAC4991 | No | N/A | N/A | N/A | N/A | 3530 | 1.357 | N/A | N/A | N/A | N/A | N/A | N/A | N/A | N/A | N/A | N/A | N/A | N/A | N/A | N/A | N/A | 2580 | 1.02 | N/A | N/A | N/A | N/A | N/A | N/A | N/A | N/A | N/A | N/A | N/A | N/A | N/A | N/A | N/A | N/A | N/A | N/A | N/A | N/A | N/A | N/A | N/A | N/A | N/A | N/A | 62.4 | N/A | N/A | N/A | N/A | N/A | N/A | N/A | 740 | 1140 | 3049 | N/A | N/A | N/A | 0 | 0 | 0 | N/A | N/A | N/A | N/A | N/A | N/A | 2713 | 1317 | 283 | N/A | N/A | N/A | 0 | 0 | 0 | N/A | No | 0 | 0 | 0 | 0 | 0 | 0 | N/A | 2.6013 | 2.5294
[Unitary Single-Duct] GEMS (Air Conditioners up to 65kW) Determination 2019 | MEPS 2019 | AS/NZS 3823.1.5:2015 | Goldair | Goldair | N/A | Goldair | N/A | Non Ducted | Portable | N/A | N/A | N/A | China | 0.792 | N/A | 2.06 | N/A | N/A | N/A | N/A | N/A | - | - | Calorimeter Room | 2.6086 | - | N/A | N/A | N/A | N/A | N/A | N/A | N/A | N/A | N/A | N/A | N/A | N/A | N/A | N/A | N/A | N/A | N/A | N/A | Calorimeter Room | Single | R290 | Australia,New Zealand | 130033 | 2025-07-08 |  | Approved | Cooling Only | N/A | N/A | Class 4 | N/A | N/A | N/A | N/A | N/A | N/A | N/A | N/A | Available | N/A | N/A |  | http://www.goldair.co.nz/ | N/A |  |  | AAC4987 | No | N/A | N/A | N/A | N/A | 2060 | 0.792 | N/A | N/A | N/A | N/A | N/A | N/A | N/A | N/A | N/A | N/A | N/A | N/A | N/A | N/A | N/A | - | - | N/A | N/A | N/A | N/A | N/A | N/A | N/A | N/A | N/A | N/A | N/A | N/A | N/A | N/A | N/A | N/A | N/A | N/A | N/A | N/A | N/A | N/A | N/A | N/A | N/A | N/A | 59.4 | N/A | N/A | N/A | N/A | N/A | N/A | N/A | 432 | 665 | 1780 | N/A | N/A | N/A | 0 | 0 | 0 | N/A | N/A | N/A | N/A | N/A | N/A | - | - | - | N/A | N/A | N/A | - | - | - | N/A | No | - | - | - | - | - | - | N/A | 2.601 | -
[Unitary Single-Duct] GEMS (Air Conditioners up to 65kW) Determination 2019 | MEPS 2019 | AS/NZS 3823.1.5:2015 | Goldair 14K PAC | Goldair 14K PAC | N/A | Goldair | N/A | Non Ducted | Portable | N/A | N/A | N/A | China | 1.61 | N/A | 4.2 | N/A | N/A | N/A | N/A | N/A | 1.15 | 2.88 | Calorimeter Room | 2.6704 | 2.6598 | N/A | N/A | N/A | N/A | N/A | N/A | N/A | N/A | N/A | N/A | N/A | N/A | N/A | N/A | N/A | N/A | N/A | N/A | Calorimeter Room | Single | R290 | Australia,New Zealand | 139206 | 2026-06-17 |  | Approved | Reverse Cycle | N/A | N/A | Class 4 | N/A | N/A | N/A | N/A | N/A | N/A | N/A | N/A | Available | N/A | N/A |  | http://www.goldair.co.nz/ | N/A |  |  | AAC6102 | No | N/A | N/A | N/A | N/A | 4200 | 1.61 | N/A | N/A | N/A | N/A | N/A | N/A | N/A | N/A | N/A | N/A | N/A | N/A | N/A | N/A | N/A | 2880 | 1.15 | N/A | N/A | N/A | N/A | N/A | N/A | N/A | N/A | N/A | N/A | N/A | N/A | N/A | N/A | N/A | N/A | N/A | N/A | N/A | N/A | N/A | N/A | N/A | N/A | N/A | N/A | 64.3 | N/A | N/A | N/A | N/A | N/A | N/A | N/A | 877 | 1352 | 3618 | N/A | N/A | N/A | 0 | 0 | 0 | N/A | N/A | N/A | N/A | N/A | N/A | 3059 | 1485 | 319 | N/A | N/A | N/A | 0 | 0 | 0 | N/A | No | - | - | - | - | - | - | N/A | 2.6087 | 2.5043
[Unitary Single-Duct] GEMS (Air Conditioners up to 65kW) Determination 2019 | MEPS 2019 | AS/NZS 3823.1.5:2015 | Goldair 2.6kW PAC | Goldair 2.6kW PAC | N/A | Goldair | N/A | Non Ducted | Portable | N/A | N/A | N/A | China | 1.005 | N/A | 2.637 | N/A | N/A | N/A | N/A | N/A | - | - | Calorimeter Room | 2.6357 | - | N/A | N/A | N/A | N/A | N/A | N/A | N/A | N/A | N/A | N/A | N/A | N/A | N/A | N/A | N/A | N/A | N/A | N/A | Calorimeter Room | Single | R290 | Australia,New Zealand | 139207 | 2026-06-16 |  | Approved | Cooling Only | N/A | N/A | Class 4 | N/A | N/A | N/A | N/A | N/A | N/A | N/A | N/A | Available | N/A | N/A |  | http://www.goldair.co.nz/ | N/A |  |  | AAC6093 | No | N/A | N/A | N/A | N/A | 2637 | 1.005 | N/A | N/A | N/A | N/A | N/A | N/A | N/A | N/A | N/A | N/A | N/A | N/A | N/A | N/A | N/A | - | - | N/A | N/A | N/A | N/A | N/A | N/A | N/A | N/A | N/A | N/A | N/A | N/A | N/A | N/A | N/A | N/A | N/A | N/A | N/A | N/A | N/A | N/A | N/A | N/A | N/A | N/A | 64.2 | N/A | N/A | N/A | N/A | N/A | N/A | N/A | 548 | 844 | 2258 | N/A | N/A | N/A | 0 | 0 | 0 | N/A | N/A | N/A | N/A | N/A | N/A | - | - | - | N/A | N/A | N/A | - | - | - | N/A | No | - | - | - | - | - | - | N/A | 2.6239 | -
[Unitary Single-Duct] GEMS (Air Conditioners up to 65kW) Determination 2019 | MEPS 2019 | AS/NZS 3823.1.5:2015 | Goldair 2.6kW PAC | Goldair 2.6kW PAC | N/A | Goldair | N/A | Non Ducted | Portable | N/A | N/A | N/A | China | 1.005 | N/A | 2.637 | N/A | N/A | N/A | N/A | N/A | 0.835 | 2.14 | Calorimeter Room | 2.6357 | 2.5757 | N/A | N/A | N/A | N/A | N/A | N/A | N/A | N/A | N/A | N/A | N/A | N/A | N/A | N/A | N/A | N/A | N/A | N/A | Calorimeter Room | Single | R290 | Australia,New Zealand | 140700 | 2026-08-06 |  | Approved | Reverse Cycle | N/A | N/A | Class 4 | N/A | N/A | N/A | N/A | N/A | N/A | N/A | N/A | Available | N/A | N/A |  | http://www.goldair.co.nz/ | N/A |  |  | AAC6200 | No | N/A | N/A | N/A | N/A | 2637 | 1.005 | N/A | N/A | N/A | N/A | N/A | N/A | N/A | N/A | N/A | N/A | N/A | N/A | N/A | N/A | N/A | 2140 | 0.835 | N/A | N/A | N/A | N/A | N/A | N/A | N/A | N/A | N/A | N/A | N/A | N/A | N/A | N/A | N/A | N/A | N/A | N/A | N/A | N/A | N/A | N/A | N/A | N/A | N/A | N/A | 64.2 | N/A | N/A | N/A | N/A | N/A | N/A | N/A | 548 | 844 | 2258 | N/A | N/A | N/A | 0 | 0 | 0 | N/A | N/A | N/A | N/A | N/A | N/A | 2221 | 1078 | 231 | N/A | N/A | N/A | 0 | 0 | 0 | N/A | No | - | - | - | - | - | - | N/A | 2.6239 | 2.5629
[Unitary Single-Duct] (Air Conditioners up to 65kW) EE Regulations 2020 Schedule 2A | MEPS 2019 | AS/NZS 3823.1.5:2015 | GPPAC250 |  | N/A | Goldair | N/A | Non Ducted | Portable | N/A | N/A | N/A | China | 1.15 | N/A | 2.9 | N/A | N/A | N/A | N/A | N/A | 0.825 | 2.4 | Calorimeter Room | 2.5157 | 2.8972 | N/A | N/A | N/A | N/A | N/A | N/A | N/A | N/A | N/A | N/A | N/A | N/A | N/A | N/A | N/A | N/A | N/A | N/A | Calorimeter Room | Single | R290 | Australia,New Zealand | 139084 | 2121-06-16 |  | Approved | Reverse Cycle | N/A | N/A | Class 4 | N/A | N/A | N/A | N/A | N/A | N/A | N/A | N/A | Available | N/A | N/A |  | http://www.goldair.co.nz/ | N/A |  |  | ZAC0753 | No | N/A | N/A | N/A | N/A | 2900 | 1.15 | N/A | N/A | N/A | N/A | N/A | N/A | N/A | N/A | N/A | N/A | N/A | N/A | N/A | N/A | N/A | 2400 | 0.825 | N/A | N/A | N/A | N/A | N/A | N/A | N/A | N/A | N/A | N/A | N/A | N/A | N/A | N/A | N/A | N/A | N/A | N/A | N/A | N/A | N/A | N/A | N/A | N/A | N/A | N/A | 64.7 | N/A | N/A | N/A | N/A | N/A | N/A | N/A | 627 | 966 | 2584 | N/A | N/A | N/A | 0 | 0 | 0 | N/A | N/A | N/A | N/A | N/A | N/A | 2194 | 1065 | 229 | N/A | N/A | N/A | 0 | 0 | 0 | N/A | No | - | - | - | - | - | - | N/A | 2.5217 | 2.9091
[Unitary Single-Duct] GEMS (Air Conditioners up to 65kW) Determination 2019 | MEPS 2019 | AS/NZS 3823.1.5:2015 | GPPAC400 | Goldair 14K PAC | N/A | Goldair | N/A | Non Ducted | Portable | N/A | N/A | N/A | China | 1.61 | N/A | 4.2 | N/A | N/A | N/A | N/A | N/A | 1.15 | 2.88 | Calorimeter Room | 2.6704 | 2.6598 | N/A | N/A | N/A | N/A | N/A | N/A | N/A | N/A | N/A | N/A | N/A | N/A | N/A | N/A | N/A | N/A | N/A | N/A | Calorimeter Room | Single | R290 | Australia,New Zealand | 139206 | 2026-06-17 |  | Approved | Reverse Cycle | N/A | N/A | Class 4 | N/A | N/A | N/A | N/A | N/A | N/A | N/A | N/A | Available | N/A | N/A |  | http://www.goldair.co.nz/ | N/A |  |  | AAC6102 | No | N/A | N/A | N/A | N/A | 4200 | 1.61 | N/A | N/A | N/A | N/A | N/A | N/A | N/A | N/A | N/A | N/A | N/A | N/A | N/A | N/A | N/A | 2880 | 1.15 | N/A | N/A | N/A | N/A | N/A | N/A | N/A | N/A | N/A | N/A | N/A | N/A | N/A | N/A | N/A | N/A | N/A | N/A | N/A | N/A | N/A | N/A | N/A | N/A | N/A | N/A | 64.3 | N/A | N/A | N/A | N/A | N/A | N/A | N/A | 877 | 1352 | 3618 | N/A | N/A | N/A | 0 | 0 | 0 | N/A | N/A | N/A | N/A | N/A | N/A | 3059 | 1485 | 319 | N/A | N/A | N/A | 0 | 0 | 0 | N/A | No | - | - | - | - | - | - | N/A | 2.6087 | 2.5043
[Unitary Single-Duct] GEMS (Air Conditioners up to 65kW) Determination 2019 | MEPS 2019 | AS/NZS 3823.1.5:2015 | PAC0903 | Goldair 2.6kW PAC | N/A | Goldair | N/A | Non Ducted | Portable | N/A | N/A | N/A | China | 1.005 | N/A | 2.637 | N/A | N/A | N/A | N/A | N/A | - | - | Calorimeter Room | 2.6357 | - | N/A | N/A | N/A | N/A | N/A | N/A | N/A | N/A | N/A | N/A | N/A | N/A | N/A | N/A | N/A | N/A | N/A | N/A | Calorimeter Room | Single | R290 | Australia,New Zealand | 139207 | 2026-06-16 |  | Approved | Cooling Only | N/A | N/A | Class 4 | N/A | N/A | N/A | N/A | N/A | N/A | N/A | N/A | Available | N/A | N/A |  | http://www.goldair.co.nz/ | N/A |  |  | AAC6093 | No | N/A | N/A | N/A | N/A | 2637 | 1.005 | N/A | N/A | N/A | N/A | N/A | N/A | N/A | N/A | N/A | N/A | N/A | N/A | N/A | N/A | N/A | - | - | N/A | N/A | N/A | N/A | N/A | N/A | N/A | N/A | N/A | N/A | N/A | N/A | N/A | N/A | N/A | N/A | N/A | N/A | N/A | N/A | N/A | N/A | N/A | N/A | N/A | N/A | 64.2 | N/A | N/A | N/A | N/A | N/A | N/A | N/A | 548 | 844 | 2258 | N/A | N/A | N/A | 0 | 0 | 0 | N/A | N/A | N/A | N/A | N/A | N/A | - | - | - | N/A | N/A | N/A | - | - | - | N/A | No | - | - | - | - | - | - | N/A | 2.6239 | -
[Unitary Single-Duct] GEMS (Air Conditioners up to 65kW) Determination 2019 | MEPS 2019 | AS/NZS 3823.1.5:2015 | PAC0904 | Goldair 2.6kW PAC | N/A | Goldair | N/A | Non Ducted | Portable | N/A | N/A | N/A | China | 1.005 | N/A | 2.637 | N/A | N/A | N/A | N/A | N/A | - | - | Calorimeter Room | 2.6357 | - | N/A | N/A | N/A | N/A | N/A | N/A | N/A | N/A | N/A | N/A | N/A | N/A | N/A | N/A | N/A | N/A | N/A | N/A | Calorimeter Room | Single | R290 | Australia,New Zealand | 139207 | 2026-06-16 |  | Approved | Cooling Only | N/A | N/A | Class 4 | N/A | N/A | N/A | N/A | N/A | N/A | N/A | N/A | Available | N/A | N/A |  | http://www.goldair.co.nz/ | N/A |  |  | AAC6093 | No | N/A | N/A | N/A | N/A | 2637 | 1.005 | N/A | N/A | N/A | N/A | N/A | N/A | N/A | N/A | N/A | N/A | N/A | N/A | N/A | N/A | N/A | - | - | N/A | N/A | N/A | N/A | N/A | N/A | N/A | N/A | N/A | N/A | N/A | N/A | N/A | N/A | N/A | N/A | N/A | N/A | N/A | N/A | N/A | N/A | N/A | N/A | N/A | N/A | 64.2 | N/A | N/A | N/A | N/A | N/A | N/A | N/A | 548 | 844 | 2258 | N/A | N/A | N/A | 0 | 0 | 0 | N/A | N/A | N/A | N/A | N/A | N/A | - | - | - | N/A | N/A | N/A | - | - | - | N/A | No | - | - | - | - | - | - | N/A | 2.6239 | -
[Unitary Single-Duct] GEMS (Air Conditioners up to 65kW) Determination 2019 | MEPS 2019 | AS/NZS 3823.1.5:2015 | PAC0925 | Goldair 14K PAC | N/A | Goldair | N/A | Non Ducted | Portable | N/A | N/A | N/A | China | 1.61 | N/A | 4.2 | N/A | N/A | N/A | N/A | N/A | 1.15 | 2.88 | Calorimeter Room | 2.6704 | 2.6598 | N/A | N/A | N/A | N/A | N/A | N/A | N/A | N/A | N/A | N/A | N/A | N/A | N/A | N/A | N/A | N/A | N/A | N/A | Calorimeter Room | Single | R290 | Australia,New Zealand | 139206 | 2026-06-17 |  | Approved | Reverse Cycle | N/A | N/A | Class 4 | N/A | N/A | N/A | N/A | N/A | N/A | N/A | N/A | Available | N/A | N/A |  | http://www.goldair.co.nz/ | N/A |  |  | AAC6102 | No | N/A | N/A | N/A | N/A | 4200 | 1.61 | N/A | N/A | N/A | N/A | N/A | N/A | N/A | N/A | N/A | N/A | N/A | N/A | N/A | N/A | N/A | 2880 | 1.15 | N/A | N/A | N/A | N/A | N/A | N/A | N/A | N/A | N/A | N/A | N/A | N/A | N/A | N/A | N/A | N/A | N/A | N/A | N/A | N/A | N/A | N/A | N/A | N/A | N/A | N/A | 64.3 | N/A | N/A | N/A | N/A | N/A | N/A | N/A | 877 | 1352 | 3618 | N/A | N/A | N/A | 0 | 0 | 0 | N/A | N/A | N/A | N/A | N/A | N/A | 3059 | 1485 | 319 | N/A | N/A | N/A | 0 | 0 | 0 | N/A | No | - | - | - | - | - | - | N/A | 2.6087 | 2.5043
[Unitary Single-Duct] GEMS (Air Conditioners up to 65kW) Determination 2019 | MEPS 2019 | AS/NZS 3823.1.5:2015 | PAC0930 | Goldair 14K PAC | N/A | Goldair | N/A | Non Ducted | Portable | N/A | N/A | N/A | China | 1.61 | N/A | 4.2 | N/A | N/A | N/A | N/A | N/A | 1.15 | 2.88 | Calorimeter Room | 2.6704 | 2.6598 | N/A | N/A | N/A | N/A | N/A | N/A | N/A | N/A | N/A | N/A | N/A | N/A | N/A | N/A | N/A | N/A | N/A | N/A | Calorimeter Room | Single | R290 | Australia,New Zealand | 139206 | 2026-06-17 |  | Approved | Reverse Cycle | N/A | N/A | Class 4 | N/A | N/A | N/A | N/A | N/A | N/A | N/A | N/A | Available | N/A | N/A |  | http://www.goldair.co.nz/ | N/A |  |  | AAC6102 | No | N/A | N/A | N/A | N/A | 4200 | 1.61 | N/A | N/A | N/A | N/A | N/A | N/A | N/A | N/A | N/A | N/A | N/A | N/A | N/A | N/A | N/A | 2880 | 1.15 | N/A | N/A | N/A | N/A | N/A | N/A | N/A | N/A | N/A | N/A | N/A | N/A | N/A | N/A | N/A | N/A | N/A | N/A | N/A | N/A | N/A | N/A | N/A | N/A | N/A | N/A | 64.3 | N/A | N/A | N/A | N/A | N/A | N/A | N/A | 877 | 1352 | 3618 | N/A | N/A | N/A | 0 | 0 | 0 | N/A | N/A | N/A | N/A | N/A | N/A | 3059 | 1485 | 319 | N/A | N/A | N/A | 0 | 0 | 0 | N/A | No | - | - | - | - | - | - | N/A | 2.6087 | 2.5043
[Unitary Single-Duct] GEMS (Air Conditioners up to 65kW) Determination 2019 | MEPS 2019 | AS/NZS 3823.1.5:2015 | PAC0931 | Goldair 14K PAC | N/A | Goldair | N/A | Non Ducted | Portable | N/A | N/A | N/A | China | 1.61 | N/A | 4.2 | N/A | N/A | N/A | N/A | N/A | 1.15 | 2.88 | Calorimeter Room | 2.6704 | 2.6598 | N/A | N/A | N/A | N/A | N/A | N/A | N/A | N/A | N/A | N/A | N/A | N/A | N/A | N/A | N/A | N/A | N/A | N/A | Calorimeter Room | Single | R290 | Australia,New Zealand | 139206 | 2026-06-17 |  | Approved | Reverse Cycle | N/A | N/A | Class 4 | N/A | N/A | N/A | N/A | N/A | N/A | N/A | N/A | Available | N/A | N/A |  | http://www.goldair.co.nz/ | N/A |  |  | AAC6102 | No | N/A | N/A | N/A | N/A | 4200 | 1.61 | N/A | N/A | N/A | N/A | N/A | N/A | N/A | N/A | N/A | N/A | N/A | N/A | N/A | N/A | N/A | 2880 | 1.15 | N/A | N/A | N/A | N/A | N/A | N/A | N/A | N/A | N/A | N/A | N/A | N/A | N/A | N/A | N/A | N/A | N/A | N/A | N/A | N/A | N/A | N/A | N/A | N/A | N/A | N/A | 64.3 | N/A | N/A | N/A | N/A | N/A | N/A | N/A | 877 | 1352 | 3618 | N/A | N/A | N/A | 0 | 0 | 0 | N/A | N/A | N/A | N/A | N/A | N/A | 3059 | 1485 | 319 | N/A | N/A | N/A | 0 | 0 | 0 | N/A | No | - | - | - | - | - | - | N/A | 2.6087 | 2.5043
[Unitary Single-Duct] GEMS (Air Conditioners up to 65kW) Determination 2019 | MEPS 2019 | AS/NZS 3823.1.5:2015 | PAC0932 | Goldair 14K PAC | N/A | Goldair | N/A | Non Ducted | Portable | N/A | N/A | N/A | China | 1.61 | N/A | 4.2 | N/A | N/A | N/A | N/A | N/A | 1.15 | 2.88 | Calorimeter Room | 2.6704 | 2.6598 | N/A | N/A | N/A | N/A | N/A | N/A | N/A | N/A | N/A | N/A | N/A | N/A | N/A | N/A | N/A | N/A | N/A | N/A | Calorimeter Room | Single | R290 | Australia,New Zealand | 139206 | 2026-06-17 |  | Approved | Reverse Cycle | N/A | N/A | Class 4 | N/A | N/A | N/A | N/A | N/A | N/A | N/A | N/A | Available | N/A | N/A |  | http://www.goldair.co.nz/ | N/A |  |  | AAC6102 | No | N/A | N/A | N/A | N/A | 4200 | 1.61 | N/A | N/A | N/A | N/A | N/A | N/A | N/A | N/A | N/A | N/A | N/A | N/A | N/A | N/A | N/A | 2880 | 1.15 | N/A | N/A | N/A | N/A | N/A | N/A | N/A | N/A | N/A | N/A | N/A | N/A | N/A | N/A | N/A | N/A | N/A | N/A | N/A | N/A | N/A | N/A | N/A | N/A | N/A | N/A | 64.3 | N/A | N/A | N/A | N/A | N/A | N/A | N/A | 877 | 1352 | 3618 | N/A | N/A | N/A | 0 | 0 | 0 | N/A | N/A | N/A | N/A | N/A | N/A | 3059 | 1485 | 319 | N/A | N/A | N/A | 0 | 0 | 0 | N/A | No | - | - | - | - | - | - | N/A | 2.6087 | 2.5043
[Unitary Single-Duct] GEMS (Air Conditioners up to 65kW) Determination 2019 | MEPS 2019 | AS/NZS 3823.1.5:2015 | PAC0941 | Goldair 2.6kW PAC | N/A | Goldair | N/A | Non Ducted | Portable | N/A | N/A | N/A | China | 1.005 | N/A | 2.637 | N/A | N/A | N/A | N/A | N/A | 0.835 | 2.14 | Calorimeter Room | 2.6357 | 2.5757 | N/A | N/A | N/A | N/A | N/A | N/A | N/A | N/A | N/A | N/A | N/A | N/A | N/A | N/A | N/A | N/A | N/A | N/A | Calorimeter Room | Single | R290 | Australia,New Zealand | 140700 | 2026-08-06 |  | Approved | Reverse Cycle | N/A | N/A | Class 4 | N/A | N/A | N/A | N/A | N/A | N/A | N/A | N/A | Available | N/A | N/A |  | http://www.goldair.co.nz/ | N/A |  |  | AAC6200 | No | N/A | N/A | N/A | N/A | 2637 | 1.005 | N/A | N/A | N/A | N/A | N/A | N/A | N/A | N/A | N/A | N/A | N/A | N/A | N/A | N/A | N/A | 2140 | 0.835 | N/A | N/A | N/A | N/A | N/A | N/A | N/A | N/A | N/A | N/A | N/A | N/A | N/A | N/A | N/A | N/A | N/A | N/A | N/A | N/A | N/A | N/A | N/A | N/A | N/A | N/A | 64.2 | N/A | N/A | N/A | N/A | N/A | N/A | N/A | 548 | 844 | 2258 | N/A | N/A | N/A | 0 | 0 | 0 | N/A | N/A | N/A | N/A | N/A | N/A | 2221 | 1078 | 231 | N/A | N/A | N/A | 0 | 0 | 0 | N/A | No | - | - | - | - | - | - | N/A | 2.6239 | 2.5629
[Unitary Single-Duct] GEMS (Air Conditioners up to 65kW) Determination 2019 | MEPS 2019 | AS/NZS 3823.1.5:2015 | PAC0942 | Goldair 2.6kW PAC | N/A | Goldair | N/A | Non Ducted | Portable | N/A | N/A | N/A | China | 1.005 | N/A | 2.637 | N/A | N/A | N/A | N/A | N/A | 0.835 | 2.14 | Calorimeter Room | 2.6357 | 2.5757 | N/A | N/A | N/A | N/A | N/A | N/A | N/A | N/A | N/A | N/A | N/A | N/A | N/A | N/A | N/A | N/A | N/A | N/A | Calorimeter Room | Single | R290 | Australia,New Zealand | 140700 | 2026-08-06 |  | Approved | Reverse Cycle | N/A | N/A | Class 4 | N/A | N/A | N/A | N/A | N/A | N/A | N/A | N/A | Available | N/A | N/A |  | http://www.goldair.co.nz/ | N/A |  |  | AAC6200 | No | N/A | N/A | N/A | N/A | 2637 | 1.005 | N/A | N/A | N/A | N/A | N/A | N/A | N/A | N/A | N/A | N/A | N/A | N/A | N/A | N/A | N/A | 2140 | 0.835 | N/A | N/A | N/A | N/A | N/A | N/A | N/A | N/A | N/A | N/A | N/A | N/A | N/A | N/A | N/A | N/A | N/A | N/A | N/A | N/A | N/A | N/A | N/A | N/A | N/A | N/A | 64.2 | N/A | N/A | N/A | N/A | N/A | N/A | N/A | 548 | 844 | 2258 | N/A | N/A | N/A | 0 | 0 | 0 | N/A | N/A | N/A | N/A | N/A | N/A | 2221 | 1078 | 231 | N/A | N/A | N/A | 0 | 0 | 0 | N/A | No | - | - | - | - | - | - | N/A | 2.6239 | 2.5629
[Unitary Single-Duct] GEMS (Air Conditioners up to 65kW) Determination 2019 | MEPS 2019 | AS/NZS 3823.1.5:2015 | PAC1014 | GCPAC220 Range | N/A | Goldair | N/A | Non Ducted | Portable | N/A | N/A | N/A | China | 1.01 | N/A | 2.64 | N/A | N/A | N/A | N/A | N/A | 0.81 | 2.05 | Calorimeter Room | 2.6633 | 2.5675 | N/A | N/A | N/A | N/A | N/A | N/A | N/A | N/A | N/A | N/A | N/A | N/A | N/A | N/A | N/A | N/A | N/A | N/A | Calorimeter Room | Single | R290 | Australia,New Zealand | 147518 | 2027-06-09 |  | Approved | Reverse Cycle | N/A | N/A | Class 4 | N/A | N/A | N/A | N/A | N/A | N/A | N/A | N/A | Available | N/A | N/A |  | http://www.goldair.co.nz/ | N/A |  |  | AAC6769 | No | N/A | N/A | N/A | N/A | 2640 | 1.01 | N/A | N/A | N/A | N/A | N/A | N/A | N/A | N/A | N/A | N/A | N/A | N/A | N/A | N/A | N/A | 2050 | 0.81 | N/A | N/A | N/A | N/A | N/A | N/A | N/A | N/A | N/A | N/A | N/A | N/A | N/A | N/A | N/A | N/A | N/A | N/A | N/A | N/A | N/A | N/A | N/A | N/A | N/A | N/A | 64.04 | N/A | N/A | N/A | N/A | N/A | N/A | N/A | 550 | 848 | 2269 | N/A | N/A | N/A | 0 | 0 | 0 | N/A | N/A | N/A | N/A | N/A | N/A | 2155 | 1046 | 224 | N/A | N/A | N/A | 0 | 0 | 0 | N/A | No | - | - | - | - | - | - | N/A | 2.6139 | 2.5309
[SEER Non Multi-Split <=65kW] GEMS (Air Conditioners up to 65kW) Determination 2019 | MEPS 2019 | AS/NZS 3823.1.2:2012 | FGR20Pd/D1Na-X(Au)(O) / FGR20Pd/D1Na-X(Au)(I) |  | N/A | GREE | N/A | Ducted | Single Split System | - | Air | Air | China | 6.38 | N/A | 20.4 | N/A | N/A | N/A | N/A | N/A | 6.28 | 22.5 | Enthalpy Test Room | 3.2791 | 3.5941 | N/A | - | N/A | N/A | N/A | N/A | N/A | N/A | N/A | N/A | N/A | N/A | N/A | N/A | N/A | N/A | N/A | N/A | Calorimeter Room | Three | R410A | Australia,Fiji,New Zealand | 127764 | 2026-04-23 |  | Approved | Reverse Cycle | N/A | Yes | Class 11 | Yes | N/A | N/A | N/A | N/A | N/A | N/A | N/A | Available | N/A | N/A |  |  | N/A |  |  | AAC5914 | Yes | Variable output compressor | Inverter | No | - | 20400 | 6.38 | - | 2600 | 10200 | No | - | - | - | 5831.32 | 21970.8 | No | 2376.4 | 10985.4 | No | - | - | 22500 | 6.28 | 2300 | 11000 | Yes | 2000 | 9100 | No | - | - | - | 5500 | 18000 | No | - | - | - | - | - | - | - | - | No | - | - | No | - | - | - | 73.7 | 3.821 | 3.738 | 4.046 | 4.585 | 4.329 | 4.313 | 1452 | 2249 | 6555 | 3211 | 4016 | 8838 | 2 | 2 | 2.5 | 3.468 | 3.94 | 4.349 | 3.69 | 4.069 | 4.321 | 8519 | 3157 | 487 | 2731 | 1428 | 316 | 1.5 | 2 | 2.5 | No | - | - | - | - | N/A | N/A | N/A | 21 | 3.1623 | 3.5428
[SEER Non Multi-Split <=65kW] GEMS (Air Conditioners up to 65kW) Determination 2019 | MEPS 2019 | AS/NZS 3823.1.1:2012 | GEH18AA-K3DNA1D/O / GEH18AA-K3DNA1D/I |  | N/A | GREE | N/A | Non Ducted | Single Split System | Wall Hung | Air | Air | China | 1.595 | N/A | 5.2 | N/A | N/A | N/A | N/A | N/A | 1.5 | 5.33 | Calorimeter Room | 3.2884 | 3.4382 | N/A | - | N/A | N/A | N/A | N/A | N/A | N/A | N/A | N/A | N/A | N/A | N/A | N/A | N/A | N/A | N/A | N/A | N/A | Single | R410A | Australia,Fiji,New Zealand | 132861 | 2025-10-26 |  | Approved | Reverse Cycle | N/A | Yes | Class 9 | Yes | N/A | N/A | N/A | N/A | N/A | N/A | N/A | Available | N/A | N/A |  |  | N/A |  |  | AAC5430 | Yes | Variable output compressor | Inverter | No | - | 5200 | 1.595 | - | 640 | 2650 | No | - | - | - | 1457.83 | 5600.4 | No | 584.96 | 2854.05 | No | - | - | 5330 | 1.5 | 600 | 2700 | No | - | - | Yes | 2100 | 5000 | No | - | - | No | - | - | - | - | - | No | - | - | No | - | - | No | - | - | 57.4 | 63 | 3.953 | 3.862 | 4.203 | 4.787 | 4.513 | 4.493 | 356 | 553 | 1607 | 783 | 981 | 2161 | 2 | 2 | 2.5 | 3.322 | 3.748 | 4.131 | 3.536 | 3.895 | 4.129 | 2108 | 788 | 123 | 677 | 355 | 80 | 1.5 | 2 | 2.5 | No | - | - | - | - | N/A | N/A | N/A | 5.8 | 3.2206 | 3.5075
[SEER Non Multi-Split <=65kW] GEMS (Air Conditioners up to 65kW) Determination 2019 | MEPS 2019 | AS/NZS 3823.1.1:2012 | GEH18AA-K6DNA1F/O / GEH18AA-K6DNA1F/I |  | N/A | GREE | N/A | Non Ducted | Single Split System | Floor/Ceiling | Air | Air | China | 1.575 | N/A | 5.2 | N/A | N/A | N/A | N/A | N/A | 1.52 | 5.33 | Calorimeter Room | 3.3254 | 3.3853 | N/A | - | N/A | N/A | N/A | N/A | N/A | N/A | N/A | N/A | N/A | N/A | N/A | N/A | N/A | N/A | N/A | N/A | N/A | Single | R32 | Australia,Fiji,New Zealand | 129219 | 2025-05-27 |  | Approved | Reverse Cycle | N/A | No | Class 9 | No | N/A | N/A | N/A | N/A | N/A | N/A | N/A | Available | N/A | N/A |  |  | N/A |  |  | AAC4863 | Yes | Variable output compressor | Inverter | No | - | 5200 | 1.575 | - | 625 | 2600 | No | - | - | - | 1439.55 | 5600.4 | No | 571.25 | 2800.2 | No | - | - | 5330 | 1.52 | 610 | 2660 | No | - | - | Yes | 2100 | 5000 | No | - | - | No | - | - | - | - | - | No | - | - | No | - | - | No | - | - | 50.1 | 63.1 | 4.02 | 3.923 | 4.245 | 4.84 | 4.563 | 4.532 | 352 | 546 | 1592 | 775 | 971 | 2144 | 2.5 | 2 | 2.5 | 3.262 | 3.659 | 4.012 | 3.459 | 3.793 | 4.009 | 2145 | 805 | 124 | 690 | 362 | 80 | 1.5 | 2 | 2.5 | No | - | - | - | - | N/A | N/A | N/A | 5.1 | 3.2658 | 3.4673
[SEER Non Multi-Split <=65kW] GEMS (Air Conditioners up to 65kW) Determination 2019 | MEPS 2019 | AS/NZS 3823.1.1:2012 | GJC05AI-K6NMNB3A | GJC05AI-K6NMNR1A | N/A | GREE | N/A | Non Ducted | Window Wall | - | Air | - | China | 0.48 | N/A | 1.6 | N/A | N/A | N/A | N/A | N/A | - | - | Calorimeter Room | 3.2993 | - | N/A | - | N/A | N/A | N/A | N/A | N/A | N/A | N/A | N/A | N/A | N/A | N/A | N/A | N/A | N/A | N/A | N/A | N/A | Single | R32 | Australia,Fiji,New Zealand | 127357 | 2025-04-01 |  | Approved | Cooling Only | N/A | No | Class 5 | No | N/A | N/A | N/A | N/A | N/A | N/A | N/A | Available | N/A | N/A |  |  | N/A |  |  | AAC4617 | No | - | - | - | - | 1600 | 0.48 | - | - | - | - | - | - | Yes | 430 | 1700 | - | - | - | - | - | - | - | - | - | - | - | - | - | - | - | - | - | - | - | - | - | - | - | - | - | - | - | - | - | - | - | - | - | - | 58.3 | 65.8 | 3.432 | 3.403 | 3.555 | 3.892 | 3.696 | 3.709 | 130 | 198 | 589 | 300 | 373 | 809 | 1.5 | 1.5 | 2 | - | - | - | - | - | - | - | - | - | - | - | - | - | - | - | - | - | - | - | - | N/A | N/A | N/A | 0.264 | 3.3271 | -
[SEER Non Multi-Split <=65kW] GEMS (Air Conditioners up to 65kW) Determination 2019 | MEPS 2019 | AS/NZS 3823.1.1:2012 | GJC05AI-K6NMNG3A | GJC05AI-K6NMNR1A | N/A | GREE | N/A | Non Ducted | Window Wall | - | Air | - | China | 0.48 | N/A | 1.6 | N/A | N/A | N/A | N/A | N/A | - | - | Calorimeter Room | 3.2993 | - | N/A | - | N/A | N/A | N/A | N/A | N/A | N/A | N/A | N/A | N/A | N/A | N/A | N/A | N/A | N/A | N/A | N/A | N/A | Single | R32 | Australia,Fiji,New Zealand | 127357 | 2025-04-01 |  | Approved | Cooling Only | N/A | No | Class 5 | No | N/A | N/A | N/A | N/A | N/A | N/A | N/A | Available | N/A | N/A |  |  | N/A |  |  | AAC4617 | No | - | - | - | - | 1600 | 0.48 | - | - | - | - | - | - | Yes | 430 | 1700 | - | - | - | - | - | - | - | - | - | - | - | - | - | - | - | - | - | - | - | - | - | - | - | - | - | - | - | - | - | - | - | - | - | - | 58.3 | 65.8 | 3.432 | 3.403 | 3.555 | 3.892 | 3.696 | 3.709 | 130 | 198 | 589 | 300 | 373 | 809 | 1.5 | 1.5 | 2 | - | - | - | - | - | - | - | - | - | - | - | - | - | - | - | - | - | - | - | - | N/A | N/A | N/A | 0.264 | 3.3271 | -
[SEER Non Multi-Split <=65kW] GEMS (Air Conditioners up to 65kW) Determination 2019 | MEPS 2019 | AS/NZS 3823.1.1:2012 | GJC05AI-K6NMNR1A | GJC05AI-K6NMNR1A | N/A | GREE | N/A | Non Ducted | Window Wall | - | Air | - | China | 0.48 | N/A | 1.6 | N/A | N/A | N/A | N/A | N/A | - | - | Calorimeter Room | 3.2993 | - | N/A | - | N/A | N/A | N/A | N/A | N/A | N/A | N/A | N/A | N/A | N/A | N/A | N/A | N/A | N/A | N/A | N/A | N/A | Single | R32 | Australia,Fiji,New Zealand | 127357 | 2025-04-01 |  | Approved | Cooling Only | N/A | No | Class 5 | No | N/A | N/A | N/A | N/A | N/A | N/A | N/A | Available | N/A | N/A |  |  | N/A |  |  | AAC4617 | No | - | - | - | - | 1600 | 0.48 | - | - | - | - | - | - | Yes | 430 | 1700 | - | - | - | - | - | - | - | - | - | - | - | - | - | - | - | - | - | - | - | - | - | - | - | - | - | - | - | - | - | - | - | - | - | - | 58.3 | 65.8 | 3.432 | 3.403 | 3.555 | 3.892 | 3.696 | 3.709 | 130 | 198 | 589 | 300 | 373 | 809 | 1.5 | 1.5 | 2 | - | - | - | - | - | - | - | - | - | - | - | - | - | - | - | - | - | - | - | - | N/A | N/A | N/A | 0.264 | 3.3271 | -
[SEER Non Multi-Split <=65kW] GEMS (Air Conditioners up to 65kW) Determination 2019 | MEPS 2019 | AS/NZS 3823.1.1:2012 | GJC07AK-K6NRNB3C | GJC07AK-K6NRNR1A | N/A | GREE | N/A | Non Ducted | Window Wall | - | Air | - | China | 0.66 | N/A | 2.2 | N/A | N/A | N/A | N/A | N/A | - | - | Calorimeter Room | 3.4491 | - | N/A | - | N/A | N/A | N/A | N/A | N/A | N/A | N/A | N/A | N/A | N/A | N/A | N/A | N/A | N/A | N/A | N/A | N/A | Single | R32 | Australia,Fiji,New Zealand | 128651 | 2025-05-01 |  | Approved | Cooling Only | N/A | No | Class 5 | No | N/A | N/A | N/A | N/A | N/A | N/A | N/A | Available | N/A | N/A |  |  | N/A |  |  | AAC4823 | No | - | - | - | - | 2200 | 0.66 | - | - | - | - | - | - | Yes | 605 | 2580 | - | - | - | - | - | - | - | - | - | - | - | - | - | - | - | - | - | - | - | - | - | - | - | - | - | - | - | - | - | - | - | - | - | - | 59.4 | 64.2 | 3.56 | 3.512 | 3.738 | 4.232 | 3.97 | 3.955 | 172 | 261 | 769 | 379 | 475 | 1043 | 2 | 2 | 2 | - | - | - | - | - | - | - | - | - | - | - | - | - | - | - | - | - | - | - | - | N/A | N/A | N/A | 0.8 | 3.3197 | -
[SEER Non Multi-Split <=65kW] GEMS (Air Conditioners up to 65kW) Determination 2019 | MEPS 2019 | AS/NZS 3823.1.1:2012 | GJC07AK-K6NRNG2A | GJC07AK-K6NRNR1A | N/A | GREE | N/A | Non Ducted | Window Wall | - | Air | - | China | 0.66 | N/A | 2.2 | N/A | N/A | N/A | N/A | N/A | - | - | Calorimeter Room | 3.4491 | - | N/A | - | N/A | N/A | N/A | N/A | N/A | N/A | N/A | N/A | N/A | N/A | N/A | N/A | N/A | N/A | N/A | N/A | N/A | Single | R32 | Australia,Fiji,New Zealand | 128651 | 2025-05-01 |  | Approved | Cooling Only | N/A | No | Class 5 | No | N/A | N/A | N/A | N/A | N/A | N/A | N/A | Available | N/A | N/A |  |  | N/A |  |  | AAC4823 | No | - | - | - | - | 2200 | 0.66 | - | - | - | - | - | - | Yes | 605 | 2580 | - | - | - | - | - | - | - | - | - | - | - | - | - | - | - | - | - | - | - | - | - | - | - | - | - | - | - | - | - | - | - | - | - | - | 59.4 | 64.2 | 3.56 | 3.512 | 3.738 | 4.232 | 3.97 | 3.955 | 172 | 261 | 769 | 379 | 475 | 1043 | 2 | 2 | 2 | - | - | - | - | - | - | - | - | - | - | - | - | - | - | - | - | - | - | - | - | N/A | N/A | N/A | 0.8 | 3.3197 | -
[SEER Non Multi-Split <=65kW] GEMS (Air Conditioners up to 65kW) Determination 2019 | MEPS 2019 | AS/NZS 3823.1.1:2012 | GJC07AK-K6NRNR1A | GJC07AK-K6NRNR1A | N/A | GREE | N/A | Non Ducted | Window Wall | - | Air | - | China | 0.66 | N/A | 2.2 | N/A | N/A | N/A | N/A | N/A | - | - | Calorimeter Room | 3.4491 | - | N/A | - | N/A | N/A | N/A | N/A | N/A | N/A | N/A | N/A | N/A | N/A | N/A | N/A | N/A | N/A | N/A | N/A | N/A | Single | R32 | Australia,Fiji,New Zealand | 128651 | 2025-05-01 |  | Approved | Cooling Only | N/A | No | Class 5 | No | N/A | N/A | N/A | N/A | N/A | N/A | N/A | Available | N/A | N/A |  |  | N/A |  |  | AAC4823 | No | - | - | - | - | 2200 | 0.66 | - | - | - | - | - | - | Yes | 605 | 2580 | - | - | - | - | - | - | - | - | - | - | - | - | - | - | - | - | - | - | - | - | - | - | - | - | - | - | - | - | - | - | - | - | - | - | 59.4 | 64.2 | 3.56 | 3.512 | 3.738 | 4.232 | 3.97 | 3.955 | 172 | 261 | 769 | 379 | 475 | 1043 | 2 | 2 | 2 | - | - | - | - | - | - | - | - | - | - | - | - | - | - | - | - | - | - | - | - | N/A | N/A | N/A | 0.8 | 3.3197 | -
[SEER Non Multi-Split <=65kW] GEMS (Air Conditioners up to 65kW) Determination 2019 | MEPS 2019 | AS/NZS 3823.1.1:2012 | GJC09AJ-K6DRNG1A |  | N/A | GREE | N/A | Non Ducted | Window Wall | - | Air | - | China | 0.8 | N/A | 2.55 | N/A | N/A | N/A | N/A | N/A | - | - | Calorimeter Room | 3.2611 | - | N/A | - | N/A | N/A | N/A | N/A | N/A | N/A | N/A | N/A | N/A | N/A | N/A | N/A | N/A | N/A | N/A | N/A | N/A | Single | R32 | Australia,Fiji,New Zealand | 155472 | 2028-07-16 |  | Approved | Cooling Only | N/A | No | Class 5 | No | N/A | N/A | N/A | N/A | N/A | N/A | N/A | Available | N/A | N/A |  |  | N/A |  |  | AAC7629 | Yes | Variable output compressor | Inverter | No | - | 2550 | 0.8 | - | 350 | 1280 | Yes | 280 | 1030 | - | 731.2 | 2746.35 | No | 319.9 | 1378.56 | - | 240 | 1230 | - | - | - | - | - | - | - | - | - | - | - | - | - | - | - | - | - | - | - | - | - | - | - | - | - | - | - | - | 61.7 | 66.7 | 3.736 | 3.736 | 4.075 | 5.146 | 4.74 | 4.408 | 183 | 278 | 810 | 354 | 455 | 1078 | 2 | 2 | 2.5 | - | - | - | - | - | - | - | - | - | - | - | - | - | - | - | - | - | - | - | - | N/A | N/A | N/A | 4 | 3.1345 | -
[SEER Non Multi-Split <=65kW] GEMS (Air Conditioners up to 65kW) Determination 2019 | MEPS 2019 | AS/NZS 3823.1.1:2012 | GJC09AK-K6NRNB3C | GJC09AK-K6NRNR1A | N/A | GREE | N/A | Non Ducted | Window Wall | - | Air | - | China | 0.825 | N/A | 2.75 | N/A | N/A | N/A | N/A | N/A | - | - | Calorimeter Room | 3.4599 | - | N/A | - | N/A | N/A | N/A | N/A | N/A | N/A | N/A | N/A | N/A | N/A | N/A | N/A | N/A | N/A | N/A | N/A | N/A | Single | R32 | Australia,Fiji,New Zealand | 128653 | 2025-05-01 |  | Approved | Cooling Only | N/A | No | Class 5 | No | N/A | N/A | N/A | N/A | N/A | N/A | N/A | Available | N/A | N/A |  |  | N/A |  |  | AAC4822 | No | - | - | - | - | 2750 | 0.825 | - | - | - | - | - | - | Yes | 735 | 3120 | - | - | - | - | - | - | - | - | - | - | - | - | - | - | - | - | - | - | - | - | - | - | - | - | - | - | - | - | - | - | - | - | - | - | 59.8 | 64.2 | 3.544 | 3.502 | 3.738 | 4.265 | 3.987 | 3.967 | 215 | 327 | 961 | 469 | 591 | 1299 | 2 | 2 | 2 | - | - | - | - | - | - | - | - | - | - | - | - | - | - | - | - | - | - | - | - | N/A | N/A | N/A | 1.2 | 3.317 | -
[SEER Non Multi-Split <=65kW] GEMS (Air Conditioners up to 65kW) Determination 2019 | MEPS 2019 | AS/NZS 3823.1.1:2012 | GJC09AK-K6NRNB9A | GJC09AK-K6NRNR1A | N/A | GREE | N/A | Non Ducted | Window Wall | - | Air | - | China | 0.825 | N/A | 2.75 | N/A | N/A | N/A | N/A | N/A | - | - | Calorimeter Room | 3.4599 | - | N/A | - | N/A | N/A | N/A | N/A | N/A | N/A | N/A | N/A | N/A | N/A | N/A | N/A | N/A | N/A | N/A | N/A | N/A | Single | R32 | Australia,Fiji,New Zealand | 128653 | 2025-05-01 |  | Approved | Cooling Only | N/A | No | Class 5 | No | N/A | N/A | N/A | N/A | N/A | N/A | N/A | Available | N/A | N/A |  |  | N/A |  |  | AAC4822 | No | - | - | - | - | 2750 | 0.825 | - | - | - | - | - | - | Yes | 735 | 3120 | - | - | - | - | - | - | - | - | - | - | - | - | - | - | - | - | - | - | - | - | - | - | - | - | - | - | - | - | - | - | - | - | - | - | 59.8 | 64.2 | 3.544 | 3.502 | 3.738 | 4.265 | 3.987 | 3.967 | 215 | 327 | 961 | 469 | 591 | 1299 | 2 | 2 | 2 | - | - | - | - | - | - | - | - | - | - | - | - | - | - | - | - | - | - | - | - | N/A | N/A | N/A | 1.2 | 3.317 | -
[SEER Non Multi-Split <=65kW] GEMS (Air Conditioners up to 65kW) Determination 2019 | MEPS 2019 | AS/NZS 3823.1.1:2012 | GJC09AK-K6NRNG2A | GJC09AK-K6NRNR1A | N/A | GREE | N/A | Non Ducted | Window Wall | - | Air | - | China | 0.825 | N/A | 2.75 | N/A | N/A | N/A | N/A | N/A | - | - | Calorimeter Room | 3.4599 | - | N/A | - | N/A | N/A | N/A | N/A | N/A | N/A | N/A | N/A | N/A | N/A | N/A | N/A | N/A | N/A | N/A | N/A | N/A | Single | R32 | Australia,Fiji,New Zealand | 128653 | 2025-05-01 |  | Approved | Cooling Only | N/A | No | Class 5 | No | N/A | N/A | N/A | N/A | N/A | N/A | N/A | Available | N/A | N/A |  |  | N/A |  |  | AAC4822 | No | - | - | - | - | 2750 | 0.825 | - | - | - | - | - | - | Yes | 735 | 3120 | - | - | - | - | - | - | - | - | - | - | - | - | - | - | - | - | - | - | - | - | - | - | - | - | - | - | - | - | - | - | - | - | - | - | 59.8 | 64.2 | 3.544 | 3.502 | 3.738 | 4.265 | 3.987 | 3.967 | 215 | 327 | 961 | 469 | 591 | 1299 | 2 | 2 | 2 | - | - | - | - | - | - | - | - | - | - | - | - | - | - | - | - | - | - | - | - | N/A | N/A | N/A | 1.2 | 3.317 | -
[SEER Non Multi-Split <=65kW] GEMS (Air Conditioners up to 65kW) Determination 2019 | MEPS 2019 | AS/NZS 3823.1.1:2012 | GJC09AK-K6NRNR1A | GJC09AK-K6NRNR1A | N/A | GREE | N/A | Non Ducted | Window Wall | - | Air | - | China | 0.825 | N/A | 2.75 | N/A | N/A | N/A | N/A | N/A | - | - | Calorimeter Room | 3.4599 | - | N/A | - | N/A | N/A | N/A | N/A | N/A | N/A | N/A | N/A | N/A | N/A | N/A | N/A | N/A | N/A | N/A | N/A | N/A | Single | R32 | Australia,Fiji,New Zealand | 128653 | 2025-05-01 |  | Approved | Cooling Only | N/A | No | Class 5 | No | N/A | N/A | N/A | N/A | N/A | N/A | N/A | Available | N/A | N/A |  |  | N/A |  |  | AAC4822 | No | - | - | - | - | 2750 | 0.825 | - | - | - | - | - | - | Yes | 735 | 3120 | - | - | - | - | - | - | - | - | - | - | - | - | - | - | - | - | - | - | - | - | - | - | - | - | - | - | - | - | - | - | - | - | - | - | 59.8 | 64.2 | 3.544 | 3.502 | 3.738 | 4.265 | 3.987 | 3.967 | 215 | 327 | 961 | 469 | 591 | 1299 | 2 | 2 | 2 | - | - | - | - | - | - | - | - | - | - | - | - | - | - | - | - | - | - | - | - | N/A | N/A | N/A | 1.2 | 3.317 | -
[SEER Non Multi-Split <=65kW] GEMS (Air Conditioners up to 65kW) Determination 2019 | MEPS 2019 | AS/NZS 3823.1.1:2012 | GJC12AF-K6DRNG1A |  | N/A | GREE | N/A | Non Ducted | Window Wall | - | Air | - | China | 1.125 | N/A | 3.52 | N/A | N/A | N/A | N/A | N/A | - | - | Calorimeter Room | 3.2067 | - | N/A | 95.41 | N/A | N/A | N/A | N/A | N/A | N/A | N/A | N/A | N/A | N/A | N/A | N/A | N/A | N/A | N/A | N/A | N/A | Single | R32 | Australia,Fiji,New Zealand | 153557 | 2028-05-13 |  | Approved | Cooling Only | N/A | No | Class 5 | No | N/A | N/A | N/A | N/A | N/A | N/A | N/A | Available | N/A | N/A |  |  | N/A |  |  | AAC7489 | Yes | Variable output compressor | Inverter | No | - | 3520 | 1.125 | - | 485 | 1760 | Yes | 300 | 1050 | - | 1028.25 | 3791.04 | No | 443.29 | 1895.52 | - | 260 | 1330 | - | - | - | - | - | - | - | - | - | - | - | - | - | - | - | - | - | - | - | - | - | - | - | - | - | - | - | - | 64.5 | 69 | 3.828 | 3.796 | 4.058 | 5.252 | 4.824 | 4.4 | 249 | 381 | 1127 | 482 | 620 | 1494 | 2 | 2 | 2.5 | - | - | - | - | - | - | - | - | - | - | - | - | - | - | - | - | - | - | - | - | N/A | N/A | N/A | 4 | 3.0917 | -
[SEER Non Multi-Split <=65kW] GEMS (Air Conditioners up to 65kW) Determination 2019 | MEPS 2019 | AS/NZS 3823.1.1:2012 | GJC12AG-K6NRNB3A | GJC12AG-K6NRNR1A | N/A | GREE | N/A | Non Ducted | Window Wall | - | Air | - | China | 1.18 | N/A | 3.9 | N/A | N/A | N/A | N/A | N/A | - | - | Calorimeter Room | 3.3296 | - | N/A | - | N/A | N/A | N/A | N/A | N/A | N/A | N/A | N/A | N/A | N/A | N/A | N/A | N/A | N/A | N/A | N/A | N/A | Single | R32 | Australia,Fiji,New Zealand | 127441 | 2025-04-01 |  | Approved | Cooling Only | N/A | No | Class 5 | No | N/A | N/A | N/A | N/A | N/A | N/A | N/A | Available | N/A | N/A |  |  | N/A |  |  | AAC4663 | No | - | - | - | - | 3900 | 1.18 | - | - | - | - | - | - | Yes | 1100 | 4300 | - | - | - | - | - | - | - | - | - | - | - | - | - | - | - | - | - | - | - | - | - | - | - | - | - | - | - | - | - | - | - | - | - | - | 59 | 69.8 | 3.312 | 3.298 | 3.477 | 3.74 | 3.581 | 3.618 | 327 | 494 | 1465 | 759 | 934 | 2020 | 1.5 | 1.5 | 1.5 | - | - | - | - | - | - | - | - | - | - | - | - | - | - | - | - | - | - | - | - | N/A | N/A | N/A | 1.8 | 3.2881 | -
[SEER Non Multi-Split <=65kW] GEMS (Air Conditioners up to 65kW) Determination 2019 | MEPS 2019 | AS/NZS 3823.1.1:2012 | GJC12AG-K6NRNG1A | GJC12AG-K6NRNR1A | N/A | GREE | N/A | Non Ducted | Window Wall | - | Air | - | China | 1.18 | N/A | 3.9 | N/A | N/A | N/A | N/A | N/A | - | - | Calorimeter Room | 3.3296 | - | N/A | - | N/A | N/A | N/A | N/A | N/A | N/A | N/A | N/A | N/A | N/A | N/A | N/A | N/A | N/A | N/A | N/A | N/A | Single | R32 | Australia,Fiji,New Zealand | 127441 | 2025-04-01 |  | Approved | Cooling Only | N/A | No | Class 5 | No | N/A | N/A | N/A | N/A | N/A | N/A | N/A | Available | N/A | N/A |  |  | N/A |  |  | AAC4663 | No | - | - | - | - | 3900 | 1.18 | - | - | - | - | - | - | Yes | 1100 | 4300 | - | - | - | - | - | - | - | - | - | - | - | - | - | - | - | - | - | - | - | - | - | - | - | - | - | - | - | - | - | - | - | - | - | - | 59 | 69.8 | 3.312 | 3.298 | 3.477 | 3.74 | 3.581 | 3.618 | 327 | 494 | 1465 | 759 | 934 | 2020 | 1.5 | 1.5 | 1.5 | - | - | - | - | - | - | - | - | - | - | - | - | - | - | - | - | - | - | - | - | N/A | N/A | N/A | 1.8 | 3.2881 | -
[SEER Non Multi-Split <=65kW] GEMS (Air Conditioners up to 65kW) Determination 2019 | MEPS 2019 | AS/NZS 3823.1.1:2012 | GJC12AG-K6NRNR1A | GJC12AG-K6NRNR1A | N/A | GREE | N/A | Non Ducted | Window Wall | - | Air | - | China | 1.18 | N/A | 3.9 | N/A | N/A | N/A | N/A | N/A | - | - | Calorimeter Room | 3.3296 | - | N/A | - | N/A | N/A | N/A | N/A | N/A | N/A | N/A | N/A | N/A | N/A | N/A | N/A | N/A | N/A | N/A | N/A | N/A | Single | R32 | Australia,Fiji,New Zealand | 127441 | 2025-04-01 |  | Approved | Cooling Only | N/A | No | Class 5 | No | N/A | N/A | N/A | N/A | N/A | N/A | N/A | Available | N/A | N/A |  |  | N/A |  |  | AAC4663 | No | - | - | - | - | 3900 | 1.18 | - | - | - | - | - | - | Yes | 1100 | 4300 | - | - | - | - | - | - | - | - | - | - | - | - | - | - | - | - | - | - | - | - | - | - | - | - | - | - | - | - | - | - | - | - | - | - | 59 | 69.8 | 3.312 | 3.298 | 3.477 | 3.74 | 3.581 | 3.618 | 327 | 494 | 1465 | 759 | 934 | 2020 | 1.5 | 1.5 | 1.5 | - | - | - | - | - | - | - | - | - | - | - | - | - | - | - | - | - | - | - | - | N/A | N/A | N/A | 1.8 | 3.2881 | -
[SEER Non Multi-Split <=65kW] GEMS (Air Conditioners up to 65kW) Determination 2019 | MEPS 2019 | AS/NZS 3823.1.1:2012 | GJC12AG-K6NRNR1B | GJC12AG-K6NRNR1A | N/A | GREE | N/A | Non Ducted | Window Wall | - | Air | - | China | 1.18 | N/A | 3.9 | N/A | N/A | N/A | N/A | N/A | - | - | Calorimeter Room | 3.3296 | - | N/A | - | N/A | N/A | N/A | N/A | N/A | N/A | N/A | N/A | N/A | N/A | N/A | N/A | N/A | N/A | N/A | N/A | N/A | Single | R32 | Australia,Fiji,New Zealand | 127441 | 2025-04-01 |  | Approved | Cooling Only | N/A | No | Class 5 | No | N/A | N/A | N/A | N/A | N/A | N/A | N/A | Available | N/A | N/A |  |  | N/A |  |  | AAC4663 | No | - | - | - | - | 3900 | 1.18 | - | - | - | - | - | - | Yes | 1100 | 4300 | - | - | - | - | - | - | - | - | - | - | - | - | - | - | - | - | - | - | - | - | - | - | - | - | - | - | - | - | - | - | - | - | - | - | 59 | 69.8 | 3.312 | 3.298 | 3.477 | 3.74 | 3.581 | 3.618 | 327 | 494 | 1465 | 759 | 934 | 2020 | 1.5 | 1.5 | 1.5 | - | - | - | - | - | - | - | - | - | - | - | - | - | - | - | - | - | - | - | - | N/A | N/A | N/A | 1.8 | 3.2881 | -
[SEER Non Multi-Split <=65kW] GEMS (Air Conditioners up to 65kW) Determination 2019 | MEPS 2019 | AS/NZS 3823.1.1:2012 | GJC18AE-K6NRN**A | GJC18AE-K6NRN**A | N/A | GREE | N/A | Non Ducted | Window Wall | - | Air | - | China | 1.6 | N/A | 5.3 | N/A | N/A | N/A | N/A | N/A | - | - | Calorimeter Room | 3.3862 | - | N/A | - | N/A | N/A | N/A | N/A | N/A | N/A | N/A | N/A | N/A | N/A | N/A | N/A | N/A | N/A | N/A | N/A | N/A | Single | R32 | Australia,Fiji,New Zealand | 127817 | 2025-04-01 |  | Approved | Cooling Only | N/A | No | Class 5 | No | N/A | N/A | N/A | N/A | N/A | N/A | N/A | Available | N/A | N/A |  |  | N/A |  |  | AAC4719 | No | - | - | - | - | 5300 | 1.6 | - | - | - | - | - | - | Yes | 1425 | 5890 | - | - | - | - | - | - | - | - | - | - | - | - | - | - | - | - | - | - | - | - | - | - | - | - | - | - | - | - | - | - | - | - | - | - | 65.4 | 72.2 | 3.501 | 3.461 | 3.666 | 4.142 | 3.886 | 3.872 | 421 | 641 | 1891 | 933 | 1171 | 2567 | 2 | 1.5 | 2 | - | - | - | - | - | - | - | - | - | - | - | - | - | - | - | - | - | - | - | - | N/A | N/A | N/A | 1.7 | 3.3006 | -
[SEER Non Multi-Split <=65kW] GEMS (Air Conditioners up to 65kW) Determination 2019 | MEPS 2019 | AS/NZS 3823.1.1:2012 | GJC18AE-K6NRNB3A | GJC18AE-K6NRN**A | N/A | GREE | N/A | Non Ducted | Window Wall | - | Air | - | China | 1.6 | N/A | 5.3 | N/A | N/A | N/A | N/A | N/A | - | - | Calorimeter Room | 3.3862 | - | N/A | - | N/A | N/A | N/A | N/A | N/A | N/A | N/A | N/A | N/A | N/A | N/A | N/A | N/A | N/A | N/A | N/A | N/A | Single | R32 | Australia,Fiji,New Zealand | 127817 | 2025-04-01 |  | Approved | Cooling Only | N/A | No | Class 5 | No | N/A | N/A | N/A | N/A | N/A | N/A | N/A | Available | N/A | N/A |  |  | N/A |  |  | AAC4719 | No | - | - | - | - | 5300 | 1.6 | - | - | - | - | - | - | Yes | 1425 | 5890 | - | - | - | - | - | - | - | - | - | - | - | - | - | - | - | - | - | - | - | - | - | - | - | - | - | - | - | - | - | - | - | - | - | - | 65.4 | 72.2 | 3.501 | 3.461 | 3.666 | 4.142 | 3.886 | 3.872 | 421 | 641 | 1891 | 933 | 1171 | 2567 | 2 | 1.5 | 2 | - | - | - | - | - | - | - | - | - | - | - | - | - | - | - | - | - | - | - | - | N/A | N/A | N/A | 1.7 | 3.3006 | -
[SEER Non Multi-Split <=65kW] GEMS (Air Conditioners up to 65kW) Determination 2019 | MEPS 2019 | AS/NZS 3823.1.1:2012 | GJC18AE-K6NRNG1A | GJC18AE-K6NRN**A | N/A | GREE | N/A | Non Ducted | Window Wall | - | Air | - | China | 1.6 | N/A | 5.3 | N/A | N/A | N/A | N/A | N/A | - | - | Calorimeter Room | 3.3862 | - | N/A | - | N/A | N/A | N/A | N/A | N/A | N/A | N/A | N/A | N/A | N/A | N/A | N/A | N/A | N/A | N/A | N/A | N/A | Single | R32 | Australia,Fiji,New Zealand | 127817 | 2025-04-01 |  | Approved | Cooling Only | N/A | No | Class 5 | No | N/A | N/A | N/A | N/A | N/A | N/A | N/A | Available | N/A | N/A |  |  | N/A |  |  | AAC4719 | No | - | - | - | - | 5300 | 1.6 | - | - | - | - | - | - | Yes | 1425 | 5890 | - | - | - | - | - | - | - | - | - | - | - | - | - | - | - | - | - | - | - | - | - | - | - | - | - | - | - | - | - | - | - | - | - | - | 65.4 | 72.2 | 3.501 | 3.461 | 3.666 | 4.142 | 3.886 | 3.872 | 421 | 641 | 1891 | 933 | 1171 | 2567 | 2 | 1.5 | 2 | - | - | - | - | - | - | - | - | - | - | - | - | - | - | - | - | - | - | - | - | N/A | N/A | N/A | 1.7 | 3.3006 | -
[SEER Non Multi-Split <=65kW] GEMS (Air Conditioners up to 65kW) Determination 2019 | MEPS 2019 | AS/NZS 3823.1.1:2012 | GJC18AE-K6NRNR1A | GJC18AE-K6NRN**A | N/A | GREE | N/A | Non Ducted | Window Wall | - | Air | - | China | 1.6 | N/A | 5.3 | N/A | N/A | N/A | N/A | N/A | - | - | Calorimeter Room | 3.3862 | - | N/A | - | N/A | N/A | N/A | N/A | N/A | N/A | N/A | N/A | N/A | N/A | N/A | N/A | N/A | N/A | N/A | N/A | N/A | Single | R32 | Australia,Fiji,New Zealand | 127817 | 2025-04-01 |  | Approved | Cooling Only | N/A | No | Class 5 | No | N/A | N/A | N/A | N/A | N/A | N/A | N/A | Available | N/A | N/A |  |  | N/A |  |  | AAC4719 | No | - | - | - | - | 5300 | 1.6 | - | - | - | - | - | - | Yes | 1425 | 5890 | - | - | - | - | - | - | - | - | - | - | - | - | - | - | - | - | - | - | - | - | - | - | - | - | - | - | - | - | - | - | - | - | - | - | 65.4 | 72.2 | 3.501 | 3.461 | 3.666 | 4.142 | 3.886 | 3.872 | 421 | 641 | 1891 | 933 | 1171 | 2567 | 2 | 1.5 | 2 | - | - | - | - | - | - | - | - | - | - | - | - | - | - | - | - | - | - | - | - | N/A | N/A | N/A | 1.7 | 3.3006 | -
[SEER Non Multi-Split <=65kW] GEMS (Air Conditioners up to 65kW) Determination 2019 | MEPS 2019 | AS/NZS 3823.1.1:2012 | GJC18AG-K6DRNG1A |  | N/A | GREE | N/A | Non Ducted | Window Wall | - | Air | - | China | 1.68 | N/A | 5.3 | N/A | N/A | N/A | N/A | N/A | - | - | Calorimeter Room | 3.1807 | - | N/A | - | N/A | N/A | N/A | N/A | N/A | N/A | N/A | N/A | N/A | N/A | N/A | N/A | N/A | N/A | N/A | N/A | N/A | Single | R32 | Australia,Fiji,New Zealand | 153560 | 2028-05-13 |  | Approved | Cooling Only | N/A | No | Class 5 | No | N/A | N/A | N/A | N/A | N/A | N/A | N/A | Available | N/A | N/A |  |  | N/A |  |  | AAC7490 | Yes | Variable output compressor | Inverter | No | - | 5300 | 1.68 | - | 755 | 2650 | Yes | 580 | 2030 | - | 1535.52 | 5708.1 | No | 690.07 | 2854.05 | - | 520 | 2280 | - | - | - | - | - | - | - | - | - | - | - | - | - | - | - | - | - | - | - | - | - | - | - | - | - | - | - | - | 64.8 | 73.9 | 3.704 | 3.65 | 3.882 | 4.571 | 4.281 | 4.137 | 392 | 602 | 1778 | 839 | 1058 | 2396 | 2 | 2 | 2 | - | - | - | - | - | - | - | - | - | - | - | - | - | - | - | - | - | - | - | - | N/A | N/A | N/A | 4.3 | 3.1277 | -
[SEER Non Multi-Split <=65kW] GEMS (Air Conditioners up to 65kW) Determination 2019 | MEPS 2019 | AS/NZS 3823.1.1:2012 | GJC21AE-K6NRNB3A | GJC21AE-K6NRNR1A | N/A | GREE | N/A | Non Ducted | Window Wall | - | Air | - | China | 1.81 | N/A | 6 | N/A | N/A | N/A | N/A | N/A | - | - | Calorimeter Room | 3.3272 | - | N/A | - | N/A | N/A | N/A | N/A | N/A | N/A | N/A | N/A | N/A | N/A | N/A | N/A | N/A | N/A | N/A | N/A | N/A | Single | R32 | Australia,Fiji,New Zealand | 127443 | 2025-04-01 |  | Approved | Cooling Only | N/A | No | Class 5 | No | N/A | N/A | N/A | N/A | N/A | N/A | N/A | Available | N/A | N/A |  |  | N/A |  |  | AAC4664 | No | - | - | - | - | 6000 | 1.81 | - | - | - | - | - | - | Yes | 1680 | 6550 | - | - | - | - | - | - | - | - | - | - | - | - | - | - | - | - | - | - | - | - | - | - | - | - | - | - | - | - | - | - | - | - | - | - | 65.2 | 70.9 | 3.372 | 3.347 | 3.491 | 3.757 | 3.595 | 3.623 | 497 | 754 | 2249 | 1166 | 1435 | 3107 | 1.5 | 1.5 | 1.5 | - | - | - | - | - | - | - | - | - | - | - | - | - | - | - | - | - | - | - | - | N/A | N/A | N/A | 1.1 | 3.3081 | -
[SEER Non Multi-Split <=65kW] GEMS (Air Conditioners up to 65kW) Determination 2019 | MEPS 2019 | AS/NZS 3823.1.1:2012 | GJC21AE-K6NRNG1A | GJC21AE-K6NRNR1A | N/A | GREE | N/A | Non Ducted | Window Wall | - | Air | - | China | 1.81 | N/A | 6 | N/A | N/A | N/A | N/A | N/A | - | - | Calorimeter Room | 3.3272 | - | N/A | - | N/A | N/A | N/A | N/A | N/A | N/A | N/A | N/A | N/A | N/A | N/A | N/A | N/A | N/A | N/A | N/A | N/A | Single | R32 | Australia,Fiji,New Zealand | 127443 | 2025-04-01 |  | Approved | Cooling Only | N/A | No | Class 5 | No | N/A | N/A | N/A | N/A | N/A | N/A | N/A | Available | N/A | N/A |  |  | N/A |  |  | AAC4664 | No | - | - | - | - | 6000 | 1.81 | - | - | - | - | - | - | Yes | 1680 | 6550 | - | - | - | - | - | - | - | - | - | - | - | - | - | - | - | - | - | - | - | - | - | - | - | - | - | - | - | - | - | - | - | - | - | - | 65.2 | 70.9 | 3.372 | 3.347 | 3.491 | 3.757 | 3.595 | 3.623 | 497 | 754 | 2249 | 1166 | 1435 | 3107 | 1.5 | 1.5 | 1.5 | - | - | - | - | - | - | - | - | - | - | - | - | - | - | - | - | - | - | - | - | N/A | N/A | N/A | 1.1 | 3.3081 | -
[SEER Non Multi-Split <=65kW] GEMS (Air Conditioners up to 65kW) Determination 2019 | MEPS 2019 | AS/NZS 3823.1.1:2012 | GJC21AE-K6NRNR1A | GJC21AE-K6NRNR1A | N/A | GREE | N/A | Non Ducted | Window Wall | - | Air | - | China | 1.81 | N/A | 6 | N/A | N/A | N/A | N/A | N/A | - | - | Calorimeter Room | 3.3272 | - | N/A | - | N/A | N/A | N/A | N/A | N/A | N/A | N/A | N/A | N/A | N/A | N/A | N/A | N/A | N/A | N/A | N/A | N/A | Single | R32 | Australia,Fiji,New Zealand | 127443 | 2025-04-01 |  | Approved | Cooling Only | N/A | No | Class 5 | No | N/A | N/A | N/A | N/A | N/A | N/A | N/A | Available | N/A | N/A |  |  | N/A |  |  | AAC4664 | No | - | - | - | - | 6000 | 1.81 | - | - | - | - | - | - | Yes | 1680 | 6550 | - | - | - | - | - | - | - | - | - | - | - | - | - | - | - | - | - | - | - | - | - | - | - | - | - | - | - | - | - | - | - | - | - | - | 65.2 | 70.9 | 3.372 | 3.347 | 3.491 | 3.757 | 3.595 | 3.623 | 497 | 754 | 2249 | 1166 | 1435 | 3107 | 1.5 | 1.5 | 1.5 | - | - | - | - | - | - | - | - | - | - | - | - | - | - | - | - | - | - | - | - | N/A | N/A | N/A | 1.1 | 3.3081 | -
[SEER Non Multi-Split <=65kW] GEMS (Air Conditioners up to 65kW) Determination 2019 | MEPS 2019 | AS/NZS 3823.1.1:2012 | GJC21AE-K6NRNR1B | GJC21AE-K6NRNR1A | N/A | GREE | N/A | Non Ducted | Window Wall | - | Air | - | China | 1.81 | N/A | 6 | N/A | N/A | N/A | N/A | N/A | - | - | Calorimeter Room | 3.3272 | - | N/A | - | N/A | N/A | N/A | N/A | N/A | N/A | N/A | N/A | N/A | N/A | N/A | N/A | N/A | N/A | N/A | N/A | N/A | Single | R32 | Australia,Fiji,New Zealand | 127443 | 2025-04-01 |  | Approved | Cooling Only | N/A | No | Class 5 | No | N/A | N/A | N/A | N/A | N/A | N/A | N/A | Available | N/A | N/A |  |  | N/A |  |  | AAC4664 | No | - | - | - | - | 6000 | 1.81 | - | - | - | - | - | - | Yes | 1680 | 6550 | - | - | - | - | - | - | - | - | - | - | - | - | - | - | - | - | - | - | - | - | - | - | - | - | - | - | - | - | - | - | - | - | - | - | 65.2 | 70.9 | 3.372 | 3.347 | 3.491 | 3.757 | 3.595 | 3.623 | 497 | 754 | 2249 | 1166 | 1435 | 3107 | 1.5 | 1.5 | 1.5 | - | - | - | - | - | - | - | - | - | - | - | - | - | - | - | - | - | - | - | - | N/A | N/A | N/A | 1.1 | 3.3081 | -
[SEER Non Multi-Split <=65kW] GEMS (Air Conditioners up to 65kW) Determination 2019 | MEPS 2019 | AS/NZS 3823.1.1:2012 | GJH07AK-K6NRNB3C | GJH07AK-K6NRNR1A | N/A | GREE | N/A | Non Ducted | Window Wall | - | Air | Air | China | 0.66 | N/A | 2.2 | N/A | N/A | N/A | N/A | N/A | 0.57 | 1.9 | Calorimeter Room | 3.3502 | 3.4647 | N/A | - | N/A | N/A | N/A | N/A | N/A | N/A | N/A | N/A | N/A | N/A | N/A | N/A | N/A | N/A | N/A | N/A | N/A | Single | R32 | Australia,Fiji,New Zealand | 128652 | 2025-05-01 |  | Approved | Reverse Cycle | N/A | No | Class 5 | No | N/A | N/A | N/A | N/A | N/A | N/A | N/A | Available | N/A | N/A |  |  | N/A |  |  | AAC4824 | No | - | - | - | - | 2200 | 0.66 | - | - | - | - | - | - | Yes | 605 | 2530 | - | - | - | - | - | - | 1900 | 0.57 | - | - | - | - | - | - | - | - | - | 510 | 1310 | - | - | - | - | - | - | - | - | - | No | - | - | - | - | - | 58.9 | 64 | 3.512 | 3.471 | 3.684 | 4.126 | 3.887 | 3.883 | 174 | 264 | 781 | 388 | 485 | 1062 | 2 | 1.5 | 2 | 2.412 | 2.589 | 2.787 | 2.532 | 2.728 | 2.837 | 1031 | 401 | 59 | 332 | 176 | 37 | 0.5 | 1 | 1 | - | - | - | - | - | N/A | N/A | N/A | 0.8 | 3.3197 | 3.3176
[SEER Non Multi-Split <=65kW] GEMS (Air Conditioners up to 65kW) Determination 2019 | MEPS 2019 | AS/NZS 3823.1.1:2012 | GJH07AK-K6NRNG2A | GJH07AK-K6NRNR1A | N/A | GREE | N/A | Non Ducted | Window Wall | - | Air | Air | China | 0.66 | N/A | 2.2 | N/A | N/A | N/A | N/A | N/A | 0.57 | 1.9 | Calorimeter Room | 3.3502 | 3.4647 | N/A | - | N/A | N/A | N/A | N/A | N/A | N/A | N/A | N/A | N/A | N/A | N/A | N/A | N/A | N/A | N/A | N/A | N/A | Single | R32 | Australia,Fiji,New Zealand | 128652 | 2025-05-01 |  | Approved | Reverse Cycle | N/A | No | Class 5 | No | N/A | N/A | N/A | N/A | N/A | N/A | N/A | Available | N/A | N/A |  |  | N/A |  |  | AAC4824 | No | - | - | - | - | 2200 | 0.66 | - | - | - | - | - | - | Yes | 605 | 2530 | - | - | - | - | - | - | 1900 | 0.57 | - | - | - | - | - | - | - | - | - | 510 | 1310 | - | - | - | - | - | - | - | - | - | No | - | - | - | - | - | 58.9 | 64 | 3.512 | 3.471 | 3.684 | 4.126 | 3.887 | 3.883 | 174 | 264 | 781 | 388 | 485 | 1062 | 2 | 1.5 | 2 | 2.412 | 2.589 | 2.787 | 2.532 | 2.728 | 2.837 | 1031 | 401 | 59 | 332 | 176 | 37 | 0.5 | 1 | 1 | - | - | - | - | - | N/A | N/A | N/A | 0.8 | 3.3197 | 3.3176
[SEER Non Multi-Split <=65kW] GEMS (Air Conditioners up to 65kW) Determination 2019 | MEPS 2019 | AS/NZS 3823.1.1:2012 | GJH07AK-K6NRNR1A | GJH07AK-K6NRNR1A | N/A | GREE | N/A | Non Ducted | Window Wall | - | Air | Air | China | 0.66 | N/A | 2.2 | N/A | N/A | N/A | N/A | N/A | 0.57 | 1.9 | Calorimeter Room | 3.3502 | 3.4647 | N/A | - | N/A | N/A | N/A | N/A | N/A | N/A | N/A | N/A | N/A | N/A | N/A | N/A | N/A | N/A | N/A | N/A | N/A | Single | R32 | Australia,Fiji,New Zealand | 128652 | 2025-05-01 |  | Approved | Reverse Cycle | N/A | No | Class 5 | No | N/A | N/A | N/A | N/A | N/A | N/A | N/A | Available | N/A | N/A |  |  | N/A |  |  | AAC4824 | No | - | - | - | - | 2200 | 0.66 | - | - | - | - | - | - | Yes | 605 | 2530 | - | - | - | - | - | - | 1900 | 0.57 | - | - | - | - | - | - | - | - | - | 510 | 1310 | - | - | - | - | - | - | - | - | - | No | - | - | - | - | - | 58.9 | 64 | 3.512 | 3.471 | 3.684 | 4.126 | 3.887 | 3.883 | 174 | 264 | 781 | 388 | 485 | 1062 | 2 | 1.5 | 2 | 2.412 | 2.589 | 2.787 | 2.532 | 2.728 | 2.837 | 1031 | 401 | 59 | 332 | 176 | 37 | 0.5 | 1 | 1 | - | - | - | - | - | N/A | N/A | N/A | 0.8 | 3.3197 | 3.3176
[SEER Non Multi-Split <=65kW] GEMS (Air Conditioners up to 65kW) Determination 2019 | MEPS 2019 | AS/NZS 3823.1.1:2012 | GJH09AF-K6DRNB3A | GJH09AF-K6DRNG1A | N/A | GREE | N/A | Non Ducted | Window Wall | - | Air | Air | China | 0.85 | N/A | 2.8 | N/A | N/A | N/A | N/A | N/A | 0.77 | 2.43 | Calorimeter Room | 3.3793 | 3.295 | N/A | - | N/A | N/A | N/A | N/A | N/A | N/A | N/A | N/A | N/A | N/A | N/A | N/A | N/A | N/A | N/A | N/A | N/A | Single | R32 | Australia,Fiji,New Zealand | 155500 | 2028-08-12 |  | Approved | Reverse Cycle | N/A | No | Class 5 | No | N/A | N/A | N/A | N/A | N/A | N/A | N/A | Available | N/A | N/A |  |  | N/A |  |  | AAC7700 | Yes | Variable output compressor | Inverter | No | - | 2800 | 0.85 | - | 420 | 1450 | Yes | 350 | 1160 | - | 776.9 | 3015.6 | No | 383.88 | 1561.65 | - | 280 | 1390 | 2430 | 0.77 | 330 | 1220 | No | - | - | Yes | 659 | 1410 | No | - | - | No | - | - | - | - | - | No | - | - | No | - | - | No | - | - | 60.3 | 65.5 | 3.735 | 3.764 | 4.067 | 5.392 | 4.91 | 4.47 | 202 | 304 | 892 | 372 | 483 | 1168 | 2 | 2 | 2.5 | 2.082 | 2.405 | 3.362 | 2.376 | 2.637 | 3.4 | 1533 | 559 | 71 | 459 | 239 | 46 | 0.5 | 0.5 | 1.5 | - | - | - | - | - | N/A | N/A | N/A | 4 | 3.2425 | 3.1014
[SEER Non Multi-Split <=65kW] GEMS (Air Conditioners up to 65kW) Determination 2019 | MEPS 2019 | AS/NZS 3823.1.1:2012 | GJH09AF-K6DRNG1A | GJH09AF-K6DRNG1A | N/A | GREE | N/A | Non Ducted | Window Wall | - | Air | Air | China | 0.85 | N/A | 2.8 | N/A | N/A | N/A | N/A | N/A | 0.77 | 2.43 | Calorimeter Room | 3.3793 | 3.295 | N/A | - | N/A | N/A | N/A | N/A | N/A | N/A | N/A | N/A | N/A | N/A | N/A | N/A | N/A | N/A | N/A | N/A | N/A | Single | R32 | Australia,Fiji,New Zealand | 155500 | 2028-08-12 |  | Approved | Reverse Cycle | N/A | No | Class 5 | No | N/A | N/A | N/A | N/A | N/A | N/A | N/A | Available | N/A | N/A |  |  | N/A |  |  | AAC7700 | Yes | Variable output compressor | Inverter | No | - | 2800 | 0.85 | - | 420 | 1450 | Yes | 350 | 1160 | - | 776.9 | 3015.6 | No | 383.88 | 1561.65 | - | 280 | 1390 | 2430 | 0.77 | 330 | 1220 | No | - | - | Yes | 659 | 1410 | No | - | - | No | - | - | - | - | - | No | - | - | No | - | - | No | - | - | 60.3 | 65.5 | 3.735 | 3.764 | 4.067 | 5.392 | 4.91 | 4.47 | 202 | 304 | 892 | 372 | 483 | 1168 | 2 | 2 | 2.5 | 2.082 | 2.405 | 3.362 | 2.376 | 2.637 | 3.4 | 1533 | 559 | 71 | 459 | 239 | 46 | 0.5 | 0.5 | 1.5 | - | - | - | - | - | N/A | N/A | N/A | 4 | 3.2425 | 3.1014
[SEER Non Multi-Split <=65kW] GEMS (Air Conditioners up to 65kW) Determination 2019 | MEPS 2019 | AS/NZS 3823.1.1:2012 | GJH09AK-K6NRNB3C | GJH09AK-K6NRNR1A | N/A | GREE | N/A | Non Ducted | Window Wall | - | Air | Air | China | 0.84 | N/A | 2.8 | N/A | N/A | N/A | N/A | N/A | 0.74 | 2.45 | Calorimeter Room | 3.3623 | 3.4723 | N/A | - | N/A | N/A | N/A | N/A | N/A | N/A | N/A | N/A | N/A | N/A | N/A | N/A | N/A | N/A | N/A | N/A | N/A | Single | R32 | Australia,Fiji,New Zealand | 130224 | 2025-06-29 |  | Approved | Reverse Cycle | N/A | No | Class 5 | No | N/A | N/A | N/A | N/A | N/A | N/A | N/A | Available | N/A | N/A |  |  | N/A |  |  | AAC4953 | No | - | - | - | - | 2800 | 0.84 | - | - | - | - | - | - | Yes | 755 | 3040 | - | - | - | - | - | - | 2450 | 0.74 | - | - | - | - | - | - | - | - | - | 620 | 1500 | - | - | - | - | - | - | - | - | - | No | - | - | - | - | - | 59.7 | 65.6 | 3.447 | 3.417 | 3.596 | 3.972 | 3.76 | 3.768 | 226 | 344 | 1019 | 514 | 640 | 1394 | 1.5 | 1.5 | 2 | 2.262 | 2.449 | 2.754 | 2.43 | 2.633 | 2.814 | 1416 | 545 | 77 | 446 | 235 | 47 | 0.5 | 0.5 | 1 | - | - | - | - | - | N/A | N/A | N/A | 0.8 | 3.3226 | 3.2988
[SEER Non Multi-Split <=65kW] GEMS (Air Conditioners up to 65kW) Determination 2019 | MEPS 2019 | AS/NZS 3823.1.1:2012 | GJH09AK-K6NRNB9A | GJH09AK-K6NRNR1A | N/A | GREE | N/A | Non Ducted | Window Wall | - | Air | Air | China | 0.84 | N/A | 2.8 | N/A | N/A | N/A | N/A | N/A | 0.74 | 2.45 | Calorimeter Room | 3.3623 | 3.4723 | N/A | - | N/A | N/A | N/A | N/A | N/A | N/A | N/A | N/A | N/A | N/A | N/A | N/A | N/A | N/A | N/A | N/A | N/A | Single | R32 | Australia,Fiji,New Zealand | 130224 | 2025-06-29 |  | Approved | Reverse Cycle | N/A | No | Class 5 | No | N/A | N/A | N/A | N/A | N/A | N/A | N/A | Available | N/A | N/A |  |  | N/A |  |  | AAC4953 | No | - | - | - | - | 2800 | 0.84 | - | - | - | - | - | - | Yes | 755 | 3040 | - | - | - | - | - | - | 2450 | 0.74 | - | - | - | - | - | - | - | - | - | 620 | 1500 | - | - | - | - | - | - | - | - | - | No | - | - | - | - | - | 59.7 | 65.6 | 3.447 | 3.417 | 3.596 | 3.972 | 3.76 | 3.768 | 226 | 344 | 1019 | 514 | 640 | 1394 | 1.5 | 1.5 | 2 | 2.262 | 2.449 | 2.754 | 2.43 | 2.633 | 2.814 | 1416 | 545 | 77 | 446 | 235 | 47 | 0.5 | 0.5 | 1 | - | - | - | - | - | N/A | N/A | N/A | 0.8 | 3.3226 | 3.2988
[SEER Non Multi-Split <=65kW] GEMS (Air Conditioners up to 65kW) Determination 2019 | MEPS 2019 | AS/NZS 3823.1.1:2012 | GJH09AK-K6NRND6A | GJH09AK-K6NRNR1A | N/A | GREE | N/A | Non Ducted | Window Wall | - | Air | Air | China | 0.84 | N/A | 2.8 | N/A | N/A | N/A | N/A | N/A | 0.74 | 2.45 | Calorimeter Room | 3.3623 | 3.4723 | N/A | - | N/A | N/A | N/A | N/A | N/A | N/A | N/A | N/A | N/A | N/A | N/A | N/A | N/A | N/A | N/A | N/A | N/A | Single | R32 | Australia,Fiji,New Zealand | 130224 | 2025-06-29 |  | Approved | Reverse Cycle | N/A | No | Class 5 | No | N/A | N/A | N/A | N/A | N/A | N/A | N/A | Available | N/A | N/A |  |  | N/A |  |  | AAC4953 | No | - | - | - | - | 2800 | 0.84 | - | - | - | - | - | - | Yes | 755 | 3040 | - | - | - | - | - | - | 2450 | 0.74 | - | - | - | - | - | - | - | - | - | 620 | 1500 | - | - | - | - | - | - | - | - | - | No | - | - | - | - | - | 59.7 | 65.6 | 3.447 | 3.417 | 3.596 | 3.972 | 3.76 | 3.768 | 226 | 344 | 1019 | 514 | 640 | 1394 | 1.5 | 1.5 | 2 | 2.262 | 2.449 | 2.754 | 2.43 | 2.633 | 2.814 | 1416 | 545 | 77 | 446 | 235 | 47 | 0.5 | 0.5 | 1 | - | - | - | - | - | N/A | N/A | N/A | 0.8 | 3.3226 | 3.2988
[SEER Non Multi-Split <=65kW] GEMS (Air Conditioners up to 65kW) Determination 2019 | MEPS 2019 | AS/NZS 3823.1.1:2012 | GJH09AK-K6NRNG2A | GJH09AK-K6NRNR1A | N/A | GREE | N/A | Non Ducted | Window Wall | - | Air | Air | China | 0.84 | N/A | 2.8 | N/A | N/A | N/A | N/A | N/A | 0.74 | 2.45 | Calorimeter Room | 3.3623 | 3.4723 | N/A | - | N/A | N/A | N/A | N/A | N/A | N/A | N/A | N/A | N/A | N/A | N/A | N/A | N/A | N/A | N/A | N/A | N/A | Single | R32 | Australia,Fiji,New Zealand | 130224 | 2025-06-29 |  | Approved | Reverse Cycle | N/A | No | Class 5 | No | N/A | N/A | N/A | N/A | N/A | N/A | N/A | Available | N/A | N/A |  |  | N/A |  |  | AAC4953 | No | - | - | - | - | 2800 | 0.84 | - | - | - | - | - | - | Yes | 755 | 3040 | - | - | - | - | - | - | 2450 | 0.74 | - | - | - | - | - | - | - | - | - | 620 | 1500 | - | - | - | - | - | - | - | - | - | No | - | - | - | - | - | 59.7 | 65.6 | 3.447 | 3.417 | 3.596 | 3.972 | 3.76 | 3.768 | 226 | 344 | 1019 | 514 | 640 | 1394 | 1.5 | 1.5 | 2 | 2.262 | 2.449 | 2.754 | 2.43 | 2.633 | 2.814 | 1416 | 545 | 77 | 446 | 235 | 47 | 0.5 | 0.5 | 1 | - | - | - | - | - | N/A | N/A | N/A | 0.8 | 3.3226 | 3.2988
[SEER Non Multi-Split <=65kW] GEMS (Air Conditioners up to 65kW) Determination 2019 | MEPS 2019 | AS/NZS 3823.1.1:2012 | GJH09AK-K6NRNR1A | GJH09AK-K6NRNR1A | N/A | GREE | N/A | Non Ducted | Window Wall | - | Air | Air | China | 0.84 | N/A | 2.8 | N/A | N/A | N/A | N/A | N/A | 0.74 | 2.45 | Calorimeter Room | 3.3623 | 3.4723 | N/A | - | N/A | N/A | N/A | N/A | N/A | N/A | N/A | N/A | N/A | N/A | N/A | N/A | N/A | N/A | N/A | N/A | N/A | Single | R32 | Australia,Fiji,New Zealand | 130224 | 2025-06-29 |  | Approved | Reverse Cycle | N/A | No | Class 5 | No | N/A | N/A | N/A | N/A | N/A | N/A | N/A | Available | N/A | N/A |  |  | N/A |  |  | AAC4953 | No | - | - | - | - | 2800 | 0.84 | - | - | - | - | - | - | Yes | 755 | 3040 | - | - | - | - | - | - | 2450 | 0.74 | - | - | - | - | - | - | - | - | - | 620 | 1500 | - | - | - | - | - | - | - | - | - | No | - | - | - | - | - | 59.7 | 65.6 | 3.447 | 3.417 | 3.596 | 3.972 | 3.76 | 3.768 | 226 | 344 | 1019 | 514 | 640 | 1394 | 1.5 | 1.5 | 2 | 2.262 | 2.449 | 2.754 | 2.43 | 2.633 | 2.814 | 1416 | 545 | 77 | 446 | 235 | 47 | 0.5 | 0.5 | 1 | - | - | - | - | - | N/A | N/A | N/A | 0.8 | 3.3226 | 3.2988
[SEER Non Multi-Split <=65kW] GEMS (Air Conditioners up to 65kW) Determination 2019 | MEPS 2019 | AS/NZS 3823.1.1:2012 | GJH12AG-K6DRNB3A | GJH12AG-K6DRNG1A | N/A | GREE | N/A | Non Ducted | Window Wall | - | Air | Air | China | 1.085 | N/A | 3.6 | N/A | N/A | N/A | N/A | N/A | 1.065 | 3.5 | Calorimeter Room | 3.4691 | 3.3335 | N/A | - | N/A | N/A | N/A | N/A | N/A | N/A | N/A | N/A | N/A | N/A | N/A | N/A | N/A | N/A | N/A | N/A | N/A | Single | R32 | Australia,Fiji,New Zealand | 155482 | 2028-07-16 |  | Approved | Reverse Cycle | N/A | No | Class 5 | No | N/A | N/A | N/A | N/A | N/A | N/A | N/A | Available | N/A | N/A |  |  | N/A |  |  | AAC7630 | Yes | Variable output compressor | Inverter | No | - | 3600 | 1.085 | - | 475 | 1800 | Yes | 325 | 1300 | - | 991.69 | 3877.2 | No | 434.15 | 1938.6 | - | 280 | 1480 | 3500 | 1.065 | 435 | 1750 | No | - | - | Yes | 915 | 2020 | No | - | - | No | - | - | - | - | - | No | - | - | No | - | - | No | - | - | 63.9 | 69.5 | 3.933 | 3.913 | 4.215 | 5.27 | 4.888 | 4.55 | 247 | 377 | 1108 | 490 | 625 | 1476 | 2 | 2 | 2.5 | 2.018 | 2.236 | 3.488 | 2.508 | 2.811 | 3.699 | 2275 | 862 | 95 | 625 | 321 | 59 | 0.5 | 0.5 | 1.5 | - | - | - | - | - | N/A | N/A | N/A | 4.5 | 3.2721 | 3.2401
[SEER Non Multi-Split <=65kW] GEMS (Air Conditioners up to 65kW) Determination 2019 | MEPS 2019 | AS/NZS 3823.1.1:2012 | GJH12AG-K6DRNG1A | GJH12AG-K6DRNG1A | N/A | GREE | N/A | Non Ducted | Window Wall | - | Air | Air | China | 1.085 | N/A | 3.6 | N/A | N/A | N/A | N/A | N/A | 1.065 | 3.5 | Calorimeter Room | 3.4691 | 3.3335 | N/A | - | N/A | N/A | N/A | N/A | N/A | N/A | N/A | N/A | N/A | N/A | N/A | N/A | N/A | N/A | N/A | N/A | N/A | Single | R32 | Australia,Fiji,New Zealand | 155482 | 2028-07-16 |  | Approved | Reverse Cycle | N/A | No | Class 5 | No | N/A | N/A | N/A | N/A | N/A | N/A | N/A | Available | N/A | N/A |  |  | N/A |  |  | AAC7630 | Yes | Variable output compressor | Inverter | No | - | 3600 | 1.085 | - | 475 | 1800 | Yes | 325 | 1300 | - | 991.69 | 3877.2 | No | 434.15 | 1938.6 | - | 280 | 1480 | 3500 | 1.065 | 435 | 1750 | No | - | - | Yes | 915 | 2020 | No | - | - | No | - | - | - | - | - | No | - | - | No | - | - | No | - | - | 63.9 | 69.5 | 3.933 | 3.913 | 4.215 | 5.27 | 4.888 | 4.55 | 247 | 377 | 1108 | 490 | 625 | 1476 | 2 | 2 | 2.5 | 2.018 | 2.236 | 3.488 | 2.508 | 2.811 | 3.699 | 2275 | 862 | 95 | 625 | 321 | 59 | 0.5 | 0.5 | 1.5 | - | - | - | - | - | N/A | N/A | N/A | 4.5 | 3.2721 | 3.2401
[SEER Non Multi-Split <=65kW] GEMS (Air Conditioners up to 65kW) Determination 2019 | MEPS 2019 | AS/NZS 3823.1.1:2012 | GJH12AG-K6NRNB3A | GJH12AG-K6NRNR1A | N/A | GREE | N/A | Non Ducted | Window Wall | - | Air | Air | China | 1.18 | N/A | 3.9 | N/A | N/A | N/A | N/A | N/A | 1.06 | 3.6 | Calorimeter Room | 3.2895 | 3.4622 | N/A | - | N/A | N/A | N/A | N/A | N/A | N/A | N/A | N/A | N/A | N/A | N/A | N/A | N/A | N/A | N/A | N/A | N/A | Single | R32 | Australia,Fiji,New Zealand | 127488 | 2025-04-01 |  | Approved | Reverse Cycle | N/A | No | Class 5 | No | N/A | N/A | N/A | N/A | N/A | N/A | N/A | Available | N/A | N/A |  |  | N/A |  |  | AAC4650 | No | - | - | - | - | 3900 | 1.18 | - | - | - | - | - | - | Yes | 1090 | 4250 | - | - | - | - | - | - | 3600 | 1.06 | - | - | - | - | - | - | - | - | - | 910 | 2300 | - | - | - | - | - | - | - | - | - | No | - | - | - | - | - | 60.6 | 69.1 | 3.288 | 3.28 | 3.47 | 3.732 | 3.573 | 3.614 | 328 | 496 | 1467 | 760 | 936 | 2022 | 1.5 | 1.5 | 1.5 | 2.361 | 2.555 | 2.83 | 2.519 | 2.731 | 2.888 | 1996 | 771 | 112 | 635 | 335 | 70 | 0.5 | 1 | 1 | - | - | - | - | - | N/A | N/A | N/A | 2.2 | 3.2844 | 3.3726
[SEER Non Multi-Split <=65kW] GEMS (Air Conditioners up to 65kW) Determination 2019 | MEPS 2019 | AS/NZS 3823.1.1:2012 | GJH12AG-K6NRNB9A | GJH12AG-K6NRNR1A | N/A | GREE | N/A | Non Ducted | Window Wall | - | Air | Air | China | 1.18 | N/A | 3.9 | N/A | N/A | N/A | N/A | N/A | 1.06 | 3.6 | Calorimeter Room | 3.2895 | 3.4622 | N/A | - | N/A | N/A | N/A | N/A | N/A | N/A | N/A | N/A | N/A | N/A | N/A | N/A | N/A | N/A | N/A | N/A | N/A | Single | R32 | Australia,Fiji,New Zealand | 127488 | 2025-04-01 |  | Approved | Reverse Cycle | N/A | No | Class 5 | No | N/A | N/A | N/A | N/A | N/A | N/A | N/A | Available | N/A | N/A |  |  | N/A |  |  | AAC4650 | No | - | - | - | - | 3900 | 1.18 | - | - | - | - | - | - | Yes | 1090 | 4250 | - | - | - | - | - | - | 3600 | 1.06 | - | - | - | - | - | - | - | - | - | 910 | 2300 | - | - | - | - | - | - | - | - | - | No | - | - | - | - | - | 60.6 | 69.1 | 3.288 | 3.28 | 3.47 | 3.732 | 3.573 | 3.614 | 328 | 496 | 1467 | 760 | 936 | 2022 | 1.5 | 1.5 | 1.5 | 2.361 | 2.555 | 2.83 | 2.519 | 2.731 | 2.888 | 1996 | 771 | 112 | 635 | 335 | 70 | 0.5 | 1 | 1 | - | - | - | - | - | N/A | N/A | N/A | 2.2 | 3.2844 | 3.3726
[SEER Non Multi-Split <=65kW] GEMS (Air Conditioners up to 65kW) Determination 2019 | MEPS 2019 | AS/NZS 3823.1.1:2012 | GJH12AG-K6NRND6A | GJH12AG-K6NRNR1A | N/A | GREE | N/A | Non Ducted | Window Wall | - | Air | Air | China | 1.18 | N/A | 3.9 | N/A | N/A | N/A | N/A | N/A | 1.06 | 3.6 | Calorimeter Room | 3.2895 | 3.4622 | N/A | - | N/A | N/A | N/A | N/A | N/A | N/A | N/A | N/A | N/A | N/A | N/A | N/A | N/A | N/A | N/A | N/A | N/A | Single | R32 | Australia,Fiji,New Zealand | 127488 | 2025-04-01 |  | Approved | Reverse Cycle | N/A | No | Class 5 | No | N/A | N/A | N/A | N/A | N/A | N/A | N/A | Available | N/A | N/A |  |  | N/A |  |  | AAC4650 | No | - | - | - | - | 3900 | 1.18 | - | - | - | - | - | - | Yes | 1090 | 4250 | - | - | - | - | - | - | 3600 | 1.06 | - | - | - | - | - | - | - | - | - | 910 | 2300 | - | - | - | - | - | - | - | - | - | No | - | - | - | - | - | 60.6 | 69.1 | 3.288 | 3.28 | 3.47 | 3.732 | 3.573 | 3.614 | 328 | 496 | 1467 | 760 | 936 | 2022 | 1.5 | 1.5 | 1.5 | 2.361 | 2.555 | 2.83 | 2.519 | 2.731 | 2.888 | 1996 | 771 | 112 | 635 | 335 | 70 | 0.5 | 1 | 1 | - | - | - | - | - | N/A | N/A | N/A | 2.2 | 3.2844 | 3.3726
[SEER Non Multi-Split <=65kW] GEMS (Air Conditioners up to 65kW) Determination 2019 | MEPS 2019 | AS/NZS 3823.1.1:2012 | GJH12AG-K6NRNG1A | GJH12AG-K6NRNR1A | N/A | GREE | N/A | Non Ducted | Window Wall | - | Air | Air | China | 1.18 | N/A | 3.9 | N/A | N/A | N/A | N/A | N/A | 1.06 | 3.6 | Calorimeter Room | 3.2895 | 3.4622 | N/A | - | N/A | N/A | N/A | N/A | N/A | N/A | N/A | N/A | N/A | N/A | N/A | N/A | N/A | N/A | N/A | N/A | N/A | Single | R32 | Australia,Fiji,New Zealand | 127488 | 2025-04-01 |  | Approved | Reverse Cycle | N/A | No | Class 5 | No | N/A | N/A | N/A | N/A | N/A | N/A | N/A | Available | N/A | N/A |  |  | N/A |  |  | AAC4650 | No | - | - | - | - | 3900 | 1.18 | - | - | - | - | - | - | Yes | 1090 | 4250 | - | - | - | - | - | - | 3600 | 1.06 | - | - | - | - | - | - | - | - | - | 910 | 2300 | - | - | - | - | - | - | - | - | - | No | - | - | - | - | - | 60.6 | 69.1 | 3.288 | 3.28 | 3.47 | 3.732 | 3.573 | 3.614 | 328 | 496 | 1467 | 760 | 936 | 2022 | 1.5 | 1.5 | 1.5 | 2.361 | 2.555 | 2.83 | 2.519 | 2.731 | 2.888 | 1996 | 771 | 112 | 635 | 335 | 70 | 0.5 | 1 | 1 | - | - | - | - | - | N/A | N/A | N/A | 2.2 | 3.2844 | 3.3726
[SEER Non Multi-Split <=65kW] GEMS (Air Conditioners up to 65kW) Determination 2019 | MEPS 2019 | AS/NZS 3823.1.1:2012 | GJH12AG-K6NRNR1A | GJH12AG-K6NRNR1A | N/A | GREE | N/A | Non Ducted | Window Wall | - | Air | Air | China | 1.18 | N/A | 3.9 | N/A | N/A | N/A | N/A | N/A | 1.06 | 3.6 | Calorimeter Room | 3.2895 | 3.4622 | N/A | - | N/A | N/A | N/A | N/A | N/A | N/A | N/A | N/A | N/A | N/A | N/A | N/A | N/A | N/A | N/A | N/A | N/A | Single | R32 | Australia,Fiji,New Zealand | 127488 | 2025-04-01 |  | Approved | Reverse Cycle | N/A | No | Class 5 | No | N/A | N/A | N/A | N/A | N/A | N/A | N/A | Available | N/A | N/A |  |  | N/A |  |  | AAC4650 | No | - | - | - | - | 3900 | 1.18 | - | - | - | - | - | - | Yes | 1090 | 4250 | - | - | - | - | - | - | 3600 | 1.06 | - | - | - | - | - | - | - | - | - | 910 | 2300 | - | - | - | - | - | - | - | - | - | No | - | - | - | - | - | 60.6 | 69.1 | 3.288 | 3.28 | 3.47 | 3.732 | 3.573 | 3.614 | 328 | 496 | 1467 | 760 | 936 | 2022 | 1.5 | 1.5 | 1.5 | 2.361 | 2.555 | 2.83 | 2.519 | 2.731 | 2.888 | 1996 | 771 | 112 | 635 | 335 | 70 | 0.5 | 1 | 1 | - | - | - | - | - | N/A | N/A | N/A | 2.2 | 3.2844 | 3.3726
[SEER Non Multi-Split <=65kW] GEMS (Air Conditioners up to 65kW) Determination 2019 | MEPS 2019 | AS/NZS 3823.1.1:2012 | GJH18AE-K6NRNB3A | GJH18AE-K6NRNR1A | N/A | GREE | N/A | Non Ducted | Window Wall | - | Air | Air | China | 1.6 | N/A | 5.3 | N/A | N/A | N/A | N/A | N/A | 1.45 | 4.8 | Calorimeter Room | 3.3439 | 3.3079 | N/A | - | N/A | N/A | N/A | N/A | N/A | N/A | N/A | N/A | N/A | N/A | N/A | N/A | N/A | N/A | N/A | N/A | N/A | Single | R32 | Australia,Fiji,New Zealand | 128196 | 2025-04-09 |  | Approved | Reverse Cycle | N/A | No | Class 5 | No | N/A | N/A | N/A | N/A | N/A | N/A | N/A | Available | N/A | N/A |  |  | N/A |  |  | AAC4780 | No | - | - | - | - | 5300 | 1.6 | - | - | - | - | - | - | Yes | 1470 | 5765 | - | - | - | - | - | - | 4800 | 1.45 | - | - | - | - | - | - | - | - | - | 1270 | 3050 | - | - | - | - | - | - | - | - | - | No | - | - | - | - | - | 63.5 | 70.8 | 3.347 | 3.328 | 3.501 | 3.787 | 3.617 | 3.646 | 440 | 667 | 1979 | 1020 | 1258 | 2725 | 1.5 | 1.5 | 2 | 2.28 | 2.46 | 2.748 | 2.442 | 2.648 | 2.811 | 2753 | 1065 | 152 | 871 | 458 | 94 | 0.5 | 0.5 | 1 | - | - | - | - | - | N/A | N/A | N/A | 2 | 3.2986 | 3.295
[SEER Non Multi-Split <=65kW] GEMS (Air Conditioners up to 65kW) Determination 2019 | MEPS 2019 | AS/NZS 3823.1.1:2012 | GJH18AE-K6NRNB9A | GJH18AE-K6NRNR1A | N/A | GREE | N/A | Non Ducted | Window Wall | - | Air | Air | China | 1.6 | N/A | 5.3 | N/A | N/A | N/A | N/A | N/A | 1.45 | 4.8 | Calorimeter Room | 3.3439 | 3.3079 | N/A | - | N/A | N/A | N/A | N/A | N/A | N/A | N/A | N/A | N/A | N/A | N/A | N/A | N/A | N/A | N/A | N/A | N/A | Single | R32 | Australia,Fiji,New Zealand | 128196 | 2025-04-09 |  | Approved | Reverse Cycle | N/A | No | Class 5 | No | N/A | N/A | N/A | N/A | N/A | N/A | N/A | Available | N/A | N/A |  |  | N/A |  |  | AAC4780 | No | - | - | - | - | 5300 | 1.6 | - | - | - | - | - | - | Yes | 1470 | 5765 | - | - | - | - | - | - | 4800 | 1.45 | - | - | - | - | - | - | - | - | - | 1270 | 3050 | - | - | - | - | - | - | - | - | - | No | - | - | - | - | - | 63.5 | 70.8 | 3.347 | 3.328 | 3.501 | 3.787 | 3.617 | 3.646 | 440 | 667 | 1979 | 1020 | 1258 | 2725 | 1.5 | 1.5 | 2 | 2.28 | 2.46 | 2.748 | 2.442 | 2.648 | 2.811 | 2753 | 1065 | 152 | 871 | 458 | 94 | 0.5 | 0.5 | 1 | - | - | - | - | - | N/A | N/A | N/A | 2 | 3.2986 | 3.295
[SEER Non Multi-Split <=65kW] GEMS (Air Conditioners up to 65kW) Determination 2019 | MEPS 2019 | AS/NZS 3823.1.1:2012 | GJH18AE-K6NRND6A | GJH18AE-K6NRNR1A | N/A | GREE | N/A | Non Ducted | Window Wall | - | Air | Air | China | 1.6 | N/A | 5.3 | N/A | N/A | N/A | N/A | N/A | 1.45 | 4.8 | Calorimeter Room | 3.3439 | 3.3079 | N/A | - | N/A | N/A | N/A | N/A | N/A | N/A | N/A | N/A | N/A | N/A | N/A | N/A | N/A | N/A | N/A | N/A | N/A | Single | R32 | Australia,Fiji,New Zealand | 128196 | 2025-04-09 |  | Approved | Reverse Cycle | N/A | No | Class 5 | No | N/A | N/A | N/A | N/A | N/A | N/A | N/A | Available | N/A | N/A |  |  | N/A |  |  | AAC4780 | No | - | - | - | - | 5300 | 1.6 | - | - | - | - | - | - | Yes | 1470 | 5765 | - | - | - | - | - | - | 4800 | 1.45 | - | - | - | - | - | - | - | - | - | 1270 | 3050 | - | - | - | - | - | - | - | - | - | No | - | - | - | - | - | 63.5 | 70.8 | 3.347 | 3.328 | 3.501 | 3.787 | 3.617 | 3.646 | 440 | 667 | 1979 | 1020 | 1258 | 2725 | 1.5 | 1.5 | 2 | 2.28 | 2.46 | 2.748 | 2.442 | 2.648 | 2.811 | 2753 | 1065 | 152 | 871 | 458 | 94 | 0.5 | 0.5 | 1 | - | - | - | - | - | N/A | N/A | N/A | 2 | 3.2986 | 3.295
[SEER Non Multi-Split <=65kW] GEMS (Air Conditioners up to 65kW) Determination 2019 | MEPS 2019 | AS/NZS 3823.1.1:2012 | GJH18AE-K6NRNG1A | GJH18AE-K6NRNR1A | N/A | GREE | N/A | Non Ducted | Window Wall | - | Air | Air | China | 1.6 | N/A | 5.3 | N/A | N/A | N/A | N/A | N/A | 1.45 | 4.8 | Calorimeter Room | 3.3439 | 3.3079 | N/A | - | N/A | N/A | N/A | N/A | N/A | N/A | N/A | N/A | N/A | N/A | N/A | N/A | N/A | N/A | N/A | N/A | N/A | Single | R32 | Australia,Fiji,New Zealand | 128196 | 2025-04-09 |  | Approved | Reverse Cycle | N/A | No | Class 5 | No | N/A | N/A | N/A | N/A | N/A | N/A | N/A | Available | N/A | N/A |  |  | N/A |  |  | AAC4780 | No | - | - | - | - | 5300 | 1.6 | - | - | - | - | - | - | Yes | 1470 | 5765 | - | - | - | - | - | - | 4800 | 1.45 | - | - | - | - | - | - | - | - | - | 1270 | 3050 | - | - | - | - | - | - | - | - | - | No | - | - | - | - | - | 63.5 | 70.8 | 3.347 | 3.328 | 3.501 | 3.787 | 3.617 | 3.646 | 440 | 667 | 1979 | 1020 | 1258 | 2725 | 1.5 | 1.5 | 2 | 2.28 | 2.46 | 2.748 | 2.442 | 2.648 | 2.811 | 2753 | 1065 | 152 | 871 | 458 | 94 | 0.5 | 0.5 | 1 | - | - | - | - | - | N/A | N/A | N/A | 2 | 3.2986 | 3.295
[SEER Non Multi-Split <=65kW] GEMS (Air Conditioners up to 65kW) Determination 2019 | MEPS 2019 | AS/NZS 3823.1.1:2012 | GJH18AE-K6NRNR1A | GJH18AE-K6NRNR1A | N/A | GREE | N/A | Non Ducted | Window Wall | - | Air | Air | China | 1.6 | N/A | 5.3 | N/A | N/A | N/A | N/A | N/A | 1.45 | 4.8 | Calorimeter Room | 3.3439 | 3.3079 | N/A | - | N/A | N/A | N/A | N/A | N/A | N/A | N/A | N/A | N/A | N/A | N/A | N/A | N/A | N/A | N/A | N/A | N/A | Single | R32 | Australia,Fiji,New Zealand | 128196 | 2025-04-09 |  | Approved | Reverse Cycle | N/A | No | Class 5 | No | N/A | N/A | N/A | N/A | N/A | N/A | N/A | Available | N/A | N/A |  |  | N/A |  |  | AAC4780 | No | - | - | - | - | 5300 | 1.6 | - | - | - | - | - | - | Yes | 1470 | 5765 | - | - | - | - | - | - | 4800 | 1.45 | - | - | - | - | - | - | - | - | - | 1270 | 3050 | - | - | - | - | - | - | - | - | - | No | - | - | - | - | - | 63.5 | 70.8 | 3.347 | 3.328 | 3.501 | 3.787 | 3.617 | 3.646 | 440 | 667 | 1979 | 1020 | 1258 | 2725 | 1.5 | 1.5 | 2 | 2.28 | 2.46 | 2.748 | 2.442 | 2.648 | 2.811 | 2753 | 1065 | 152 | 871 | 458 | 94 | 0.5 | 0.5 | 1 | - | - | - | - | - | N/A | N/A | N/A | 2 | 3.2986 | 3.295
[SEER Non Multi-Split <=65kW] GEMS (Air Conditioners up to 65kW) Determination 2019 | MEPS 2019 | AS/NZS 3823.1.1:2012 | GJH18AH-K6DRNB3A | GJH18AH-K6DRNG1A | N/A | GREE | N/A | Non Ducted | Window Wall | - | Air | Air | China | 1.6 | N/A | 5.3 | N/A | N/A | N/A | N/A | N/A | 1.4 | 4.8 | Calorimeter Room | 3.4532 | 3.7588 | N/A | - | N/A | N/A | N/A | N/A | N/A | N/A | N/A | N/A | N/A | N/A | N/A | N/A | N/A | N/A | N/A | N/A | N/A | Single | R32 | Australia,Fiji,New Zealand | 155484 | 2028-08-12 |  | Approved | Reverse Cycle | N/A | No | Class 5 | No | N/A | N/A | N/A | N/A | N/A | N/A | N/A | Available | N/A | N/A |  |  | N/A |  |  | AAC7697 | Yes | Variable output compressor | Inverter | No | - | 5300 | 1.6 | - | 700 | 2600 | Yes | 480 | 1770 | - | 1462.4 | 5708.1 | No | 639.8 | 2800.2 | - | 410 | 2200 | 4800 | 1.4 | 600 | 2450 | No | - | - | Yes | 1400 | 4000 | No | - | - | No | - | - | - | - | - | No | - | - | No | - | - | No | - | - | 64.9 | 69.2 | 4.068 | 4.031 | 4.249 | 5.553 | 5.079 | 4.598 | 356 | 544 | 1624 | 689 | 890 | 2155 | 2.5 | 2.5 | 2.5 | 3.147 | 3.481 | 3.753 | 3.299 | 3.578 | 3.747 | 2001 | 760 | 118 | 650 | 345 | 76 | 1.5 | 1.5 | 2 | - | - | - | - | - | N/A | N/A | N/A | 4.3 | 3.2827 | 3.3933
[SEER Non Multi-Split <=65kW] GEMS (Air Conditioners up to 65kW) Determination 2019 | MEPS 2019 | AS/NZS 3823.1.1:2012 | GJH18AH-K6DRNG1A | GJH18AH-K6DRNG1A | N/A | GREE | N/A | Non Ducted | Window Wall | - | Air | Air | China | 1.6 | N/A | 5.3 | N/A | N/A | N/A | N/A | N/A | 1.4 | 4.8 | Calorimeter Room | 3.4532 | 3.7588 | N/A | - | N/A | N/A | N/A | N/A | N/A | N/A | N/A | N/A | N/A | N/A | N/A | N/A | N/A | N/A | N/A | N/A | N/A | Single | R32 | Australia,Fiji,New Zealand | 155484 | 2028-08-12 |  | Approved | Reverse Cycle | N/A | No | Class 5 | No | N/A | N/A | N/A | N/A | N/A | N/A | N/A | Available | N/A | N/A |  |  | N/A |  |  | AAC7697 | Yes | Variable output compressor | Inverter | No | - | 5300 | 1.6 | - | 700 | 2600 | Yes | 480 | 1770 | - | 1462.4 | 5708.1 | No | 639.8 | 2800.2 | - | 410 | 2200 | 4800 | 1.4 | 600 | 2450 | No | - | - | Yes | 1400 | 4000 | No | - | - | No | - | - | - | - | - | No | - | - | No | - | - | No | - | - | 64.9 | 69.2 | 4.068 | 4.031 | 4.249 | 5.553 | 5.079 | 4.598 | 356 | 544 | 1624 | 689 | 890 | 2155 | 2.5 | 2.5 | 2.5 | 3.147 | 3.481 | 3.753 | 3.299 | 3.578 | 3.747 | 2001 | 760 | 118 | 650 | 345 | 76 | 1.5 | 1.5 | 2 | - | - | - | - | - | N/A | N/A | N/A | 4.3 | 3.2827 | 3.3933
[SEER Non Multi-Split <=65kW] GEMS (Air Conditioners up to 65kW) Determination 2019 | MEPS 2019 | AS/NZS 3823.1.1:2012 | GJH21AE-K6NRN**A | GJH21AE-K6NRN**A | N/A | GREE | N/A | Non Ducted | Window Wall | - | Air | Air | China | 1.81 | N/A | 6 | N/A | N/A | N/A | N/A | N/A | 1.69 | 5.52 | Calorimeter Room | 3.3729 | 3.2017 | N/A | - | N/A | N/A | N/A | N/A | N/A | N/A | N/A | N/A | N/A | N/A | N/A | N/A | N/A | N/A | N/A | N/A | N/A | Single | R32 | Australia,Fiji,New Zealand | 127444 | 2025-04-01 |  | Approved | Reverse Cycle | N/A | No | Class 5 | No | N/A | N/A | N/A | N/A | N/A | N/A | N/A | Available | N/A | N/A |  |  | N/A |  |  | AAC4669 | No | - | - | - | - | 6000 | 1.81 | - | - | - | - | - | - | Yes | 1650 | 6350 | - | - | - | - | - | - | 5520 | 1.69 | - | - | - | - | - | - | - | - | - | 1470 | 3450 | - | - | - | - | - | - | - | - | - | No | - | - | - | - | - | 65.3 | 73 | 3.319 | 3.305 | 3.459 | 3.707 | 3.552 | 3.589 | 503 | 763 | 2268 | 1180 | 1452 | 3135 | 1.5 | 1.5 | 1.5 | 2.234 | 2.41 | 2.708 | 2.398 | 2.601 | 2.773 | 3231 | 1249 | 176 | 1019 | 535 | 108 | 0.5 | 0.5 | 1 | - | - | - | - | - | N/A | N/A | N/A | 1.9 | 3.3032 | 3.2539
[SEER Non Multi-Split <=65kW] GEMS (Air Conditioners up to 65kW) Determination 2019 | MEPS 2019 | AS/NZS 3823.1.1:2012 | GJH21AE-K6NRN**A | GJH21AE-K6NRN**A | N/A | GREE | N/A | Non Ducted | Window Wall | - | Air | Air | China | 1.84 | N/A | 6.09 | N/A | N/A | N/A | N/A | N/A | 1.73 | 5.65 | Calorimeter Room | 3.3729 | 3.2017 | N/A | - | N/A | N/A | N/A | N/A | N/A | N/A | N/A | N/A | N/A | N/A | N/A | N/A | N/A | N/A | N/A | N/A | N/A | Single | R32 | Australia,Fiji,New Zealand | 151575 | 2027-12-13 |  | Approved | Reverse Cycle | N/A | No | Class 5 | No | N/A | N/A | N/A | N/A | N/A | N/A | N/A | Available | N/A | N/A |  |  | N/A |  |  | AAC7209 | No | - | - | - | - | 6090 | 1.84 | - | - | - | - | - | - | Yes | 1650 | 6350 | - | - | - | - | - | - | 5650 | 1.73 | - | - | - | - | - | - | - | - | - | 1470 | 3450 | - | - | - | - | - | - | - | - | - | No | - | - | - | - | - | 65.3 | 73 | 3.327 | 3.311 | 3.467 | 3.74 | 3.573 | 3.605 | 510 | 773 | 2297 | 1187 | 1466 | 3168 | 1.5 | 1.5 | 1.5 | 2.219 | 2.397 | 2.709 | 2.388 | 2.588 | 2.773 | 3330 | 1285 | 180 | 1047 | 550 | 111 | 0.5 | 0.5 | 1 | - | - | - | - | - | N/A | N/A | N/A | 1.9 | 3.2983 | 3.2538
[SEER Non Multi-Split <=65kW] GEMS (Air Conditioners up to 65kW) Determination 2019 | MEPS 2019 | AS/NZS 3823.1.1:2012 | GJH21AE-K6NRN**A | GJH21AE-K6NRN**A | N/A | GREE | N/A | Non Ducted | Window Wall | - | Air | Air | China | 1.84 | N/A | 6.09 | N/A | N/A | N/A | N/A | N/A | 1.775 | 5.8 | Calorimeter Room | 3.3729 | 3.2017 | N/A | - | N/A | N/A | N/A | N/A | N/A | N/A | N/A | N/A | N/A | N/A | N/A | N/A | N/A | N/A | N/A | N/A | N/A | Single | R32 | Australia,Fiji,New Zealand | 159209 | 2029-01-20 |  | Approved | Reverse Cycle | N/A | No | Class 5 | No | N/A | N/A | N/A | N/A | N/A | N/A | N/A | Available | N/A | N/A |  |  | N/A |  |  | AAC8010 | No | - | - | - | - | 6090 | 1.84 | - | - | - | - | - | - | Yes | 1650 | 6350 | - | - | - | - | - | - | 5800 | 1.775 | - | - | - | - | - | - | - | - | - | 1470 | 3450 | - | - | - | - | - | - | - | - | - | No | - | - | - | - | - | 65.3 | 73 | 3.327 | 3.311 | 3.467 | 3.74 | 3.573 | 3.605 | 510 | 773 | 2297 | 1187 | 1466 | 3168 | 1.5 | 1.5 | 1.5 | 2.196 | 2.373 | 2.708 | 2.378 | 2.576 | 2.775 | 3454 | 1333 | 184 | 1079 | 568 | 114 | 0.5 | 0.5 | 1 | - | - | - | - | - | N/A | N/A | N/A | 1.9 | 3.2983 | 3.2558
[SEER Non Multi-Split <=65kW] GEMS (Air Conditioners up to 65kW) Determination 2019 | MEPS 2019 | AS/NZS 3823.1.1:2012 | GJH21AE-K6NRNB3A | GJH21AE-K6NRN**A | N/A | GREE | N/A | Non Ducted | Window Wall | - | Air | Air | China | 1.81 | N/A | 6 | N/A | N/A | N/A | N/A | N/A | 1.69 | 5.52 | Calorimeter Room | 3.3729 | 3.2017 | N/A | - | N/A | N/A | N/A | N/A | N/A | N/A | N/A | N/A | N/A | N/A | N/A | N/A | N/A | N/A | N/A | N/A | N/A | Single | R32 | Australia,Fiji,New Zealand | 127444 | 2025-04-01 |  | Approved | Reverse Cycle | N/A | No | Class 5 | No | N/A | N/A | N/A | N/A | N/A | N/A | N/A | Available | N/A | N/A |  |  | N/A |  |  | AAC4669 | No | - | - | - | - | 6000 | 1.81 | - | - | - | - | - | - | Yes | 1650 | 6350 | - | - | - | - | - | - | 5520 | 1.69 | - | - | - | - | - | - | - | - | - | 1470 | 3450 | - | - | - | - | - | - | - | - | - | No | - | - | - | - | - | 65.3 | 73 | 3.319 | 3.305 | 3.459 | 3.707 | 3.552 | 3.589 | 503 | 763 | 2268 | 1180 | 1452 | 3135 | 1.5 | 1.5 | 1.5 | 2.234 | 2.41 | 2.708 | 2.398 | 2.601 | 2.773 | 3231 | 1249 | 176 | 1019 | 535 | 108 | 0.5 | 0.5 | 1 | - | - | - | - | - | N/A | N/A | N/A | 1.9 | 3.3032 | 3.2539
[SEER Non Multi-Split <=65kW] GEMS (Air Conditioners up to 65kW) Determination 2019 | MEPS 2019 | AS/NZS 3823.1.1:2012 | GJH21AE-K6NRNB3A | GJH21AE-K6NRN**A | N/A | GREE | N/A | Non Ducted | Window Wall | - | Air | Air | China | 1.84 | N/A | 6.09 | N/A | N/A | N/A | N/A | N/A | 1.73 | 5.65 | Calorimeter Room | 3.3729 | 3.2017 | N/A | - | N/A | N/A | N/A | N/A | N/A | N/A | N/A | N/A | N/A | N/A | N/A | N/A | N/A | N/A | N/A | N/A | N/A | Single | R32 | Australia,Fiji,New Zealand | 151575 | 2027-12-13 |  | Approved | Reverse Cycle | N/A | No | Class 5 | No | N/A | N/A | N/A | N/A | N/A | N/A | N/A | Available | N/A | N/A |  |  | N/A |  |  | AAC7209 | No | - | - | - | - | 6090 | 1.84 | - | - | - | - | - | - | Yes | 1650 | 6350 | - | - | - | - | - | - | 5650 | 1.73 | - | - | - | - | - | - | - | - | - | 1470 | 3450 | - | - | - | - | - | - | - | - | - | No | - | - | - | - | - | 65.3 | 73 | 3.327 | 3.311 | 3.467 | 3.74 | 3.573 | 3.605 | 510 | 773 | 2297 | 1187 | 1466 | 3168 | 1.5 | 1.5 | 1.5 | 2.219 | 2.397 | 2.709 | 2.388 | 2.588 | 2.773 | 3330 | 1285 | 180 | 1047 | 550 | 111 | 0.5 | 0.5 | 1 | - | - | - | - | - | N/A | N/A | N/A | 1.9 | 3.2983 | 3.2538
[SEER Non Multi-Split <=65kW] GEMS (Air Conditioners up to 65kW) Determination 2019 | MEPS 2019 | AS/NZS 3823.1.1:2012 | GJH21AE-K6NRNB3A | GJH21AE-K6NRN**A | N/A | GREE | N/A | Non Ducted | Window Wall | - | Air | Air | China | 1.84 | N/A | 6.09 | N/A | N/A | N/A | N/A | N/A | 1.775 | 5.8 | Calorimeter Room | 3.3729 | 3.2017 | N/A | - | N/A | N/A | N/A | N/A | N/A | N/A | N/A | N/A | N/A | N/A | N/A | N/A | N/A | N/A | N/A | N/A | N/A | Single | R32 | Australia,Fiji,New Zealand | 159209 | 2029-01-20 |  | Approved | Reverse Cycle | N/A | No | Class 5 | No | N/A | N/A | N/A | N/A | N/A | N/A | N/A | Available | N/A | N/A |  |  | N/A |  |  | AAC8010 | No | - | - | - | - | 6090 | 1.84 | - | - | - | - | - | - | Yes | 1650 | 6350 | - | - | - | - | - | - | 5800 | 1.775 | - | - | - | - | - | - | - | - | - | 1470 | 3450 | - | - | - | - | - | - | - | - | - | No | - | - | - | - | - | 65.3 | 73 | 3.327 | 3.311 | 3.467 | 3.74 | 3.573 | 3.605 | 510 | 773 | 2297 | 1187 | 1466 | 3168 | 1.5 | 1.5 | 1.5 | 2.196 | 2.373 | 2.708 | 2.378 | 2.576 | 2.775 | 3454 | 1333 | 184 | 1079 | 568 | 114 | 0.5 | 0.5 | 1 | - | - | - | - | - | N/A | N/A | N/A | 1.9 | 3.2983 | 3.2558
[SEER Non Multi-Split <=65kW] GEMS (Air Conditioners up to 65kW) Determination 2019 | MEPS 2019 | AS/NZS 3823.1.1:2012 | GJH21AE-K6NRNB9A | GJH21AE-K6NRN**A | N/A | GREE | N/A | Non Ducted | Window Wall | - | Air | Air | China | 1.81 | N/A | 6 | N/A | N/A | N/A | N/A | N/A | 1.69 | 5.52 | Calorimeter Room | 3.3729 | 3.2017 | N/A | - | N/A | N/A | N/A | N/A | N/A | N/A | N/A | N/A | N/A | N/A | N/A | N/A | N/A | N/A | N/A | N/A | N/A | Single | R32 | Australia,Fiji,New Zealand | 127444 | 2025-04-01 |  | Approved | Reverse Cycle | N/A | No | Class 5 | No | N/A | N/A | N/A | N/A | N/A | N/A | N/A | Available | N/A | N/A |  |  | N/A |  |  | AAC4669 | No | - | - | - | - | 6000 | 1.81 | - | - | - | - | - | - | Yes | 1650 | 6350 | - | - | - | - | - | - | 5520 | 1.69 | - | - | - | - | - | - | - | - | - | 1470 | 3450 | - | - | - | - | - | - | - | - | - | No | - | - | - | - | - | 65.3 | 73 | 3.319 | 3.305 | 3.459 | 3.707 | 3.552 | 3.589 | 503 | 763 | 2268 | 1180 | 1452 | 3135 | 1.5 | 1.5 | 1.5 | 2.234 | 2.41 | 2.708 | 2.398 | 2.601 | 2.773 | 3231 | 1249 | 176 | 1019 | 535 | 108 | 0.5 | 0.5 | 1 | - | - | - | - | - | N/A | N/A | N/A | 1.9 | 3.3032 | 3.2539
[SEER Non Multi-Split <=65kW] GEMS (Air Conditioners up to 65kW) Determination 2019 | MEPS 2019 | AS/NZS 3823.1.1:2012 | GJH21AE-K6NRND6A | GJH21AE-K6NRN**A | N/A | GREE | N/A | Non Ducted | Window Wall | - | Air | Air | China | 1.81 | N/A | 6 | N/A | N/A | N/A | N/A | N/A | 1.69 | 5.52 | Calorimeter Room | 3.3729 | 3.2017 | N/A | - | N/A | N/A | N/A | N/A | N/A | N/A | N/A | N/A | N/A | N/A | N/A | N/A | N/A | N/A | N/A | N/A | N/A | Single | R32 | Australia,Fiji,New Zealand | 127444 | 2025-04-01 |  | Approved | Reverse Cycle | N/A | No | Class 5 | No | N/A | N/A | N/A | N/A | N/A | N/A | N/A | Available | N/A | N/A |  |  | N/A |  |  | AAC4669 | No | - | - | - | - | 6000 | 1.81 | - | - | - | - | - | - | Yes | 1650 | 6350 | - | - | - | - | - | - | 5520 | 1.69 | - | - | - | - | - | - | - | - | - | 1470 | 3450 | - | - | - | - | - | - | - | - | - | No | - | - | - | - | - | 65.3 | 73 | 3.319 | 3.305 | 3.459 | 3.707 | 3.552 | 3.589 | 503 | 763 | 2268 | 1180 | 1452 | 3135 | 1.5 | 1.5 | 1.5 | 2.234 | 2.41 | 2.708 | 2.398 | 2.601 | 2.773 | 3231 | 1249 | 176 | 1019 | 535 | 108 | 0.5 | 0.5 | 1 | - | - | - | - | - | N/A | N/A | N/A | 1.9 | 3.3032 | 3.2539
[SEER Non Multi-Split <=65kW] GEMS (Air Conditioners up to 65kW) Determination 2019 | MEPS 2019 | AS/NZS 3823.1.1:2012 | GJH21AE-K6NRND6A | GJH21AE-K6NRN**A | N/A | GREE | N/A | Non Ducted | Window Wall | - | Air | Air | China | 1.84 | N/A | 6.09 | N/A | N/A | N/A | N/A | N/A | 1.73 | 5.65 | Calorimeter Room | 3.3729 | 3.2017 | N/A | - | N/A | N/A | N/A | N/A | N/A | N/A | N/A | N/A | N/A | N/A | N/A | N/A | N/A | N/A | N/A | N/A | N/A | Single | R32 | Australia,Fiji,New Zealand | 151575 | 2027-12-13 |  | Approved | Reverse Cycle | N/A | No | Class 5 | No | N/A | N/A | N/A | N/A | N/A | N/A | N/A | Available | N/A | N/A |  |  | N/A |  |  | AAC7209 | No | - | - | - | - | 6090 | 1.84 | - | - | - | - | - | - | Yes | 1650 | 6350 | - | - | - | - | - | - | 5650 | 1.73 | - | - | - | - | - | - | - | - | - | 1470 | 3450 | - | - | - | - | - | - | - | - | - | No | - | - | - | - | - | 65.3 | 73 | 3.327 | 3.311 | 3.467 | 3.74 | 3.573 | 3.605 | 510 | 773 | 2297 | 1187 | 1466 | 3168 | 1.5 | 1.5 | 1.5 | 2.219 | 2.397 | 2.709 | 2.388 | 2.588 | 2.773 | 3330 | 1285 | 180 | 1047 | 550 | 111 | 0.5 | 0.5 | 1 | - | - | - | - | - | N/A | N/A | N/A | 1.9 | 3.2983 | 3.2538
[SEER Non Multi-Split <=65kW] GEMS (Air Conditioners up to 65kW) Determination 2019 | MEPS 2019 | AS/NZS 3823.1.1:2012 | GJH21AE-K6NRND6A | GJH21AE-K6NRN**A | N/A | GREE | N/A | Non Ducted | Window Wall | - | Air | Air | China | 1.84 | N/A | 6.09 | N/A | N/A | N/A | N/A | N/A | 1.775 | 5.8 | Calorimeter Room | 3.3729 | 3.2017 | N/A | - | N/A | N/A | N/A | N/A | N/A | N/A | N/A | N/A | N/A | N/A | N/A | N/A | N/A | N/A | N/A | N/A | N/A | Single | R32 | Australia,Fiji,New Zealand | 159209 | 2029-01-20 |  | Approved | Reverse Cycle | N/A | No | Class 5 | No | N/A | N/A | N/A | N/A | N/A | N/A | N/A | Available | N/A | N/A |  |  | N/A |  |  | AAC8010 | No | - | - | - | - | 6090 | 1.84 | - | - | - | - | - | - | Yes | 1650 | 6350 | - | - | - | - | - | - | 5800 | 1.775 | - | - | - | - | - | - | - | - | - | 1470 | 3450 | - | - | - | - | - | - | - | - | - | No | - | - | - | - | - | 65.3 | 73 | 3.327 | 3.311 | 3.467 | 3.74 | 3.573 | 3.605 | 510 | 773 | 2297 | 1187 | 1466 | 3168 | 1.5 | 1.5 | 1.5 | 2.196 | 2.373 | 2.708 | 2.378 | 2.576 | 2.775 | 3454 | 1333 | 184 | 1079 | 568 | 114 | 0.5 | 0.5 | 1 | - | - | - | - | - | N/A | N/A | N/A | 1.9 | 3.2983 | 3.2558
[SEER Non Multi-Split <=65kW] GEMS (Air Conditioners up to 65kW) Determination 2019 | MEPS 2019 | AS/NZS 3823.1.1:2012 | GJH21AE-K6NRNG1A | GJH21AE-K6NRN**A | N/A | GREE | N/A | Non Ducted | Window Wall | - | Air | Air | China | 1.81 | N/A | 6 | N/A | N/A | N/A | N/A | N/A | 1.69 | 5.52 | Calorimeter Room | 3.3729 | 3.2017 | N/A | - | N/A | N/A | N/A | N/A | N/A | N/A | N/A | N/A | N/A | N/A | N/A | N/A | N/A | N/A | N/A | N/A | N/A | Single | R32 | Australia,Fiji,New Zealand | 127444 | 2025-04-01 |  | Approved | Reverse Cycle | N/A | No | Class 5 | No | N/A | N/A | N/A | N/A | N/A | N/A | N/A | Available | N/A | N/A |  |  | N/A |  |  | AAC4669 | No | - | - | - | - | 6000 | 1.81 | - | - | - | - | - | - | Yes | 1650 | 6350 | - | - | - | - | - | - | 5520 | 1.69 | - | - | - | - | - | - | - | - | - | 1470 | 3450 | - | - | - | - | - | - | - | - | - | No | - | - | - | - | - | 65.3 | 73 | 3.319 | 3.305 | 3.459 | 3.707 | 3.552 | 3.589 | 503 | 763 | 2268 | 1180 | 1452 | 3135 | 1.5 | 1.5 | 1.5 | 2.234 | 2.41 | 2.708 | 2.398 | 2.601 | 2.773 | 3231 | 1249 | 176 | 1019 | 535 | 108 | 0.5 | 0.5 | 1 | - | - | - | - | - | N/A | N/A | N/A | 1.9 | 3.3032 | 3.2539
[SEER Non Multi-Split <=65kW] GEMS (Air Conditioners up to 65kW) Determination 2019 | MEPS 2019 | AS/NZS 3823.1.1:2012 | GJH21AE-K6NRNG1A | GJH21AE-K6NRN**A | N/A | GREE | N/A | Non Ducted | Window Wall | - | Air | Air | China | 1.84 | N/A | 6.09 | N/A | N/A | N/A | N/A | N/A | 1.73 | 5.65 | Calorimeter Room | 3.3729 | 3.2017 | N/A | - | N/A | N/A | N/A | N/A | N/A | N/A | N/A | N/A | N/A | N/A | N/A | N/A | N/A | N/A | N/A | N/A | N/A | Single | R32 | Australia,Fiji,New Zealand | 151575 | 2027-12-13 |  | Approved | Reverse Cycle | N/A | No | Class 5 | No | N/A | N/A | N/A | N/A | N/A | N/A | N/A | Available | N/A | N/A |  |  | N/A |  |  | AAC7209 | No | - | - | - | - | 6090 | 1.84 | - | - | - | - | - | - | Yes | 1650 | 6350 | - | - | - | - | - | - | 5650 | 1.73 | - | - | - | - | - | - | - | - | - | 1470 | 3450 | - | - | - | - | - | - | - | - | - | No | - | - | - | - | - | 65.3 | 73 | 3.327 | 3.311 | 3.467 | 3.74 | 3.573 | 3.605 | 510 | 773 | 2297 | 1187 | 1466 | 3168 | 1.5 | 1.5 | 1.5 | 2.219 | 2.397 | 2.709 | 2.388 | 2.588 | 2.773 | 3330 | 1285 | 180 | 1047 | 550 | 111 | 0.5 | 0.5 | 1 | - | - | - | - | - | N/A | N/A | N/A | 1.9 | 3.2983 | 3.2538
[SEER Non Multi-Split <=65kW] GEMS (Air Conditioners up to 65kW) Determination 2019 | MEPS 2019 | AS/NZS 3823.1.1:2012 | GJH21AE-K6NRNG1A | GJH21AE-K6NRN**A | N/A | GREE | N/A | Non Ducted | Window Wall | - | Air | Air | China | 1.84 | N/A | 6.09 | N/A | N/A | N/A | N/A | N/A | 1.775 | 5.8 | Calorimeter Room | 3.3729 | 3.2017 | N/A | - | N/A | N/A | N/A | N/A | N/A | N/A | N/A | N/A | N/A | N/A | N/A | N/A | N/A | N/A | N/A | N/A | N/A | Single | R32 | Australia,Fiji,New Zealand | 159209 | 2029-01-20 |  | Approved | Reverse Cycle | N/A | No | Class 5 | No | N/A | N/A | N/A | N/A | N/A | N/A | N/A | Available | N/A | N/A |  |  | N/A |  |  | AAC8010 | No | - | - | - | - | 6090 | 1.84 | - | - | - | - | - | - | Yes | 1650 | 6350 | - | - | - | - | - | - | 5800 | 1.775 | - | - | - | - | - | - | - | - | - | 1470 | 3450 | - | - | - | - | - | - | - | - | - | No | - | - | - | - | - | 65.3 | 73 | 3.327 | 3.311 | 3.467 | 3.74 | 3.573 | 3.605 | 510 | 773 | 2297 | 1187 | 1466 | 3168 | 1.5 | 1.5 | 1.5 | 2.196 | 2.373 | 2.708 | 2.378 | 2.576 | 2.775 | 3454 | 1333 | 184 | 1079 | 568 | 114 | 0.5 | 0.5 | 1 | - | - | - | - | - | N/A | N/A | N/A | 1.9 | 3.2983 | 3.2558
[SEER Non Multi-Split <=65kW] GEMS (Air Conditioners up to 65kW) Determination 2019 | MEPS 2019 | AS/NZS 3823.1.1:2012 | GJH21AE-K6NRNP1A | GJH21AE-K6NRN**A | N/A | GREE | N/A | Non Ducted | Window Wall | - | Air | Air | China | 1.84 | N/A | 6.09 | N/A | N/A | N/A | N/A | N/A | 1.73 | 5.65 | Calorimeter Room | 3.3729 | 3.2017 | N/A | - | N/A | N/A | N/A | N/A | N/A | N/A | N/A | N/A | N/A | N/A | N/A | N/A | N/A | N/A | N/A | N/A | N/A | Single | R32 | Australia,Fiji,New Zealand | 151575 | 2027-12-13 |  | Approved | Reverse Cycle | N/A | No | Class 5 | No | N/A | N/A | N/A | N/A | N/A | N/A | N/A | Available | N/A | N/A |  |  | N/A |  |  | AAC7209 | No | - | - | - | - | 6090 | 1.84 | - | - | - | - | - | - | Yes | 1650 | 6350 | - | - | - | - | - | - | 5650 | 1.73 | - | - | - | - | - | - | - | - | - | 1470 | 3450 | - | - | - | - | - | - | - | - | - | No | - | - | - | - | - | 65.3 | 73 | 3.327 | 3.311 | 3.467 | 3.74 | 3.573 | 3.605 | 510 | 773 | 2297 | 1187 | 1466 | 3168 | 1.5 | 1.5 | 1.5 | 2.219 | 2.397 | 2.709 | 2.388 | 2.588 | 2.773 | 3330 | 1285 | 180 | 1047 | 550 | 111 | 0.5 | 0.5 | 1 | - | - | - | - | - | N/A | N/A | N/A | 1.9 | 3.2983 | 3.2538
[SEER Non Multi-Split <=65kW] GEMS (Air Conditioners up to 65kW) Determination 2019 | MEPS 2019 | AS/NZS 3823.1.1:2012 | GJH21AE-K6NRNP1A | GJH21AE-K6NRN**A | N/A | GREE | N/A | Non Ducted | Window Wall | - | Air | Air | China | 1.84 | N/A | 6.09 | N/A | N/A | N/A | N/A | N/A | 1.775 | 5.8 | Calorimeter Room | 3.3729 | 3.2017 | N/A | - | N/A | N/A | N/A | N/A | N/A | N/A | N/A | N/A | N/A | N/A | N/A | N/A | N/A | N/A | N/A | N/A | N/A | Single | R32 | Australia,Fiji,New Zealand | 159209 | 2029-01-20 |  | Approved | Reverse Cycle | N/A | No | Class 5 | No | N/A | N/A | N/A | N/A | N/A | N/A | N/A | Available | N/A | N/A |  |  | N/A |  |  | AAC8010 | No | - | - | - | - | 6090 | 1.84 | - | - | - | - | - | - | Yes | 1650 | 6350 | - | - | - | - | - | - | 5800 | 1.775 | - | - | - | - | - | - | - | - | - | 1470 | 3450 | - | - | - | - | - | - | - | - | - | No | - | - | - | - | - | 65.3 | 73 | 3.327 | 3.311 | 3.467 | 3.74 | 3.573 | 3.605 | 510 | 773 | 2297 | 1187 | 1466 | 3168 | 1.5 | 1.5 | 1.5 | 2.196 | 2.373 | 2.708 | 2.378 | 2.576 | 2.775 | 3454 | 1333 | 184 | 1079 | 568 | 114 | 0.5 | 0.5 | 1 | - | - | - | - | - | N/A | N/A | N/A | 1.9 | 3.2983 | 3.2558
[SEER Non Multi-Split <=65kW] GEMS (Air Conditioners up to 65kW) Determination 2019 | MEPS 2019 | AS/NZS 3823.1.1:2012 | GJH21AE-K6NRNR1A | GJH21AE-K6NRN**A | N/A | GREE | N/A | Non Ducted | Window Wall | - | Air | Air | China | 1.81 | N/A | 6 | N/A | N/A | N/A | N/A | N/A | 1.69 | 5.52 | Calorimeter Room | 3.3729 | 3.2017 | N/A | - | N/A | N/A | N/A | N/A | N/A | N/A | N/A | N/A | N/A | N/A | N/A | N/A | N/A | N/A | N/A | N/A | N/A | Single | R32 | Australia,Fiji,New Zealand | 127444 | 2025-04-01 |  | Approved | Reverse Cycle | N/A | No | Class 5 | No | N/A | N/A | N/A | N/A | N/A | N/A | N/A | Available | N/A | N/A |  |  | N/A |  |  | AAC4669 | No | - | - | - | - | 6000 | 1.81 | - | - | - | - | - | - | Yes | 1650 | 6350 | - | - | - | - | - | - | 5520 | 1.69 | - | - | - | - | - | - | - | - | - | 1470 | 3450 | - | - | - | - | - | - | - | - | - | No | - | - | - | - | - | 65.3 | 73 | 3.319 | 3.305 | 3.459 | 3.707 | 3.552 | 3.589 | 503 | 763 | 2268 | 1180 | 1452 | 3135 | 1.5 | 1.5 | 1.5 | 2.234 | 2.41 | 2.708 | 2.398 | 2.601 | 2.773 | 3231 | 1249 | 176 | 1019 | 535 | 108 | 0.5 | 0.5 | 1 | - | - | - | - | - | N/A | N/A | N/A | 1.9 | 3.3032 | 3.2539
[SEER Non Multi-Split <=65kW] GEMS (Air Conditioners up to 65kW) Determination 2019 | MEPS 2019 | AS/NZS 3823.1.1:2012 | GJH21AE-K6NRNR1B | GJH21AE-K6NRN**A | N/A | GREE | N/A | Non Ducted | Window Wall | - | Air | Air | China | 1.81 | N/A | 6 | N/A | N/A | N/A | N/A | N/A | 1.69 | 5.52 | Calorimeter Room | 3.3729 | 3.2017 | N/A | - | N/A | N/A | N/A | N/A | N/A | N/A | N/A | N/A | N/A | N/A | N/A | N/A | N/A | N/A | N/A | N/A | N/A | Single | R32 | Australia,Fiji,New Zealand | 127444 | 2025-04-01 |  | Approved | Reverse Cycle | N/A | No | Class 5 | No | N/A | N/A | N/A | N/A | N/A | N/A | N/A | Available | N/A | N/A |  |  | N/A |  |  | AAC4669 | No | - | - | - | - | 6000 | 1.81 | - | - | - | - | - | - | Yes | 1650 | 6350 | - | - | - | - | - | - | 5520 | 1.69 | - | - | - | - | - | - | - | - | - | 1470 | 3450 | - | - | - | - | - | - | - | - | - | No | - | - | - | - | - | 65.3 | 73 | 3.319 | 3.305 | 3.459 | 3.707 | 3.552 | 3.589 | 503 | 763 | 2268 | 1180 | 1452 | 3135 | 1.5 | 1.5 | 1.5 | 2.234 | 2.41 | 2.708 | 2.398 | 2.601 | 2.773 | 3231 | 1249 | 176 | 1019 | 535 | 108 | 0.5 | 0.5 | 1 | - | - | - | - | - | N/A | N/A | N/A | 1.9 | 3.3032 | 3.2539
[SEER Multi-Split <=65kW] GEMS (Air Conditioners up to 65kW) Determination 2019 | MEPS 2019 | AS/NZS 3823.1.4:2012 | GMV-100WL/A-T(A) |  | N/A | GREE | N/A | Ducted | vrf | N/A | Air | Air | China | 3.1 | N/A | 10 | N/A | N/A | N/A | N/A | N/A | 3 | 11 | Enthalpy Test Room | 3.2024 | 3.5533 | N/A | 84.153 | N/A | N/A | N/A | N/A | N/A | N/A | N/A | N/A | N/A | N/A | N/A | N/A | N/A | N/A | N/A | N/A | N/A | Single | R410A | Australia,Fiji,New Zealand | 132042 | 2025-09-01 |  | Approved | Reverse Cycle | N/A | Yes | Class 20 | Yes | N/A | N/A | Yes | Yes | Yes | N/A | N/A | Available | N/A | N/A |  |  | N/A |  |  | AAC5218 | Yes | Variable output compressor | Inverter | No | - | 10000 | 3.1 | - | 1550 | 5000 | No | - | - | - | 2833.4 | 10770 | No | 1416.7 | 5385 | No | - | - | 11000 | 3 | 1650 | 5500 | No | - | - | No | - | - | - | 3500 | 8000 | No | - | - | - | - | - | - | - | - | No | - | - | No | - | - | N/A | 65.3 | 2.808 | 2.891 | 3.436 | 3.618 | 3.501 | 3.69 | 910 | 1354 | 3713 | 1939 | 2377 | 5006 | 1 | 1 | 1.5 | 2.53 | 2.758 | 3.059 | 2.683 | 2.883 | 3.064 | 5767 | 2273 | 402 | 1891 | 1039 | 270 | 1 | 1 | 1.5 | N/A | N/A | N/A | N/A | N/A | N/A | N/A | N/A | 40.365 | 3.0898 | 3.5072
[SEER Multi-Split <=65kW] GEMS (Air Conditioners up to 65kW) Determination 2019 | N/A | AS/NZS 3823.1.4:2012 | GMV-100WL/A-T(A)/GMV-ND22PHS/B-T/GMV-ND36PHS/B-T |  | N/A | GREE | 0.5 | Ducted | Multiple split - VRF | N/A | Air | Air | China | 3.1 | 9.5 | 10 | N/A | 0 | 0 | 0 | N/A | 3 | 11 | Enthalpy Test Room | 3.2665 | 3.3384 | Yes | 0 | N/A | 22.7 | 29.5 | 0 | 0 | N/A | N/A | N/A | 3.1826 | 3.2354 | N/A | N/A | N/A | N/A | N/A | N/A | Enthalpy Test Room | Single | R410A | Australia,Fiji,New Zealand | 127780 | 2025-03-30 |  | Approved | Reverse Cycle | N/A | Yes | Class 20 | Yes | N/A | - | Yes | Yes | Yes | - | 3.2665 | Available | N/A | N/A |  |  | Yes |  |  | AAC4753 | N/A | Variable output compressor | Inverter | N/A | N/A | N/A | 3.1 | N/A | N/A | N/A | N/A | N/A | N/A | N/A | N/A | N/A | N/A | N/A | N/A | N/A | N/A | N/A | N/A | 3 | N/A | N/A | N/A | N/A | N/A | N/A | N/A | N/A | N/A | N/A | N/A | N/A | N/A | N/A | N/A | N/A | N/A | N/A | N/A | N/A | N/A | N/A | N/A | N/A | N/A | N/A | N/A | N/A | N/A | N/A | N/A | N/A | N/A | N/A | N/A | N/A | N/A | N/A | N/A | N/A | N/A | N/A | N/A | N/A | N/A | N/A | N/A | N/A | N/A | N/A | N/A | N/A | N/A | N/A | N/A | N/A | N/A | N/A | N/A | N/A | N/A | N/A | N/A | N/A | N/A | N/A | N/A | 3.1479 | 3.5487
[SEER Multi-Split <=65kW] GEMS (Air Conditioners up to 65kW) Determination 2019 | MEPS 2019 | AS/NZS 3823.1.4:2012 | GMV-120WL/A-T(A) |  | N/A | GREE | N/A | Ducted | vrf | N/A | Air | Air | China | 3.7 | N/A | 12.1 | N/A | N/A | N/A | N/A | N/A | 3.6 | 14 | Enthalpy Test Room | 3.2712 | 3.6996 | N/A | - | N/A | N/A | N/A | N/A | N/A | N/A | N/A | N/A | N/A | N/A | N/A | N/A | N/A | N/A | N/A | N/A | N/A | Single | R410A | Australia,Fiji,New Zealand | 132433 | 2025-09-21 |  | Approved | Reverse Cycle | N/A | Yes | Class 20 | Yes | N/A | N/A | Yes | Yes | Yes | N/A | N/A | Available | N/A | N/A |  |  | N/A |  |  | AAC5297 | Yes | Variable output compressor | Inverter | No | - | 12100 | 3.7 | - | 1400 | 6000 | No | - | - | - | 3381.8 | 13031.7 | No | 1279.6 | 6462 | No | - | - | 14000 | 3.6 | 1700 | 7000 | No | - | - | No | - | - | - | 4400 | 11000 | No | - | - | - | - | - | - | - | - | No | - | - | No | - | - | N/A | 65.4 | 3.347 | 3.396 | 4.075 | 4.519 | 4.325 | 4.453 | 915 | 1386 | 3779 | 1866 | 2317 | 5010 | 1.5 | 1.5 | 2.5 | 2.982 | 3.334 | 3.77 | 3.209 | 3.519 | 3.781 | 6231 | 2400 | 424 | 2016 | 1089 | 286 | 1 | 1.5 | 2 | N/A | N/A | N/A | N/A | N/A | N/A | N/A | N/A | 44.927 | 3.1413 | 3.7315
[SEER Multi-Split <=65kW] GEMS (Air Conditioners up to 65kW) Determination 2019 | N/A | AS/NZS 3823.1.4:2012 | GMV-120WL/A-T(A)/GMV-ND22PHS/B-T/GMV-ND32PHS/B-T |  | N/A | GREE | 2.3 | Ducted | Multiple split - VRF | N/A | Air | Air | China | 3.7 | 9.8 | 12.1 | N/A | 0 | 0 | 0 | N/A | 3.4 | 14 | Enthalpy Test Room | 3.9526 | 4.2112 | Yes | 0 | N/A | 22.7 | 22.7 | 0 | 0 | N/A | N/A | N/A | 3.8524 | 4.1172 | N/A | N/A | N/A | N/A | N/A | N/A | Enthalpy Test Room | Single | R410A | Australia,Fiji,New Zealand | 127572 | 2025-03-30 |  | Approved | Reverse Cycle | N/A | Yes | Class 20 | Yes | N/A | - | Yes | Yes | Yes | - | 3.9526 | Available | N/A | N/A |  |  | Yes |  |  | AAC4751 | N/A | Variable output compressor | Inverter | N/A | N/A | N/A | 3.7 | N/A | N/A | N/A | N/A | N/A | N/A | N/A | N/A | N/A | N/A | N/A | N/A | N/A | N/A | N/A | N/A | 3.4 | N/A | N/A | N/A | N/A | N/A | N/A | N/A | N/A | N/A | N/A | N/A | N/A | N/A | N/A | N/A | N/A | N/A | N/A | N/A | N/A | N/A | N/A | N/A | N/A | N/A | N/A | N/A | N/A | N/A | N/A | N/A | N/A | N/A | N/A | N/A | N/A | N/A | N/A | N/A | N/A | N/A | N/A | N/A | N/A | N/A | N/A | N/A | N/A | N/A | N/A | N/A | N/A | N/A | N/A | N/A | N/A | N/A | N/A | N/A | N/A | N/A | N/A | N/A | N/A | N/A | N/A | N/A | 3.2038 | 4.0268
[SEER Multi-Split <=65kW] GEMS (Air Conditioners up to 65kW) Determination 2019 | MEPS 2019 | AS/NZS 3823.1.4:2012 | GMV-140WL/A-T(A) |  | N/A | GREE | N/A | Ducted | vrf | N/A | Air | Air | China | 4.4 | N/A | 14 | N/A | N/A | N/A | N/A | N/A | 4.4 | 16 | Enthalpy Test Room | 3.0633 | 3.557 | N/A | 84.61 | N/A | N/A | N/A | N/A | N/A | N/A | N/A | N/A | N/A | N/A | N/A | N/A | N/A | N/A | N/A | N/A | N/A | Single | R410A | Australia,Fiji,New Zealand | 132437 | 2025-09-22 |  | Approved | Reverse Cycle | N/A | Yes | Class 20 | Yes | N/A | N/A | Yes | Yes | Yes | N/A | N/A | Available | N/A | N/A |  |  | N/A |  |  | AAC5303 | Yes | Variable output compressor | Inverter | No | - | 14000 | 4.4 | - | 1800 | 7100 | No | - | - | - | 4021.6 | 15078 | No | 1645.2 | 7646.7 | No | - | - | 16000 | 4.4 | 2000 | 8000 | No | - | - | No | - | - | - | 4500 | 11500 | No | - | - | - | - | - | - | - | - | No | - | - | No | - | - | N/A | 66.9 | 3.242 | 3.281 | 3.873 | 4.266 | 4.083 | 4.204 | 1106 | 1675 | 4617 | 2301 | 2855 | 6155 | 1.5 | 1.5 | 2 | 2.837 | 3.182 | 3.656 | 3.081 | 3.386 | 3.67 | 7470 | 2858 | 487 | 2389 | 1282 | 326 | 1 | 1.5 | 2 | N/A | N/A | N/A | N/A | N/A | N/A | N/A | N/A | 47.914 | 3.0689 | 3.5073
[SEER Multi-Split <=65kW] GEMS (Air Conditioners up to 65kW) Determination 2019 | N/A | AS/NZS 3823.1.4:2012 | GMV-140WL/A-T(A)/GMV-ND22PHS/B-T/GMV-ND40PHS/B-T |  | N/A | GREE | 2 | Ducted | Multiple split - VRF | N/A | Air | Air | China | 4.4 | 12 | 14 | N/A | 0 | 0 | 0 | N/A | 4.3 | 16 | Enthalpy Test Room | 3.3171 | 3.5661 | Yes | 0 | N/A | 23.4 | 28.9 | 0 | 0 | N/A | N/A | N/A | 3.2549 | 3.4874 | N/A | N/A | N/A | N/A | N/A | N/A | Enthalpy Test Room | Single | R410A | Australia,Fiji,New Zealand | 127571 | 2025-03-31 |  | Approved | Reverse Cycle | N/A | Yes | Class 20 | Yes | N/A | - | Yes | Yes | Yes | - | 3.3171 | Available | N/A | N/A |  |  | Yes |  |  | AAC4755 | N/A | Variable output compressor | Inverter | N/A | N/A | N/A | 4.4 | N/A | N/A | N/A | N/A | N/A | N/A | N/A | N/A | N/A | N/A | N/A | N/A | N/A | N/A | N/A | N/A | 4.3 | N/A | N/A | N/A | N/A | N/A | N/A | N/A | N/A | N/A | N/A | N/A | N/A | N/A | N/A | N/A | N/A | N/A | N/A | N/A | N/A | N/A | N/A | N/A | N/A | N/A | N/A | N/A | N/A | N/A | N/A | N/A | N/A | N/A | N/A | N/A | N/A | N/A | N/A | N/A | N/A | N/A | N/A | N/A | N/A | N/A | N/A | N/A | N/A | N/A | N/A | N/A | N/A | N/A | N/A | N/A | N/A | N/A | N/A | N/A | N/A | N/A | N/A | N/A | N/A | N/A | N/A | N/A | 3.1256 | 3.6383
[SEER Multi-Split <=65kW] GEMS (Air Conditioners up to 65kW) Determination 2019 | MEPS 2019 | AS/NZS 3823.1.4:2012 | GMV-160WL/A-T(A) |  | N/A | GREE | N/A | Ducted | vrf | N/A | Air | Air | China | 4.646 | N/A | 15.5 | N/A | N/A | N/A | N/A | N/A | 5.175 | 18 | Enthalpy Test Room | 3.3185 | 3.4018 | N/A | - | N/A | N/A | N/A | N/A | N/A | N/A | N/A | N/A | N/A | N/A | N/A | N/A | N/A | N/A | N/A | N/A | N/A | Single | R410A | Australia,Fiji,New Zealand | 132442 | 2025-09-21 |  | Approved | Reverse Cycle | N/A | Yes | Class 20 | Yes | N/A | N/A | Yes | Yes | Yes | N/A | N/A | Available | N/A | N/A |  |  | N/A |  |  | AAC5299 | Yes | Variable output compressor | Inverter | No | - | 15500 | 4.646 | - | 1696 | 7750 | No | - | - | - | 4246.444 | 16693.5 | No | 1550.144 | 8346.75 | No | - | - | 18000 | 5.175 | 1875 | 9000 | No | - | - | No | - | - | - | 6475 | 16500 | No | - | - | - | - | - | - | - | - | No | - | - | No | - | - | N/A | 73.5 | 3.467 | 3.515 | 4.252 | 4.741 | 4.532 | 4.666 | 1126 | 1708 | 4632 | 2271 | 2825 | 6119 | 1.5 | 2 | 2.5 | 3.393 | 3.862 | 4.392 | 3.675 | 4.085 | 4.403 | 7056 | 2686 | 489 | 2280 | 1224 | 333 | 1.5 | 2 | 2.5 | N/A | N/A | N/A | N/A | N/A | N/A | N/A | N/A | 58.281 | 3.2005 | 3.3507
[SEER Multi-Split <=65kW] GEMS (Air Conditioners up to 65kW) Determination 2019 | N/A | AS/NZS 3823.1.4:2012 | GMV-160WL/A-T(A)/GMV-ND32PLS/A-T |  | N/A | GREE | 2.1 | Ducted | Multiple split - VRF | N/A | Air | Air | China | 4.45 | 13.4 | 15.5 | N/A | 0 | 0 | 0 | N/A | 5 | 18 | Enthalpy Test Room | 3.4566 | 3.6188 | Yes | 0 | N/A | 25.2 | 25.6 | 0 | 0 | N/A | N/A | N/A | 3.3916 | 3.5568 | N/A | N/A | N/A | N/A | N/A | N/A | Enthalpy Test Room | Single | R410A | Australia,Fiji,New Zealand | 126710 | 2025-03-31 |  | Approved | Reverse Cycle | N/A | Yes | Class 20 | Yes | N/A | - | Yes | Yes | Yes | - | 3.4566 | Available | N/A | N/A |  |  | Yes |  |  | AAC4756 | N/A | Variable output compressor | Inverter | N/A | N/A | N/A | 4.45 | N/A | N/A | N/A | N/A | N/A | N/A | N/A | N/A | N/A | N/A | N/A | N/A | N/A | N/A | N/A | N/A | 5 | N/A | N/A | N/A | N/A | N/A | N/A | N/A | N/A | N/A | N/A | N/A | N/A | N/A | N/A | N/A | N/A | N/A | N/A | N/A | N/A | N/A | N/A | N/A | N/A | N/A | N/A | N/A | N/A | N/A | N/A | N/A | N/A | N/A | N/A | N/A | N/A | N/A | N/A | N/A | N/A | N/A | N/A | N/A | N/A | N/A | N/A | N/A | N/A | N/A | N/A | N/A | N/A | N/A | N/A | N/A | N/A | N/A | N/A | N/A | N/A | N/A | N/A | N/A | N/A | N/A | N/A | N/A | 3.4177 | 3.5388
[SEER Multi-Split <=65kW] GEMS (Air Conditioners up to 65kW) Determination 2019 | MEPS 2019 | AS/NZS 3823.1.4:2012 | GMV-160WL/B-T(A) |  | N/A | GREE | N/A | Non Ducted | vrf | Floor Mounted | Air | Air | China | 3.31 | N/A | 15.5 | N/A | N/A | N/A | N/A | N/A | 5.15 | 21 | Enthalpy Test Room | 4.6894 | 4.1704 | N/A | - | N/A | N/A | N/A | N/A | N/A | N/A | N/A | N/A | N/A | N/A | N/A | N/A | N/A | N/A | N/A | N/A | N/A | Single | R410A | Australia,Fiji,New Zealand | 158219 | 2028-12-10 |  | Approved | Reverse Cycle | N/A | No | Class 20 | No | N/A | N/A | Yes | Yes | Yes | N/A | N/A | Available | N/A | N/A |  |  | N/A |  |  | AAC7946 | Yes | Variable output compressor | Inverter | No | - | 15500 | 3.31 | - | 1280 | 7700 | No | - | - | - | 3025.34 | 16693.5 | No | 1169.92 | 8292.9 | No | - | - | 21000 | 5.15 | 1810 | 10250 | Yes | 720 | 4100 | Yes | 6300 | 19650 | Yes | 4630 | 16600 | No | - | - | - | - | - | No | - | - | No | - | - | No | - | - | 64.6 | 69.7 | 5.104 | 5.108 | 5.894 | 6.6 | 6.282 | 6.38 | 789 | 1206 | 3375 | 1659 | 2067 | 4503 | 3.5 | 3.5 | 4 | 4.146 | 4.749 | 5.587 | 4.604 | 5.19 | 5.671 | 6677 | 2477 | 386 | 2070 | 1072 | 252 | 2.5 | 3 | 4 | N/A | N/A | N/A | N/A | N/A | N/A | N/A | N/A | 28.5 | 4.5504 | 4.0028
[SEER Multi-Split <=65kW] GEMS (Air Conditioners up to 65kW) Determination 2019 | MEPS 2019 | AS/NZS 3823.1.4:2012 | GMV-224WL/A-X(A) |  | N/A | GREE | N/A | Ducted | vrf | N/A | Air | Air | China | 7.174 | N/A | 22.4 | N/A | N/A | N/A | N/A | N/A | 6.524 | 25 | Enthalpy Test Room | 3.0296 | 3.7372 | N/A | - | N/A | N/A | N/A | N/A | N/A | N/A | N/A | N/A | N/A | N/A | N/A | N/A | N/A | N/A | N/A | N/A | N/A | Three | R410A | Australia,Fiji,New Zealand | 134563 | 2025-12-01 |  | Approved | Reverse Cycle | N/A | Yes | Class 20 | Yes | N/A | N/A | N/A | N/A | N/A | N/A | N/A | Available | N/A | N/A |  |  | N/A |  |  | AAC5538 | Yes | Variable output compressor | Inverter | No | - | 22400 | 7.174 | - | 2544 | 11200 | No | - | - | - | 6557.036 | 24124.8 | No | 2325.216 | 12062.4 | No | - | - | 25000 | 6.524 | 2674 | 12500 | No | - | - | Yes | 6944 | 17500 | No | - | - | No | - | - | - | - | - | No | - | - | No | - | - | No | - | - | N/A | 76.9 | 3.856 | 3.776 | 4.225 | 4.882 | 4.595 | 4.57 | 1542 | 2399 | 6849 | 3274 | 4118 | 9122 | 2 | 2 | 2.5 | 2.84 | 3.37 | 4.303 | 3.134 | 3.778 | 4.298 | 11584 | 4135 | 587 | 3600 | 1740 | 387 | 1 | 1.5 | 2.5 | N/A | N/A | N/A | N/A | N/A | N/A | N/A | N/A | 40 | 3.0646 | 3.7542
[SEER Multi-Split <=65kW] GEMS (Air Conditioners up to 65kW) Determination 2019 | MEPS 2019 | AS/NZS 3823.1.4:2012 | GMV-224WL/C-X |  | N/A | GREE | N/A | Ducted | vrf | N/A | Air | Air | China | 7 | N/A | 22.4 | N/A | N/A | N/A | N/A | N/A | 6.5 | 25 | Enthalpy Test Room | 3.0056 | 3.7011 | N/A | 62.46 | N/A | N/A | N/A | N/A | N/A | N/A | N/A | N/A | N/A | N/A | N/A | N/A | N/A | N/A | N/A | N/A | N/A | Three | R410A | Australia,Fiji,New Zealand | 127989 | 2025-04-09 |  | Approved | Reverse Cycle | N/A | Yes | Class 20 | Yes | N/A | N/A | Yes | Yes | Yes | N/A | N/A | Available | N/A | N/A |  |  | N/A |  |  | AAC4779 | Yes | Variable output compressor | Inverter | No | - | 22400 | 7 | - | 2500 | 11200 | No | - | - | - | 6398 | 24124.8 | No | 2285 | 12062.4 | No | - | - | 25000 | 6.5 | 2600 | 12500 | No | - | - | No | - | - | - | 5000 | 14500 | No | - | - | - | - | - | - | - | - | No | - | - | No | - | - | N/A | 72.6 | 4.019 | 3.92 | 4.336 | 5.024 | 4.721 | 4.678 | 1491 | 2326 | 6688 | 3194 | 4020 | 8923 | 2.5 | 2 | 2.5 | 2.767 | 3.167 | 4.228 | 3.237 | 3.674 | 4.342 | 11872 | 4374 | 578 | 3474 | 1771 | 369 | 1 | 1.5 | 2.5 | N/A | N/A | N/A | N/A | N/A | N/A | N/A | N/A | 32.937 | 3.1499 | 3.7814
[SEER Multi-Split <=65kW] GEMS (Air Conditioners up to 65kW) Determination 2019 | MEPS 2019 | AS/NZS 3823.1.4:2012 | GMV-224WM/C-X(A) / GMV-NDR22P/X1-T |  | N/A | GREE | N/A | Ducted | vrf | N/A | Air | Air | China | 5.07 | N/A | 22.4 | N/A | N/A | N/A | N/A | N/A | 4.48 | 22.4 | Enthalpy Test Room | 4.4244 | 4.9982 | N/A | - | N/A | N/A | N/A | N/A | N/A | N/A | N/A | N/A | N/A | N/A | N/A | N/A | N/A | N/A | N/A | N/A | N/A | Three | R410A | Australia,Fiji,New Zealand | 144161 | 2027-02-01 |  | Approved | Reverse Cycle | N/A | Yes | Class 20 | Yes | N/A | N/A | N/A | N/A | N/A | N/A | N/A | Available | N/A | N/A |  |  | N/A |  |  | AAC6426 | Yes | Variable output compressor | Inverter | No | - | 22400 | 5.07 | - | 2250 | 11200 | No | - | - | - | 4633.98 | 24124.8 | No | 2056.5 | 12062.4 | No | - | - | 22400 | 4.48 | 2140 | 11200 | No | - | - | Yes | 11540 | 29380 | No | - | - | No | - | - | - | - | - | No | - | - | No | - | - | No | - | - | N/A | 75 | 4.217 | 4.3 | 5.076 | 5.485 | 5.276 | 5.48 | 1361 | 2045 | 5637 | 2866 | 3537 | 7556 | 2.5 | 2.5 | 3.5 | 4.392 | 4.685 | 4.849 | 4.46 | 4.707 | 4.824 | 6790 | 2752 | 534 | 2336 | 1313 | 363 | 2.5 | 3 | 3 | N/A | N/A | N/A | N/A | N/A | N/A | N/A | N/A | 58.4944 | 4.2523 | 4.7887
[SEER Multi-Split <=65kW] GEMS (Air Conditioners up to 65kW) Determination 2019 | MEPS 2019 | AS/NZS 3823.1.4:2012 | GMV-280WL/A-X(A) |  | N/A | GREE | N/A | Ducted | vrf | N/A | Air | Air | China | 8.48 | N/A | 28 | N/A | N/A | N/A | N/A | N/A | 7.98 | 31.5 | Enthalpy Test Room | 3.202 | 3.8506 | N/A | - | N/A | N/A | N/A | N/A | N/A | N/A | N/A | N/A | N/A | N/A | N/A | N/A | N/A | N/A | N/A | N/A | N/A | Three | R410A | Australia,Fiji,New Zealand | 133821 | 2025-11-18 |  | Approved | Reverse Cycle | N/A | Yes | Class 20 | Yes | N/A | N/A | N/A | N/A | N/A | N/A | N/A | Available | N/A | N/A |  |  | N/A |  |  | AAC5498 | Yes | Variable output compressor | Inverter | No | - | 28000 | 8.48 | - | 3680 | 14000 | No | - | - | - | 7750.72 | 30156 | No | 3363.52 | 15078 | No | - | - | 31500 | 7.98 | 3380 | 15750 | No | - | - | Yes | 8980 | 25000 | No | - | - | No | - | - | - | - | - | No | - | - | No | - | - | No | - | - | N/A | 79.6 | 3.603 | 3.581 | 3.974 | 4.405 | 4.19 | 4.241 | 2077 | 3177 | 9117 | 4553 | 5660 | 12301 | 2 | 2 | 2 | 3.375 | 3.896 | 4.296 | 3.617 | 4.032 | 4.287 | 12291 | 4515 | 733 | 3937 | 2053 | 481 | 1.5 | 2 | 2.5 | N/A | N/A | N/A | N/A | N/A | N/A | N/A | N/A | 47 | 3.2412 | 3.8703
[SEER Multi-Split <=65kW] GEMS (Air Conditioners up to 65kW) Determination 2019 | MEPS 2019 | AS/NZS 3823.1.4:2012 | GMV-280WM/C-X(A) |  | N/A | GREE | N/A | Ducted | vrf | N/A | Air | Air | China | 7.14 | N/A | 28 | N/A | N/A | N/A | N/A | N/A | 6.17 | 28 | Enthalpy Test Room | 3.9208 | 4.5428 | N/A | - | N/A | N/A | N/A | N/A | N/A | N/A | N/A | N/A | N/A | N/A | N/A | N/A | N/A | N/A | N/A | N/A | N/A | Three | R410A | Australia,Fiji,New Zealand | 144146 | 2027-01-24 |  | Approved | Reverse Cycle | N/A | Yes | Class 20 | Yes | N/A | N/A | N/A | N/A | N/A | N/A | N/A | Available | N/A | N/A |  |  | N/A |  |  | AAC6415 | Yes | Variable output compressor | Inverter | No | - | 28000 | 7.14 | - | 2830 | 14000 | No | - | - | - | 6525.96 | 30156 | No | 2586.62 | 15078 | No | - | - | 28000 | 6.17 | 2600 | 14000 | No | - | - | Yes | 11540 | 29380 | No | - | - | No | - | - | - | - | - | No | - | - | - | - | - | No | - | - | N/A | 80.6 | 4.268 | 4.268 | 4.898 | 5.472 | 5.209 | 5.29 | 1712 | 2616 | 7347 | 3622 | 4510 | 9819 | 2.5 | 2.5 | 3 | 4.078 | 4.589 | 4.963 | 4.294 | 4.719 | 4.953 | 9097 | 3468 | 619 | 2996 | 1607 | 416 | 2.5 | 3 | 3 | N/A | N/A | N/A | N/A | N/A | N/A | N/A | N/A | 58.4944 | 3.8159 | 4.3972
[SEER Multi-Split <=65kW] GEMS (Air Conditioners up to 65kW) Determination 2019 | MEPS 2019 | AS/NZS 3823.1.4:2012 | GMV-335WM/C-X(A) |  | N/A | GREE | N/A | Ducted | vrf | N/A | Air | Air | China | 8.86 | N/A | 33.5 | N/A | N/A | N/A | N/A | N/A | 8.44 | 33.5 | Enthalpy Test Room | 3.78 | 3.9663 | N/A | - | N/A | N/A | N/A | N/A | N/A | N/A | N/A | N/A | N/A | N/A | N/A | N/A | N/A | N/A | N/A | N/A | N/A | Three | R410A | Australia,Fiji,New Zealand | 144339 | 2027-02-02 |  | Approved | Reverse Cycle | N/A | Yes | Class 20 | Yes | N/A | N/A | N/A | N/A | N/A | N/A | N/A | Available | N/A | N/A |  |  | N/A |  |  | AAC6432 | Yes | Variable output compressor | Inverter | No | No | 33500 | 8.86 | - | 3280 | 16750 | No | - | - | - | 8098.04 | 36079.5 | No | 2997.92 | 18039.75 | No | - | - | 33500 | 8.44 | 3340 | 16750 | No | - | - | Yes | 11430 | 27820 | No | - | - | No | - | - | - | - | - | No | - | - | No | - | - | No | - | - | N/A | - | 4.252 | 4.239 | 4.9 | 5.542 | 5.26 | 5.322 | 2045 | 3138 | 8771 | 4266 | 5331 | 11665 | 2.5 | 2.5 | 3 | 3.444 | 4.072 | 4.61 | 3.754 | 4.276 | 4.608 | 12870 | 4668 | 798 | 4091 | 2118 | 535 | 1.5 | 2.5 | 3 | N/A | N/A | N/A | N/A | N/A | N/A | N/A | N/A | 75.2794 | 3.6755 | 3.853
[SEER Multi-Split <=65kW] GEMS (Air Conditioners up to 65kW) Determination 2019 | MEPS 2019 | AS/NZS 3823.1.4:2012 | GMV-400WM/C-X(A) |  | N/A | GREE | N/A | Ducted | vrf | N/A | Air | Air | China | 9.93 | N/A | 40 | N/A | N/A | N/A | N/A | N/A | 9.6 | 40 | Enthalpy Test Room | 4.0295 | 4.1672 | N/A | - | N/A | N/A | N/A | N/A | N/A | N/A | N/A | N/A | N/A | N/A | N/A | N/A | N/A | N/A | N/A | N/A | N/A | Three | R410A | Australia,Fiji,New Zealand | 148169 | 2027-07-12 |  | Approved | Reverse Cycle | N/A | Yes | Class 21 | Yes | N/A | N/A | N/A | N/A | N/A | N/A | N/A | Available | N/A | N/A |  |  | N/A |  |  | AAC6819 | Yes | Variable output compressor | Inverter | No | No | 40000 | 9.93 | - | 3880 | 20000 | No | - | - | - | 9076.02 | 43080 | No | 3546.32 | 21540 | No | - | - | 40000 | 9.6 | 4090 | 20000 | No | - | - | Yes | 15610 | 35950 | No | - | - | No | - | - | - | - | - | No | - | - | No | - | - | No | - | - | N/A | - | 4.473 | 4.458 | 5.088 | 5.714 | 5.429 | 5.495 | 2342 | 3588 | 10112 | 4964 | 6190 | 13513 | 2.5 | 2.5 | 3.5 | 3.514 | 4.106 | 4.509 | 3.764 | 4.247 | 4.499 | 15035 | 5492 | 934 | 4842 | 2516 | 621 | 2 | 2.5 | 3 | N/A | N/A | N/A | N/A | N/A | N/A | N/A | N/A | 76.0285 | 3.9266 | 4.058
[SEER Multi-Split <=65kW] GEMS (Air Conditioners up to 65kW) Determination 2019 | MEPS 2019 | AS/NZS 3823.1.4:2012 | GMV-450WM/C-X(A) |  | N/A | GREE | N/A | Ducted | vrf | N/A | Air | Air | China | 12.89 | N/A | 45 | N/A | N/A | N/A | N/A | N/A | 11.6 | 45 | Enthalpy Test Room | 3.4922 | 3.8779 | N/A | - | N/A | N/A | N/A | N/A | N/A | N/A | N/A | N/A | N/A | N/A | N/A | N/A | N/A | N/A | N/A | N/A | N/A | Three | R410A | Australia,Fiji,New Zealand | 148172 | 2027-07-21 |  | Approved | Reverse Cycle | N/A | Yes | Class 21 | Yes | N/A | N/A | N/A | N/A | N/A | N/A | N/A | Available | N/A | N/A |  |  | N/A |  |  | AAC6834 | Yes | Variable output compressor | Inverter | No | No | 45000 | 12.89 | - | 4550 | 22500 | No | - | - | - | 11781.46 | 48465 | No | 4158.7 | 24232.5 | No | - | - | 45000 | 11.6 | 4580 | 22500 | No | - | - | Yes | 15610 | 35950 | No | - | - | No | - | - | - | - | - | No | - | - | No | - | - | No | - | - | N/A | - | 4.289 | 4.206 | 4.726 | 5.459 | 5.14 | 5.118 | 2777 | 4316 | 12288 | 5873 | 7386 | 16353 | 2.5 | 2.5 | 3 | 3.306 | 3.95 | 4.516 | 3.632 | 4.158 | 4.514 | 17945 | 6389 | 1026 | 5621 | 2867 | 678 | 1.5 | 2 | 3 | N/A | N/A | N/A | N/A | N/A | N/A | N/A | N/A | 76.0285 | 3.4228 | 3.7952
[SEER Multi-Split <=65kW] GEMS (Air Conditioners up to 65kW) Determination 2019 | MEPS 2019 | AS/NZS 3823.1.4:2012 | GMV-80WL/A-T(A) |  | N/A | GREE | N/A | Ducted | vrf | N/A | Air | Air | China | 2.4 | N/A | 8 | N/A | N/A | N/A | N/A | N/A | 2.5 | 9 | Enthalpy Test Room | 3.2862 | 3.5628 | N/A | 89.0775 | N/A | N/A | N/A | N/A | N/A | N/A | N/A | N/A | N/A | N/A | N/A | N/A | N/A | N/A | N/A | N/A | N/A | Single | R410A | Australia,Fiji,New Zealand | 131745 | 2025-09-02 |  | Approved | Reverse Cycle | N/A | Yes | Class 19 | Yes | N/A | N/A | Yes | Yes | Yes | N/A | N/A | Available | N/A | N/A |  |  | N/A |  |  | AAC5228 | Yes | Variable output compressor | Inverter | No | - | 8000 | 2.4 | - | 1200 | 4000 | No | - | - | - | 2193.6 | 8616 | No | 1096.8 | 4308 | No | - | - | 9000 | 2.5 | 1250 | 4500 | No | - | - | No | - | - | - | 2800 | 8000 | No | - | - | - | - | - | - | - | - | No | - | - | No | - | - | N/A | 66.6 | 2.723 | 2.836 | 3.484 | 3.629 | 3.53 | 3.769 | 735 | 1084 | 2909 | 1529 | 1869 | 3903 | 1 | 1 | 1.5 | 2.984 | 3.204 | 3.333 | 3.047 | 3.23 | 3.318 | 4029 | 1632 | 327 | 1386 | 781 | 224 | 1 | 1.5 | 1.5 | N/A | N/A | N/A | N/A | N/A | N/A | N/A | N/A | 40.365 | 3.154 | 3.4137
[SEER Multi-Split <=65kW] GEMS (Air Conditioners up to 65kW) Determination 2019 | N/A | AS/NZS 3823.1.4:2012 | GMV-80WL/A-T(A)/GMV-ND22PHS/B-T/GMV-ND40PHS/B-T |  | N/A | GREE | 2 | Ducted | Multiple split - VRF | N/A | Air | Air | China | 2.4 | 6 | 8 | N/A | 0 | 0 | 0 | N/A | 2.3 | 9 | Enthalpy Test Room | 3.3147 | 3.8991 | Yes | 0 | N/A | 20.2 | 25.6 | 0 | 0 | N/A | N/A | N/A | 3.2207 | 3.7536 | N/A | N/A | N/A | N/A | N/A | N/A | Enthalpy Test Room | Single | R410A | Australia,Fiji,New Zealand | 127781 | 2025-03-31 |  | Approved | Reverse Cycle | N/A | Yes | Class 19 | Yes | N/A | - | Yes | Yes | Yes | - | 3.3147 | Available | N/A | N/A |  |  | Yes |  |  | AAC4758 | N/A | Variable output compressor | Inverter | N/A | N/A | N/A | 2.4 | N/A | N/A | N/A | N/A | N/A | N/A | N/A | N/A | N/A | N/A | N/A | N/A | N/A | N/A | N/A | N/A | 2.3 | N/A | N/A | N/A | N/A | N/A | N/A | N/A | N/A | N/A | N/A | N/A | N/A | N/A | N/A | N/A | N/A | N/A | N/A | N/A | N/A | N/A | N/A | N/A | N/A | N/A | N/A | N/A | N/A | N/A | N/A | N/A | N/A | N/A | N/A | N/A | N/A | N/A | N/A | N/A | N/A | N/A | N/A | N/A | N/A | N/A | N/A | N/A | N/A | N/A | N/A | N/A | N/A | N/A | N/A | N/A | N/A | N/A | N/A | N/A | N/A | N/A | N/A | N/A | N/A | N/A | N/A | N/A | 3.2411 | 3.7712
[SEER Multi-Split <=65kW] GEMS (Air Conditioners up to 65kW) Determination 2019 | MEPS 2019 | AS/NZS 3823.1.4:2012 | GMV-VQ224WM/C-X(A) |  | N/A | GREE | N/A | Ducted | vrf | N/A | Air | Air | China | 5.09 | N/A | 22.4 | N/A | N/A | N/A | N/A | N/A | 4.85 | 22.4 | Enthalpy Test Room | 4.3152 | 4.523 | N/A | - | N/A | N/A | N/A | N/A | N/A | N/A | N/A | N/A | N/A | N/A | N/A | N/A | N/A | N/A | N/A | N/A | N/A | Three | R410A | Australia,Fiji,New Zealand | 145413 | 2027-03-21 |  | Approved | Reverse Cycle | N/A | Yes | Class 20 | Yes | N/A | N/A | N/A | N/A | N/A | N/A | N/A | Unavailable | N/A | N/A |  |  | N/A |  |  | AAC6561 | Yes | Variable output compressor | Inverter | No | - | 22400 | 5.09 | - | 2050 | 11200 | No | - | - | - | 4652.26 | 24124.8 | No | 1873.7 | 12062.4 | No | - | - | 22400 | 4.85 | 2290 | 11200 | No | - | - | Yes | 10900 | 24500 | No | - | - | No | - | - | - | - | - | No | - | - | No | - | - | No | - | - | N/A | 80.6 | 3.504 | 3.707 | 4.961 | 5.22 | 5.107 | 5.543 | 1514 | 2217 | 5603 | 2878 | 3517 | 7331 | 2 | 2 | 3 | 3.88 | 4.325 | 4.529 | 4.014 | 4.366 | 4.508 | 7819 | 3147 | 730 | 2722 | 1547 | 517 | 2 | 2.5 | 3 | N/A | N/A | N/A | N/A | N/A | N/A | N/A | N/A | 126.2041 | 4.0605 | 4.2452
[SEER Multi-Split <=65kW] GEMS (Air Conditioners up to 65kW) Determination 2019 | MEPS 2019 | AS/NZS 3823.1.4:2012 | GMV-VQ280WM/C-X(A) |  | N/A | GREE | N/A | Ducted | vrf | N/A | Air | Air | China | 7.05 | N/A | 28 | N/A | N/A | N/A | N/A | N/A | 6.57 | 28 | Enthalpy Test Room | 3.8949 | 4.1775 | N/A | - | N/A | N/A | N/A | N/A | N/A | N/A | N/A | N/A | N/A | N/A | N/A | N/A | N/A | N/A | N/A | N/A | N/A | Three | R410A | Australia,Fiji,New Zealand | 143760 | 2027-01-18 |  | Approved | Reverse Cycle | N/A | Yes | Class 20 | Yes | N/A | N/A | N/A | N/A | N/A | N/A | N/A | Available | N/A | N/A |  |  | N/A |  |  | AAC6407 | Yes | Variable output compressor | Inverter | No | - | 28000 | 7.05 | - | 2750 | 14000 | No | - | - | - | 6443.7 | 30156 | No | 2513.5 | 15078 | No | - | - | 28000 | 6.57 | 2800 | 14000 | No | - | - | Yes | 10900 | 26000 | No | - | - | No | - | - | - | - | - | No | - | - | No | - | - | No | - | - | N/A | 80.6 | 3.427 | 3.583 | 4.655 | 4.984 | 4.843 | 5.173 | 1969 | 2912 | 7518 | 3806 | 4677 | 9865 | 1.5 | 2 | 3 | 3.642 | 4.222 | 4.61 | 3.884 | 4.357 | 4.6 | 10364 | 3990 | 875 | 3482 | 1913 | 617 | 2 | 2.5 | 3 | N/A | N/A | N/A | N/A | N/A | N/A | N/A | N/A | 146.3236 | 3.7113 | 3.9634
[SEER Multi-Split <=65kW] GEMS (Air Conditioners up to 65kW) Determination 2019 | MEPS 2019 | AS/NZS 3823.1.4:2012 | GMV-VQ335WM/C-X(A) |  | N/A | GREE | N/A | Ducted | vrf | N/A | Air | Air | China | 9.2 | N/A | 33.5 | N/A | N/A | N/A | N/A | N/A | 8.5 | 33.5 | Enthalpy Test Room | 3.6341 | 3.8638 | N/A | - | N/A | N/A | N/A | N/A | N/A | N/A | N/A | N/A | N/A | N/A | N/A | N/A | N/A | N/A | N/A | N/A | N/A | Three | R410A | Australia,Fiji,New Zealand | 144074 | 2027-01-24 |  | Approved | Reverse Cycle | N/A | Yes | Class 20 | Yes | N/A | N/A | N/A | N/A | N/A | N/A | N/A | Available | N/A | N/A |  |  | N/A |  |  | AAC6412 | Yes | Variable output compressor | Inverter | No | No | 33500 | 9.2 | - | 3800 | 16750 | No | - | - | - | 8408.8 | 36079.5 | No | 3473.2 | 18039.75 | No | - | - | 33500 | 8.5 | 3610 | 16750 | No | - | - | Yes | 11340 | 27500 | No | - | - | No | - | - | - | - | - | No | - | - | No | - | - | No | - | - | N/A | - | 3.329 | 3.436 | 4.251 | 4.584 | 4.429 | 4.656 | 2500 | 3730 | 9963 | 5043 | 6213 | 13212 | 1.5 | 1.5 | 2.5 | 3.307 | 3.86 | 4.278 | 3.56 | 4.006 | 4.269 | 13552 | 5101 | 1022 | 4453 | 2397 | 709 | 1.5 | 2 | 2.5 | N/A | N/A | N/A | N/A | N/A | N/A | N/A | N/A | 146.3236 | 3.4555 | 3.7245
[SEER Multi-Split <=65kW] GEMS (Air Conditioners up to 65kW) Determination 2019 | MEPS 2019 | AS/NZS 3823.1.4:2012 | GMV-VQ400WM/C-X(A) |  | N/A | GREE | N/A | Ducted | vrf | N/A | Air | Air | China | 10.2 | N/A | 40 | N/A | N/A | N/A | N/A | N/A | 9.9 | 40 | Calorimeter Room | 3.8796 | 4.01 | N/A | - | N/A | N/A | N/A | N/A | N/A | N/A | N/A | N/A | N/A | N/A | N/A | N/A | N/A | N/A | N/A | N/A | N/A | Three | R410A | Australia,Fiji,New Zealand | 146962 | 2027-05-16 |  | Approved | Reverse Cycle | N/A | Yes | Class 21 | Yes | N/A | N/A | N/A | N/A | N/A | N/A | N/A | Available | N/A | N/A |  |  | N/A |  |  | AAC6706 | Yes | Variable output compressor | Inverter | No | No | 40000 | 10.2 | - | 3750 | 20000 | No | - | - | - | 9322.8 | 43080 | No | 3427.5 | 21540 | No | - | - | 40000 | 9.9 | 4250 | 20000 | No | - | - | Yes | 14900 | 33500 | No | - | - | No | - | - | - | - | - | No | - | - | No | - | - | No | - | - | N/A | - | 3.921 | 4.004 | 4.926 | 5.45 | 5.228 | 5.424 | 2540 | 3833 | 10278 | 5068 | 6290 | 13549 | 2 | 2.5 | 3 | 3.304 | 3.901 | 4.341 | 3.572 | 4.054 | 4.33 | 16132 | 5955 | 1137 | 5239 | 2772 | 781 | 1.5 | 2 | 2.5 | N/A | N/A | N/A | N/A | N/A | N/A | N/A | N/A | 145.612 | 3.7411 | 3.8491
[SEER Multi-Split <=65kW] GEMS (Air Conditioners up to 65kW) Determination 2019 | MEPS 2019 | AS/NZS 3823.1.4:2012 | GMV-VQ450WM/C-X(A) |  | N/A | GREE | N/A | Ducted | vrf | N/A | Air | Air | China | 12.38 | N/A | 45 | N/A | N/A | N/A | N/A | N/A | 12.1 | 45 | Calorimeter Room | 3.5594 | 3.6422 | N/A | - | N/A | N/A | N/A | N/A | N/A | N/A | N/A | N/A | N/A | N/A | N/A | N/A | N/A | N/A | N/A | N/A | N/A | Three | R410A | Australia,Fiji,New Zealand | 146980 | 2027-05-16 |  | Approved | Reverse Cycle | N/A | Yes | Class 21 | Yes | N/A | N/A | N/A | N/A | N/A | N/A | N/A | Available | N/A | N/A |  |  | N/A |  |  | AAC6705 | Yes | Variable output compressor | Inverter | No | No | 45000 | 12.38 | - | 4380 | 22500 | No | - | - | - | 11315.32 | 48465 | No | 4003.32 | 24232.5 | No | - | - | 45000 | 12.1 | 4650 | 22500 | - | - | - | Yes | 14900 | 33500 | No | - | - | No | - | - | - | - | - | No | - | - | No | - | - | No | - | - | N/A | - | 3.904 | 3.938 | 4.736 | 5.328 | 5.078 | 5.2 | 2913 | 4440 | 12089 | 5877 | 7332 | 15951 | 2 | 2 | 3 | 3.075 | 3.719 | 4.443 | 3.355 | 4.026 | 4.444 | 19435 | 6956 | 1213 | 6215 | 3100 | 828 | 1.5 | 2 | 2.5 | N/A | N/A | N/A | N/A | N/A | N/A | N/A | N/A | 145.612 | 3.4959 | 3.5736
[SEER Multi-Split <=65kW] GEMS (Air Conditioners up to 65kW) Determination 2019 | MEPS 2019 | AS/NZS 3823.1.4:2012 | GMV-Y120WL/A-T(A) |  | N/A | GREE | N/A | Ducted | vrf | N/A | Air | Air | China | 3.85 | N/A | 12.1 | N/A | N/A | N/A | N/A | N/A | 3.6 | 14 | Enthalpy Test Room | 3.1452 | 3.98 | N/A | 67.592 | N/A | N/A | N/A | N/A | N/A | N/A | N/A | N/A | N/A | N/A | N/A | N/A | N/A | N/A | N/A | N/A | N/A | Single | R410A | Australia,Fiji,New Zealand | 128058 | 2025-04-20 |  | Approved | Reverse Cycle | N/A | Yes | Class 20 | Yes | N/A | N/A | Yes | Yes | Yes | N/A | N/A | Available | N/A | N/A |  |  | N/A |  |  | AAC4786 | Yes | Variable output compressor | Inverter | No | - | 12100 | 3.85 | - | 1700 | 6000 | No | - | - | - | 3518.9 | 13031.7 | No | 1553.8 | 6462 | No | - | - | 14000 | 3.6 | 1700 | 7000 | No | - | - | Yes | 5300 | 15000 | No | - | - | No | - | - | - | - | - | No | - | - | No | - | - | No | - | - | N/A | 73.2 | 2.755 | 2.854 | 3.516 | 3.743 | 3.626 | 3.831 | 1095 | 1626 | 4355 | 2236 | 2746 | 5803 | 1 | 1 | 2 | 3.481 | 3.681 | 3.813 | 3.531 | 3.701 | 3.795 | 5389 | 2230 | 463 | 1877 | 1076 | 320 | 1.5 | 2 | 2 | N/A | N/A | N/A | N/A | N/A | N/A | N/A | N/A | 62.151 | 2.9802 | 3.6745
[SEER Multi-Split <=65kW] GEMS (Air Conditioners up to 65kW) Determination 2019 | MEPS 2019 | AS/NZS 3823.1.4:2012 | GMV-Y140WL/A-T(A) |  | N/A | GREE | N/A | Ducted | vrf | N/A | Air | Air | China | 4.3 | N/A | 14 | N/A | N/A | N/A | N/A | N/A | 4.5 | 16 | Enthalpy Test Room | 3.2662 | 4.0968 | N/A | - | N/A | N/A | N/A | N/A | N/A | N/A | N/A | N/A | N/A | N/A | N/A | N/A | N/A | N/A | N/A | N/A | N/A | Single | R410A | Australia,Fiji,New Zealand | 128137 | 2025-04-17 |  | Approved | Reverse Cycle | N/A | Yes | Class 20 | Yes | N/A | N/A | Yes | Yes | Yes | N/A | N/A | Available | N/A | N/A |  |  | N/A |  |  | AAC4782 | Yes | Variable output compressor | Inverter | No | - | 14000 | 4.3 | - | 1700 | 7000 | No | - | - | - | 3930.2 | 15078 | No | 1553.8 | 7539 | No | - | - | 16000 | 4.5 | 1900 | 8000 | No | - | - | Yes | 5100 | 15000 | No | - | - | No | - | - | - | - | - | No | - | - | No | - | - | No | - | - | N/A | 72.7 | 3.127 | 3.205 | 3.926 | 4.286 | 4.125 | 4.3 | 1119 | 1680 | 4519 | 2260 | 2795 | 5986 | 1.5 | 1.5 | 2 | 3.357 | 3.63 | 3.881 | 3.484 | 3.716 | 3.873 | 6362 | 2559 | 501 | 2154 | 1207 | 343 | 1.5 | 2 | 2 | N/A | N/A | N/A | N/A | N/A | N/A | N/A | N/A | 62.151 | 3.1042 | 3.397
[SEER Multi-Split <=65kW] GEMS (Air Conditioners up to 65kW) Determination 2019 | MEPS 2019 | AS/NZS 3823.1.4:2012 | GMV-Y160WL/A-T(A) |  | N/A | GREE | N/A | Ducted | vrf | N/A | Air | Air | China | 5 | N/A | 16 | N/A | N/A | N/A | N/A | N/A | 5.4 | 18 | Enthalpy Test Room | 3.2109 | 3.7873 | N/A | 67.52 | N/A | N/A | N/A | N/A | N/A | N/A | N/A | N/A | N/A | N/A | N/A | N/A | N/A | N/A | N/A | N/A | N/A | Single | R410A | Australia,Fiji,New Zealand | 128139 | 2025-04-17 |  | Approved | Reverse Cycle | N/A | Yes | Class 20 | Yes | N/A | N/A | Yes | Yes | Yes | N/A | N/A | Available | N/A | N/A |  |  | N/A |  |  | AAC4781 | Yes | Variable output compressor | Inverter | No | - | 16000 | 5 | - | 2100 | 8000 | No | - | - | - | 4570 | 17232 | No | 1919.4 | 8616 | No | - | - | 18000 | 5.4 | 2100 | 9000 | No | - | - | Yes | 5300 | 15000 | No | - | - | No | - | - | - | - | - | No | - | - | No | - | - | No | - | - | N/A | 73.2 | 3.094 | 3.157 | 3.774 | 4.106 | 3.947 | 4.098 | 1314 | 1976 | 5401 | 2722 | 3363 | 7204 | 1.5 | 1.5 | 2 | 3.196 | 3.569 | 3.937 | 3.396 | 3.714 | 3.937 | 7493 | 2904 | 539 | 2466 | 1342 | 366 | 1.5 | 2 | 2 | N/A | N/A | N/A | N/A | N/A | N/A | N/A | N/A | 62.151 | 3.071 | 3.2085
[Unitary Single-Duct] GEMS (Air Conditioners up to 65kW) Determination 2019 | MEPS 2019 | AS/NZS 3823.1.5:2015 | GPC09AK-K6NNA1B |  | N/A | GREE | N/A | Non Ducted | Portable | N/A | N/A | N/A | China | 0.96 | N/A | 2.5 | N/A | N/A | N/A | N/A | N/A | 0 | 0 | Calorimeter Room | 2.5765 | 0 | N/A | N/A | N/A | N/A | N/A | N/A | N/A | N/A | N/A | N/A | N/A | N/A | N/A | N/A | N/A | N/A | N/A | N/A | Calorimeter Room | Single | R32 | Australia,Fiji,New Zealand | 125666 | 2024-12-18 |  | Approved | Cooling Only | N/A | N/A | Class 4 | N/A | N/A | N/A | N/A | N/A | N/A | N/A | N/A | Available | N/A | N/A |  |  | N/A |  |  | AAC4367 | No | N/A | N/A | N/A | N/A | 2500 | 0.96 | N/A | N/A | N/A | N/A | N/A | N/A | N/A | N/A | N/A | N/A | N/A | N/A | N/A | N/A | N/A | 0 | 0 | N/A | N/A | N/A | N/A | N/A | N/A | N/A | N/A | N/A | N/A | N/A | N/A | N/A | N/A | N/A | N/A | N/A | N/A | N/A | N/A | N/A | N/A | N/A | N/A | N/A | N/A | 64.8 | N/A | N/A | N/A | N/A | N/A | N/A | N/A | 523 | 806 | 2157 | N/A | N/A | N/A | 0 | 0 | 0 | N/A | N/A | N/A | N/A | N/A | N/A | 0 | 0 | 0 | N/A | N/A | N/A | 0 | 0 | 0 | N/A | No | 0 | 0 | 0 | 0 | 0 | 0 | N/A | 2.6042 | 0
[Unitary Single-Duct] GEMS (Air Conditioners up to 65kW) Determination 2019 | MEPS 2019 | AS/NZS 3823.1.5:2015 | GPC12AL-K6NNA1B |  | N/A | GREE | N/A | Non Ducted | Portable | N/A | N/A | N/A | China | 1.3 | N/A | 3.5 | N/A | N/A | N/A | N/A | N/A | 0 | 0 | Calorimeter Room | 2.6929 | 0 | N/A | N/A | N/A | N/A | N/A | N/A | N/A | N/A | N/A | N/A | N/A | N/A | N/A | N/A | N/A | N/A | N/A | N/A | Calorimeter Room | Single | R32 | Australia,Fiji,New Zealand | 125077 | 2024-11-26 |  | Approved | Cooling Only | N/A | N/A | Class 4 | N/A | N/A | N/A | N/A | N/A | N/A | N/A | N/A | Available | N/A | N/A |  |  | N/A |  |  | AAC4311 | No | N/A | N/A | N/A | N/A | 3500 | 1.3 | N/A | N/A | N/A | N/A | N/A | N/A | N/A | N/A | N/A | N/A | N/A | N/A | N/A | N/A | N/A | 0 | 0 | N/A | N/A | N/A | N/A | N/A | N/A | N/A | N/A | N/A | N/A | N/A | N/A | N/A | N/A | N/A | N/A | N/A | N/A | N/A | N/A | N/A | N/A | N/A | N/A | N/A | N/A | 65 | N/A | N/A | N/A | N/A | N/A | N/A | N/A | 708 | 1092 | 2921 | N/A | N/A | N/A | 0 | 0 | 0 | N/A | N/A | N/A | N/A | N/A | N/A | 0 | 0 | 0 | N/A | N/A | N/A | 0 | 0 | 0 | N/A | No | 0 | 0 | 0 | 0 | 0 | 0 | N/A | 2.6923 | 0
[Unitary Single-Duct] GEMS (Air Conditioners up to 65kW) Determination 2019 | MEPS 2019 | AS/NZS 3823.1.5:2015 | GPC12AN-K5NNA1C |  | N/A | GREE | N/A | Non Ducted | Portable | N/A | N/A | N/A | China | 1.32 | N/A | 3.3 | N/A | N/A | N/A | N/A | N/A | 0 | 0 | Calorimeter Room | 2.6278 | 0 | N/A | N/A | N/A | N/A | N/A | N/A | N/A | N/A | N/A | N/A | N/A | N/A | N/A | N/A | N/A | N/A | N/A | N/A | Calorimeter Room | Single | R290 | Australia,Fiji,New Zealand | 129860 | 2025-06-22 |  | Approved | Cooling Only | N/A | N/A | Class 4 | N/A | N/A | N/A | N/A | N/A | N/A | N/A | N/A | Available | N/A | N/A |  |  | N/A |  |  | AAC4936 | No | N/A | N/A | N/A | N/A | 3300 | 1.32 | N/A | N/A | N/A | N/A | N/A | N/A | N/A | N/A | N/A | N/A | N/A | N/A | N/A | N/A | N/A | 0 | 0 | N/A | N/A | N/A | N/A | N/A | N/A | N/A | N/A | N/A | N/A | N/A | N/A | N/A | N/A | N/A | N/A | N/A | N/A | N/A | N/A | N/A | N/A | N/A | N/A | N/A | N/A | 64.7 | N/A | N/A | N/A | N/A | N/A | N/A | N/A | 719 | 1109 | 2966 | N/A | N/A | N/A | 0 | 0 | 0 | N/A | N/A | N/A | N/A | N/A | N/A | 0 | 0 | 0 | N/A | N/A | N/A | 0 | 0 | 0 | N/A | No | 0 | 0 | 0 | 0 | 0 | 0 | N/A | 2.5 | 0
[Unitary Single-Duct] GEMS (Air Conditioners up to 65kW) Determination 2019 | MEPS 2019 | AS/NZS 3823.1.5:2015 | GPC13AL-K6NNA1B |  | N/A | GREE | N/A | Non Ducted | Portable | N/A | N/A | N/A | China | 1.52 | N/A | 3.8 | N/A | N/A | N/A | N/A | N/A | 0 | 0 | Calorimeter Room | 2.6769 | 0 | N/A | N/A | N/A | N/A | N/A | N/A | N/A | N/A | N/A | N/A | N/A | N/A | N/A | N/A | N/A | N/A | N/A | N/A | Calorimeter Room | Single | R32 | Australia,Fiji,New Zealand | 128587 | 2025-04-27 |  | Approved | Cooling Only | N/A | N/A | Class 4 | N/A | N/A | N/A | N/A | N/A | N/A | N/A | N/A | Available | N/A | N/A |  |  | N/A |  |  | AAC4820 | No | N/A | N/A | N/A | N/A | 3800 | 1.52 | N/A | N/A | N/A | N/A | N/A | N/A | N/A | N/A | N/A | N/A | N/A | N/A | N/A | N/A | N/A | 0 | 0 | N/A | N/A | N/A | N/A | N/A | N/A | N/A | N/A | N/A | N/A | N/A | N/A | N/A | N/A | N/A | N/A | N/A | N/A | N/A | N/A | N/A | N/A | N/A | N/A | N/A | N/A | 66.4 | N/A | N/A | N/A | N/A | N/A | N/A | N/A | 828 | 1277 | 3415 | N/A | N/A | N/A | 0 | 0 | 0 | N/A | N/A | N/A | N/A | N/A | N/A | 0 | 0 | 0 | N/A | N/A | N/A | 0 | 0 | 0 | N/A | No | 0 | 0 | 0 | 0 | 0 | 0 | N/A | 2.5 | 0
[Unitary Single-Duct] GEMS (Air Conditioners up to 65kW) Determination 2019 | MEPS 2019 | AS/NZS 3823.1.5:2015 | GPC13AN-K5NNA1C |  | N/A | GREE | N/A | Non Ducted | Portable | N/A | N/A | N/A | China | 1.52 | N/A | 3.8 | N/A | N/A | N/A | N/A | N/A | 0 | 0 | Calorimeter Room | 2.5489 | 0 | N/A | N/A | N/A | N/A | N/A | N/A | N/A | N/A | N/A | N/A | N/A | N/A | N/A | N/A | N/A | N/A | N/A | N/A | Calorimeter Room | Single | R290 | Australia,Fiji,New Zealand | 130178 | 2025-06-29 |  | Approved | Cooling Only | N/A | N/A | Class 4 | N/A | N/A | N/A | N/A | N/A | N/A | N/A | N/A | Available | N/A | N/A |  |  | N/A |  |  | AAC4951 | No | N/A | N/A | N/A | N/A | 3800 | 1.52 | N/A | N/A | N/A | N/A | N/A | N/A | N/A | N/A | N/A | N/A | N/A | N/A | N/A | N/A | N/A | 0 | 0 | N/A | N/A | N/A | N/A | N/A | N/A | N/A | N/A | N/A | N/A | N/A | N/A | N/A | N/A | N/A | N/A | N/A | N/A | N/A | N/A | N/A | N/A | N/A | N/A | N/A | N/A | 66.3 | N/A | N/A | N/A | N/A | N/A | N/A | N/A | 828 | 1277 | 3415 | N/A | N/A | N/A | 0 | 0 | 0 | N/A | N/A | N/A | N/A | N/A | N/A | 0 | 0 | 0 | N/A | N/A | N/A | 0 | 0 | 0 | N/A | No | 0 | 0 | 0 | 0 | 0 | 0 | N/A | 2.5 | 0
[Unitary Single-Duct] GEMS (Air Conditioners up to 65kW) Determination 2019 | MEPS 2019 | AS/NZS 3823.1.5:2015 | GPH13AL-K6NNA1B |  | N/A | GREE | N/A | Non Ducted | Portable | N/A | N/A | N/A | China | 1.52 | N/A | 3.8 | N/A | N/A | N/A | N/A | N/A | 1.48 | 3.7 | Calorimeter Room | 2.5663 | 2.6241 | N/A | N/A | N/A | N/A | N/A | N/A | N/A | N/A | N/A | N/A | N/A | N/A | N/A | N/A | N/A | N/A | N/A | N/A | Calorimeter Room | Single | R32 | Australia,Fiji,New Zealand | 128780 | 2025-05-07 |  | Approved | Reverse Cycle | N/A | N/A | Class 4 | N/A | N/A | N/A | N/A | N/A | N/A | N/A | N/A | Available | N/A | N/A |  |  | N/A |  |  | AAC4829 | No | N/A | N/A | N/A | N/A | 3800 | 1.52 | N/A | N/A | N/A | N/A | N/A | N/A | N/A | N/A | N/A | N/A | N/A | N/A | N/A | N/A | N/A | 3700 | 1.48 | N/A | N/A | N/A | N/A | N/A | N/A | N/A | N/A | N/A | N/A | N/A | N/A | N/A | N/A | N/A | N/A | N/A | N/A | N/A | N/A | N/A | N/A | N/A | N/A | N/A | N/A | 66.9 | N/A | N/A | N/A | N/A | N/A | N/A | N/A | 828 | 1277 | 3415 | N/A | N/A | N/A | 0 | 0 | 0 | N/A | N/A | N/A | N/A | N/A | N/A | 3937 | 1911 | 410 | N/A | N/A | N/A | 0 | 0 | 0 | N/A | No | 0 | 0 | 0 | 0 | 0 | 0 | N/A | 2.5 | 2.5
[Unitary Single-Duct] GEMS (Air Conditioners up to 65kW) Determination 2019 | MEPS 2019 | AS/NZS 3823.1.5:2015 | GPH13AN-K5NNA1C |  | N/A | GREE | N/A | Non Ducted | Portable | N/A | N/A | N/A | China | 1.44 | N/A | 3.6 | N/A | N/A | N/A | N/A | N/A | 1.38 | 3.8 | Calorimeter Room | 2.5257 | 2.7986 | N/A | N/A | N/A | N/A | N/A | N/A | N/A | N/A | N/A | N/A | N/A | N/A | N/A | N/A | N/A | N/A | N/A | N/A | Calorimeter Room | Single | R290 | Australia,Fiji,New Zealand | 130181 | 2025-06-29 |  | Approved | Reverse Cycle | N/A | N/A | Class 4 | N/A | N/A | N/A | N/A | N/A | N/A | N/A | N/A | Available | N/A | N/A |  |  | N/A |  |  | AAC4952 | No | N/A | N/A | N/A | N/A | 3600 | 1.44 | N/A | N/A | N/A | N/A | N/A | N/A | N/A | N/A | N/A | N/A | N/A | N/A | N/A | N/A | N/A | 3800 | 1.38 | N/A | N/A | N/A | N/A | N/A | N/A | N/A | N/A | N/A | N/A | N/A | N/A | N/A | N/A | N/A | N/A | N/A | N/A | N/A | N/A | N/A | N/A | N/A | N/A | N/A | N/A | 66.1 | N/A | N/A | N/A | N/A | N/A | N/A | N/A | 785 | 1210 | 3236 | N/A | N/A | N/A | 0 | 0 | 0 | N/A | N/A | N/A | N/A | N/A | N/A | 3671 | 1782 | 382 | N/A | N/A | N/A | 0 | 0 | 0 | N/A | No | 0 | 0 | 0 | 0 | 0 | 0 | N/A | 2.5 | 2.7536
[SEER Non Multi-Split <=65kW] GEMS (Air Conditioners up to 65kW) Determination 2019 | MEPS 2019 | AS/NZS 3823.1.2:2012 | GUD100W/NhB-S / GUD100PH/B1-S | GUD100W/NhB-S / GUD100PHS/B1-S | N/A | GREE | N/A | Ducted | Single Split System | - | Air | Air | China | 3.05 | N/A | 10 | N/A | N/A | N/A | N/A | N/A | 3.6 | 12 | Enthalpy Test Room | 3.2894 | 3.3917 | N/A | - | N/A | N/A | N/A | N/A | N/A | N/A | N/A | N/A | N/A | N/A | N/A | N/A | N/A | N/A | N/A | N/A | N/A | Single | R32 | Australia,Fiji,New Zealand | 135176 | 2026-01-13 |  | Approved | Reverse Cycle | N/A | Yes | Class 11 | Yes | N/A | N/A | N/A | N/A | N/A | N/A | N/A | Available | N/A | N/A |  |  | N/A |  |  | AAC5638 | Yes | Variable output compressor | Inverter | No | - | 10000 | 3.05 | - | 1150 | 4800 | Yes | 550 | 2500 | - | 2787.7 | 10770 | No | 1051.1 | 5169.6 | - | 450 | 2750 | 12000 | 3.6 | 1250 | 5800 | Yes | 550 | 2550 | No | - | - | - | 2850 | 7100 | No | - | - | - | - | - | - | - | - | No | - | - | No | - | - | - | 70.6 | 4.491 | 4.361 | 4.508 | 6.115 | 5.53 | 4.889 | 616 | 958 | 2897 | 1188 | 1550 | 3832 | 2.5 | 2.5 | 3 | 2.64 | 3.04 | 4.326 | 3.194 | 3.686 | 4.511 | 5944 | 2154 | 243 | 1665 | 823 | 148 | 1 | 1.5 | 2.5 | No | - | - | - | - | N/A | N/A | N/A | 4 | 3.2642 | 3.3209
[SEER Non Multi-Split <=65kW] GEMS (Air Conditioners up to 65kW) Determination 2019 | MEPS 2019 | AS/NZS 3823.1.2:2012 | GUD100W/NhB-S / GUD100PH/B-S | GUD100W/NhB-S / GUD100PHS/B-S | N/A | GREE | N/A | Ducted | Single Split System | - | Air | Air | China | 2.95 | N/A | 9.5 | N/A | N/A | N/A | N/A | N/A | 3.5 | 12 | Enthalpy Test Room | 3.2655 | 3.4499 | N/A | - | N/A | N/A | N/A | N/A | N/A | N/A | N/A | N/A | N/A | N/A | N/A | N/A | N/A | N/A | N/A | N/A | N/A | Single | R32 | Australia,Fiji,New Zealand | 128982 | 2025-05-18 |  | Approved | Reverse Cycle | N/A | Yes | Class 10 | Yes | N/A | N/A | Yes | Yes | Yes | N/A | N/A | Available | N/A | N/A |  |  | N/A |  |  | AAC4841 | Yes | Variable output compressor | Inverter | No | - | 9500 | 2.95 | - | 1050 | 4500 | Yes | 550 | 2450 | - | 2696.3 | 10231.5 | No | 959.7 | 4846.5 | - | 450 | 2700 | 12000 | 3.5 | 1250 | 5800 | Yes | 550 | 2550 | No | - | - | - | 2800 | 7100 | No | - | - | - | - | - | - | - | - | No | - | - | No | - | - | - | 70.6 | 4.499 | 4.349 | 4.512 | 6.116 | 5.52 | 4.903 | 584 | 912 | 2749 | 1128 | 1475 | 3630 | 2.5 | 2.5 | 3 | 2.663 | 3.064 | 4.334 | 3.213 | 3.702 | 4.516 | 5894 | 2138 | 242 | 1655 | 820 | 148 | 1 | 1.5 | 2.5 | No | - | - | - | - | N/A | N/A | N/A | 4 | 3.2056 | 3.4154
[SEER Non Multi-Split <=65kW] GEMS (Air Conditioners up to 65kW) Determination 2019 | MEPS 2019 | AS/NZS 3823.1.2:2012 | GUD100W/NhB-S / GUD100PHS/B1-S | GUD100W/NhB-S / GUD100PHS/B1-S | N/A | GREE | N/A | Ducted | Single Split System | - | Air | Air | China | 3.05 | N/A | 10 | N/A | N/A | N/A | N/A | N/A | 3.6 | 12 | Enthalpy Test Room | 3.2894 | 3.3917 | N/A | - | N/A | N/A | N/A | N/A | N/A | N/A | N/A | N/A | N/A | N/A | N/A | N/A | N/A | N/A | N/A | N/A | N/A | Single | R32 | Australia,Fiji,New Zealand | 135176 | 2026-01-13 |  | Approved | Reverse Cycle | N/A | Yes | Class 11 | Yes | N/A | N/A | N/A | N/A | N/A | N/A | N/A | Available | N/A | N/A |  |  | N/A |  |  | AAC5638 | Yes | Variable output compressor | Inverter | No | - | 10000 | 3.05 | - | 1150 | 4800 | Yes | 550 | 2500 | - | 2787.7 | 10770 | No | 1051.1 | 5169.6 | - | 450 | 2750 | 12000 | 3.6 | 1250 | 5800 | Yes | 550 | 2550 | No | - | - | - | 2850 | 7100 | No | - | - | - | - | - | - | - | - | No | - | - | No | - | - | - | 70.6 | 4.491 | 4.361 | 4.508 | 6.115 | 5.53 | 4.889 | 616 | 958 | 2897 | 1188 | 1550 | 3832 | 2.5 | 2.5 | 3 | 2.64 | 3.04 | 4.326 | 3.194 | 3.686 | 4.511 | 5944 | 2154 | 243 | 1665 | 823 | 148 | 1 | 1.5 | 2.5 | No | - | - | - | - | N/A | N/A | N/A | 4 | 3.2642 | 3.3209
[SEER Non Multi-Split <=65kW] GEMS (Air Conditioners up to 65kW) Determination 2019 | MEPS 2019 | AS/NZS 3823.1.2:2012 | GUD100W/NhB-S / GUD100PHS/B-S | GUD100W/NhB-S / GUD100PHS/B-S | N/A | GREE | N/A | Ducted | Single Split System | - | Air | Air | China | 2.95 | N/A | 9.5 | N/A | N/A | N/A | N/A | N/A | 3.5 | 12 | Enthalpy Test Room | 3.2655 | 3.4499 | N/A | - | N/A | N/A | N/A | N/A | N/A | N/A | N/A | N/A | N/A | N/A | N/A | N/A | N/A | N/A | N/A | N/A | N/A | Single | R32 | Australia,Fiji,New Zealand | 128982 | 2025-05-18 |  | Approved | Reverse Cycle | N/A | Yes | Class 10 | Yes | N/A | N/A | Yes | Yes | Yes | N/A | N/A | Available | N/A | N/A |  |  | N/A |  |  | AAC4841 | Yes | Variable output compressor | Inverter | No | - | 9500 | 2.95 | - | 1050 | 4500 | Yes | 550 | 2450 | - | 2696.3 | 10231.5 | No | 959.7 | 4846.5 | - | 450 | 2700 | 12000 | 3.5 | 1250 | 5800 | Yes | 550 | 2550 | No | - | - | - | 2800 | 7100 | No | - | - | - | - | - | - | - | - | No | - | - | No | - | - | - | 70.6 | 4.499 | 4.349 | 4.512 | 6.116 | 5.52 | 4.903 | 584 | 912 | 2749 | 1128 | 1475 | 3630 | 2.5 | 2.5 | 3 | 2.663 | 3.064 | 4.334 | 3.213 | 3.702 | 4.516 | 5894 | 2138 | 242 | 1655 | 820 | 148 | 1 | 1.5 | 2.5 | No | - | - | - | - | N/A | N/A | N/A | 4 | 3.2056 | 3.4154
[SEER Non Multi-Split <=65kW] GEMS (Air Conditioners up to 65kW) Determination 2019 | MEPS 2019 | AS/NZS 3823.1.1:2012 | GUD100W/NhB-S / GUD100T/B-S |  | N/A | GREE | N/A | Non Ducted | Single Split System | Cassette | Air | Air | China | 3.04 | N/A | 10.1 | N/A | N/A | N/A | N/A | N/A | 3.4 | 12 | Enthalpy Test Room | 3.3399 | 3.561 | N/A | - | N/A | N/A | N/A | N/A | N/A | N/A | N/A | N/A | N/A | N/A | N/A | N/A | N/A | N/A | N/A | N/A | N/A | Single | R32 | Australia,Fiji,New Zealand | 128984 | 2025-05-18 |  | Approved | Reverse Cycle | N/A | Yes | Class 11 | Yes | N/A | N/A | Yes | Yes | Yes | N/A | N/A | Available | N/A | N/A |  |  | N/A |  |  | AAC4842 | Yes | Variable output compressor | Inverter | No | - | 10100 | 3.04 | - | 1000 | 4650 | Yes | 600 | 2890 | - | 2778.56 | 10877.7 | No | 914 | 5008.05 | - | 480 | 3000 | 12000 | 3.4 | 1150 | 5600 | Yes | 520 | 2600 | No | - | - | - | 2850 | 7400 | No | - | - | - | - | - | - | - | - | No | - | - | No | - | - | 59.2 | 70.6 | 4.712 | 4.538 | 4.737 | 6.411 | 5.768 | 5.157 | 591 | 927 | 2783 | 1143 | 1499 | 3667 | 3 | 3 | 3 | 2.823 | 3.287 | 4.642 | 3.414 | 3.964 | 4.839 | 5562 | 1995 | 229 | 1559 | 768 | 140 | 1 | 1.5 | 3 | No | - | - | - | - | N/A | N/A | N/A | 4.8 | 3.3047 | 3.5127
[SEER Non Multi-Split <=65kW] GEMS (Air Conditioners up to 65kW) Determination 2019 | MEPS 2019 | AS/NZS 3823.1.1:2012 | GUD100W/NhB-S / GUD100ZD/B-S |  | N/A | GREE | N/A | Non Ducted | Single Split System | Floor/Ceiling | Air | Air | China | 3 | N/A | 10.1 | N/A | N/A | N/A | N/A | N/A | 3.5 | 12 | Calorimeter Room | 3.4097 | 3.4213 | N/A | - | N/A | N/A | N/A | N/A | N/A | N/A | N/A | N/A | N/A | N/A | N/A | N/A | N/A | N/A | N/A | N/A | N/A | Single | R32 | Australia,Fiji,New Zealand | 128985 | 2025-05-18 |  | Approved | Reverse Cycle | N/A | Yes | Class 11 | Yes | N/A | N/A | Yes | Yes | Yes | N/A | N/A | Available | N/A | N/A |  |  | N/A |  |  | AAC4840 | Yes | Variable output compressor | Inverter | No | - | 10100 | 3 | - | 1100 | 4550 | Yes | 680 | 2750 | - | 2742 | 10877.7 | No | 1005.4 | 4900.35 | - | 520 | 3150 | 12000 | 3.5 | 1190 | 5700 | Yes | 510 | 2520 | No | - | - | - | 2780 | 7150 | No | - | - | - | - | - | - | - | - | No | - | - | No | - | - | 62.1 | 70.6 | 4.512 | 4.406 | 4.544 | 6.492 | 5.755 | 4.962 | 619 | 957 | 2903 | 1129 | 1504 | 3813 | 3 | 2.5 | 3 | 2.723 | 3.155 | 4.537 | 3.317 | 3.86 | 4.756 | 5764 | 2077 | 232 | 1604 | 787 | 141 | 1 | 1.5 | 3 | No | - | - | - | - | N/A | N/A | N/A | 4.2 | 3.3508 | 3.4147
[SEER Non Multi-Split <=65kW] GEMS (Air Conditioners up to 65kW) Determination 2019 | MEPS 2019 | AS/NZS 3823.1.2:2012 | GUD100W1/NhC-S / GUD100PHS1/C-S |  | N/A | GREE | N/A | Ducted | Single Split System | - | Air | Air | China | 2.7 | N/A | 10 | N/A | N/A | N/A | N/A | N/A | 3 | 12 | Enthalpy Test Room | 3.6606 | 3.9209 | N/A | - | N/A | N/A | N/A | N/A | N/A | N/A | N/A | N/A | N/A | N/A | N/A | N/A | N/A | N/A | N/A | N/A | N/A | Single | R32 | Australia,Fiji,New Zealand | 159281 | 2029-01-31 |  | Approved | Reverse Cycle | N/A | Yes | Class 11 | Yes | N/A | N/A | N/A | N/A | N/A | N/A | N/A | Available | N/A | N/A |  |  | N/A |  |  | AAC8035 | Yes | Variable output compressor | Inverter | No | - | 10000 | 2.7 | - | 1100 | 5000 | Yes | 760 | 2800 | - | 2467.8 | 10770 | No | 1005.4 | 5385 | - | 395 | 2340 | 12000 | 3 | 1200 | 6000 | Yes | 790 | 3750 | Yes | 3400 | 9700 | No | - | - | No | - | - | - | - | - | No | - | - | No | - | - | No | - | - | - | 71.9 | 5.558 | 5.496 | 5.635 | 4.719 | 13.484 | 6.414 | 496 | 758 | 2316 | 1542 | 631 | 2919 | 4 | 3.5 | 4 | 3.561 | 4.15 | 4.693 | 3.856 | 4.325 | 4.651 | 4410 | 1581 | 225 | 1380 | 703 | 144 | 2 | 2.5 | 3 | No | - | - | - | - | N/A | N/A | N/A | 4 | 3.6853 | 3.9821
[SEER Non Multi-Split <=65kW] GEMS (Air Conditioners up to 65kW) Determination 2019 | MEPS 2019 | AS/NZS 3823.1.1:2012 | GUD100W1/NhC-S / GUD100T1/C-S |  | N/A | GREE | N/A | Non Ducted | Single Split System | Cassette | Air | Air | China | 2.9 | N/A | 10 | N/A | N/A | N/A | N/A | N/A | 3.45 | 12 | Enthalpy Test Room | 3.4208 | 3.4146 | N/A | - | N/A | N/A | N/A | N/A | N/A | N/A | N/A | N/A | N/A | N/A | N/A | N/A | N/A | N/A | N/A | N/A | N/A | Single | R32 | Australia,Fiji,New Zealand | 155491 | 2028-08-12 |  | Approved | Reverse Cycle | N/A | Yes | Class 11 | Yes | N/A | N/A | N/A | N/A | N/A | N/A | N/A | Available | N/A | N/A |  |  | N/A |  |  | AAC7698 | Yes | Variable output compressor | Inverter | No | - | 10000 | 2.9 | - | 1020 | 5000 | Yes | 530 | 2100 | - | 2650.6 | 10770 | No | 932.28 | 5385 | - | 290 | 1950 | 12000 | 3.45 | 1150 | 6000 | Yes | 535 | 2850 | Yes | 3600 | 9600 | No | - | - | No | - | - | - | - | - | No | - | - | No | - | - | No | - | - | 65.1 | 72 | 5.651 | 5.462 | 5.555 | 19.85 | 12.339 | 6.975 | 490 | 764 | 2351 | 362 | 691 | 2685 | 4 | 3.5 | 4 | 3.502 | 4.18 | 5.149 | 3.998 | 4.641 | 5.214 | 4482 | 1568 | 204 | 1330 | 654 | 127 | 2 | 2.5 | 3.5 | No | - | - | - | - | N/A | N/A | N/A | 3.3 | 3.4351 | 3.4671
[SEER Non Multi-Split <=65kW] GEMS (Air Conditioners up to 65kW) Determination 2019 | MEPS 2019 | AS/NZS 3823.1.1:2012 | GUD100W1/NhC-S / GUD100T1/C-S |  | N/A | GREE | N/A | Non Ducted | Single Split System | Cassette | Air | Air | China | 2.9 | N/A | 10 | N/A | N/A | N/A | N/A | N/A | 3.45 | 12 | Enthalpy Test Room | 3.4208 | 3.4146 | N/A | - | N/A | N/A | N/A | N/A | N/A | N/A | N/A | N/A | N/A | N/A | N/A | N/A | N/A | N/A | N/A | N/A | N/A | Single | R32 | Australia,Fiji,New Zealand | 159280 | 2029-01-31 |  | Approved | Reverse Cycle | N/A | Yes | Class 11 | Yes | N/A | N/A | N/A | N/A | N/A | N/A | N/A | Available | N/A | N/A |  |  | N/A |  |  | AAC8034 | Yes | Variable output compressor | Inverter | No | - | 10000 | 2.9 | - | 1020 | 5000 | Yes | 515 | 2000 | - | 2650.6 | 10770 | No | 932.28 | 5385 | - | 340 | 2100 | 12000 | 3.45 | 1150 | 6000 | Yes | 535 | 2850 | Yes | 3600 | 9600 | No | - | - | No | - | - | - | - | - | No | - | - | No | - | - | No | - | - | 65.1 | 72 | 5.236 | 5.026 | 5.176 | 9.9 | 7.426 | 5.922 | 529 | 832 | 2524 | 732 | 1153 | 3164 | 3.5 | 3.5 | 3.5 | 3.502 | 4.18 | 5.149 | 3.998 | 4.641 | 5.214 | 4482 | 1568 | 204 | 1330 | 654 | 127 | 2 | 2.5 | 3.5 | No | - | - | - | - | N/A | N/A | N/A | 3.3 | 3.4351 | 3.4671
[SEER Non Multi-Split <=65kW] GEMS (Air Conditioners up to 65kW) Determination 2019 | MEPS 2019 | AS/NZS 3823.1.1:2012 | GUD100W1/NhC-S / GUD100T1/C-S |  | N/A | GREE | N/A | Non Ducted | Single Split System | Cassette | Air | Air | China | 2.9 | N/A | 10 | N/A | N/A | N/A | N/A | N/A | 3.45 | 12 | Enthalpy Test Room | 3.4208 | 3.4146 | N/A | - | N/A | N/A | N/A | N/A | N/A | N/A | N/A | N/A | N/A | N/A | N/A | N/A | N/A | N/A | N/A | N/A | N/A | Single | R32 | Australia,Fiji,New Zealand | 160237 | 2029-03-25 |  | Approved | Reverse Cycle | N/A | Yes | Class 11 | Yes | N/A | N/A | N/A | N/A | N/A | N/A | N/A | Available | N/A | N/A |  |  | N/A |  |  | AAC8138 | Yes | Variable output compressor | Inverter | No | - | 10000 | 2.9 | - | 1070 | 5000 | Yes | 535 | 2100 | - | 2650.6 | 10770 | No | 977.98 | 5385 | - | 285 | 2000 | 12000 | 3.45 | 1150 | 6000 | Yes | 535 | 2850 | Yes | 3600 | 9600 | No | - | - | No | - | - | - | - | - | No | - | - | No | - | - | No | - | - | 65.1 | 72 | 5.602 | 5.461 | 5.53 | 6.021 | 11.667 | 6.598 | 494 | 765 | 2362 | 1208 | 732 | 2839 | 4 | 3.5 | 4 | 3.502 | 4.18 | 5.149 | 3.998 | 4.641 | 5.214 | 4482 | 1568 | 204 | 1330 | 654 | 127 | 2 | 2.5 | 3.5 | No | - | - | - | - | N/A | N/A | N/A | 3.3 | 3.4351 | 3.4671
[SEER Non Multi-Split <=65kW] GEMS (Air Conditioners up to 65kW) Determination 2019 | MEPS 2019 | AS/NZS 3823.1.2:2012 | GUD125W/NhB-S / GUD125PH/B-S | GUD125W/NhB-S / GUD125PHS/B-S | N/A | GREE | N/A | Ducted | Single Split System | - | Air | Air | China | 3.65 | N/A | 12.5 | N/A | N/A | N/A | N/A | N/A | 3.9 | 14 | Enthalpy Test Room | 3.4169 | 3.6007 | N/A | - | N/A | N/A | N/A | N/A | N/A | N/A | N/A | N/A | N/A | N/A | N/A | N/A | N/A | N/A | N/A | N/A | N/A | Single | R32 | Australia,Fiji,New Zealand | 129263 | 2025-05-29 |  | Approved | Reverse Cycle | N/A | Yes | Class 11 | Yes | N/A | N/A | Yes | Yes | Yes | N/A | N/A | Available | N/A | N/A |  |  | N/A |  |  | AAC4864 | Yes | Variable output compressor | Inverter | No | - | 12500 | 3.65 | - | 1300 | 6300 | Yes | 650 | 3450 | - | 3336.1 | 13462.5 | No | 1188.2 | 6785.1 | - | 520 | 3740 | 14000 | 3.9 | 1420 | 6400 | Yes | 720 | 3630 | No | - | - | - | 3700 | 10650 | No | - | - | - | - | - | - | - | - | No | - | - | No | - | - | - | 69.1 | 5.096 | 4.888 | 5.063 | 7.159 | 6.372 | 5.537 | 678 | 1068 | 3224 | 1268 | 1681 | 4229 | 3.5 | 3 | 3.5 | 3.275 | 3.783 | 4.641 | 3.732 | 4.266 | 4.754 | 5593 | 2022 | 265 | 1663 | 831 | 164 | 1.5 | 2 | 3 | No | - | - | - | - | N/A | N/A | N/A | 4.6 | 3.4101 | 3.5755
[SEER Non Multi-Split <=65kW] GEMS (Air Conditioners up to 65kW) Determination 2019 | MEPS 2019 | AS/NZS 3823.1.2:2012 | GUD125W/NhB-S / GUD125PH/B-S | GUD125W/NhB-S / GUD125PHS/B-S | N/A | GREE | N/A | Ducted | Single Split System | - | Air | Air | China | 3.75 | N/A | 12.5 | N/A | N/A | N/A | N/A | N/A | 4 | 14 | Enthalpy Test Room | 3.2777 | 3.6007 | N/A | - | N/A | N/A | N/A | N/A | N/A | N/A | N/A | N/A | N/A | N/A | N/A | N/A | N/A | N/A | N/A | N/A | N/A | Single | R32 | Australia,Fiji,New Zealand | 130443 | 2025-07-13 |  | Approved | Reverse Cycle | N/A | Yes | Class 11 | Yes | N/A | N/A | N/A | N/A | N/A | N/A | N/A | Available | N/A | N/A |  |  | N/A |  |  | AAC5008 | Yes | Variable output compressor | Inverter | No | - | 12500 | 3.75 | - | 1300 | 5900 | Yes | 660 | 3350 | - | 3427.5 | 13462.5 | No | 1188.2 | 6354.3 | - | 530 | 3650 | 14000 | 4 | 1450 | 6400 | Yes | 720 | 3630 | No | - | - | - | 3800 | 10650 | No | - | - | - | - | - | - | - | - | No | - | - | No | - | - | - | 69.8 | 4.797 | 4.627 | 4.776 | 6.685 | 5.992 | 5.209 | 721 | 1129 | 3418 | 1358 | 1788 | 4496 | 3 | 3 | 3 | 3.217 | 3.715 | 4.591 | 3.684 | 4.22 | 4.719 | 5693 | 2059 | 267 | 1685 | 840 | 165 | 1.5 | 2 | 3 | No | - | - | - | - | N/A | N/A | N/A | 4.6 | 3.3196 | 3.4864
[SEER Non Multi-Split <=65kW] GEMS (Air Conditioners up to 65kW) Determination 2019 | MEPS 2019 | AS/NZS 3823.1.2:2012 | GUD125W/NhB-S / GUD125PHS/B-S | GUD125W/NhB-S / GUD125PHS/B-S | N/A | GREE | N/A | Ducted | Single Split System | - | Air | Air | China | 3.65 | N/A | 12.5 | N/A | N/A | N/A | N/A | N/A | 3.9 | 14 | Enthalpy Test Room | 3.4169 | 3.6007 | N/A | - | N/A | N/A | N/A | N/A | N/A | N/A | N/A | N/A | N/A | N/A | N/A | N/A | N/A | N/A | N/A | N/A | N/A | Single | R32 | Australia,Fiji,New Zealand | 129263 | 2025-05-29 |  | Approved | Reverse Cycle | N/A | Yes | Class 11 | Yes | N/A | N/A | Yes | Yes | Yes | N/A | N/A | Available | N/A | N/A |  |  | N/A |  |  | AAC4864 | Yes | Variable output compressor | Inverter | No | - | 12500 | 3.65 | - | 1300 | 6300 | Yes | 650 | 3450 | - | 3336.1 | 13462.5 | No | 1188.2 | 6785.1 | - | 520 | 3740 | 14000 | 3.9 | 1420 | 6400 | Yes | 720 | 3630 | No | - | - | - | 3700 | 10650 | No | - | - | - | - | - | - | - | - | No | - | - | No | - | - | - | 69.1 | 5.096 | 4.888 | 5.063 | 7.159 | 6.372 | 5.537 | 678 | 1068 | 3224 | 1268 | 1681 | 4229 | 3.5 | 3 | 3.5 | 3.275 | 3.783 | 4.641 | 3.732 | 4.266 | 4.754 | 5593 | 2022 | 265 | 1663 | 831 | 164 | 1.5 | 2 | 3 | No | - | - | - | - | N/A | N/A | N/A | 4.6 | 3.4101 | 3.5755
[SEER Non Multi-Split <=65kW] GEMS (Air Conditioners up to 65kW) Determination 2019 | MEPS 2019 | AS/NZS 3823.1.2:2012 | GUD125W/NhB-S / GUD125PHS/B-S | GUD125W/NhB-S / GUD125PHS/B-S | N/A | GREE | N/A | Ducted | Single Split System | - | Air | Air | China | 3.75 | N/A | 12.5 | N/A | N/A | N/A | N/A | N/A | 4 | 14 | Enthalpy Test Room | 3.2777 | 3.6007 | N/A | - | N/A | N/A | N/A | N/A | N/A | N/A | N/A | N/A | N/A | N/A | N/A | N/A | N/A | N/A | N/A | N/A | N/A | Single | R32 | Australia,Fiji,New Zealand | 130443 | 2025-07-13 |  | Approved | Reverse Cycle | N/A | Yes | Class 11 | Yes | N/A | N/A | N/A | N/A | N/A | N/A | N/A | Available | N/A | N/A |  |  | N/A |  |  | AAC5008 | Yes | Variable output compressor | Inverter | No | - | 12500 | 3.75 | - | 1300 | 5900 | Yes | 660 | 3350 | - | 3427.5 | 13462.5 | No | 1188.2 | 6354.3 | - | 530 | 3650 | 14000 | 4 | 1450 | 6400 | Yes | 720 | 3630 | No | - | - | - | 3800 | 10650 | No | - | - | - | - | - | - | - | - | No | - | - | No | - | - | - | 69.8 | 4.797 | 4.627 | 4.776 | 6.685 | 5.992 | 5.209 | 721 | 1129 | 3418 | 1358 | 1788 | 4496 | 3 | 3 | 3 | 3.217 | 3.715 | 4.591 | 3.684 | 4.22 | 4.719 | 5693 | 2059 | 267 | 1685 | 840 | 165 | 1.5 | 2 | 3 | No | - | - | - | - | N/A | N/A | N/A | 4.6 | 3.3196 | 3.4864
[SEER Non Multi-Split <=65kW] GEMS (Air Conditioners up to 65kW) Determination 2019 | MEPS 2019 | AS/NZS 3823.1.1:2012 | GUD125W/NhB-S / GUD125T/B-S |  | N/A | GREE | N/A | Non Ducted | Single Split System | Cassette | Air | Air | China | 3.85 | N/A | 12.5 | N/A | N/A | N/A | N/A | N/A | 4.2 | 13.5 | Enthalpy Test Room | 3.363 | 3.2458 | N/A | - | N/A | N/A | N/A | N/A | N/A | N/A | N/A | N/A | N/A | N/A | N/A | N/A | N/A | N/A | N/A | N/A | N/A | Single | R32 | Australia,Fiji,New Zealand | 129265 | 2025-06-04 |  | Approved | Reverse Cycle | N/A | Yes | Class 11 | Yes | N/A | N/A | Yes | Yes | Yes | N/A | N/A | Available | N/A | N/A |  |  | N/A |  |  | AAC4874 | Yes | Variable output compressor | Inverter | No | - | 12500 | 3.85 | - | 1350 | 6300 | Yes | 630 | 3250 | - | 3518.9 | 13462.5 | No | 1233.9 | 6785.1 | - | 500 | 3600 | 13500 | 4.2 | 1320 | 6710 | Yes | 710 | 3950 | No | - | - | - | 3800 | 9880 | No | - | - | - | - | - | - | - | - | No | - | - | No | - | - | 65.7 | 69.1 | 4.923 | 4.717 | 4.873 | 7.06 | 6.245 | 5.348 | 702 | 1107 | 3349 | 1285 | 1715 | 4378 | 3 | 3 | 3 | 3.237 | 3.864 | 5.133 | 3.823 | 4.482 | 5.251 | 5456 | 1910 | 233 | 1567 | 764 | 145 | 1.5 | 2 | 3.5 | No | - | - | - | - | N/A | N/A | N/A | 4.8 | 3.2331 | 3.2019
[SEER Non Multi-Split <=65kW] GEMS (Air Conditioners up to 65kW) Determination 2019 | MEPS 2019 | AS/NZS 3823.1.1:2012 | GUD125W/NhB-S / GUD125T/B-S |  | N/A | GREE | N/A | Non Ducted | Single Split System | Cassette | Air | Air | China | 3.85 | N/A | 12.5 | N/A | N/A | N/A | N/A | N/A | 4.2 | 13.5 | Enthalpy Test Room | 3.3339 | 3.2458 | N/A | - | N/A | N/A | N/A | N/A | N/A | N/A | N/A | N/A | N/A | N/A | N/A | N/A | N/A | N/A | N/A | N/A | N/A | Single | R32 | Australia,Fiji,New Zealand | 130444 | 2025-07-13 |  | Approved | Reverse Cycle | N/A | Yes | Class 11 | Yes | N/A | N/A | N/A | N/A | N/A | N/A | N/A | Available | N/A | N/A |  |  | N/A |  |  | AAC5005 | Yes | Variable output compressor | Inverter | No | - | 12500 | 3.85 | - | 1350 | 6150 | Yes | 630 | 3250 | - | 3518.9 | 13462.5 | No | 1233.9 | 6623.55 | - | 500 | 3400 | 13500 | 4.2 | 1380 | 6500 | Yes | 730 | 3800 | No | - | - | - | 3950 | 9880 | No | - | - | - | - | - | - | - | - | No | - | - | No | - | - | 65.7 | 69.1 | 4.778 | 4.59 | 4.746 | 6.679 | 5.955 | 5.183 | 724 | 1138 | 3440 | 1359 | 1799 | 4518 | 3 | 3 | 3 | 3.092 | 3.642 | 4.778 | 3.635 | 4.22 | 4.902 | 5711 | 2026 | 249 | 1647 | 811 | 154 | 1.5 | 2 | 3 | No | - | - | - | - | N/A | N/A | N/A | 4.8 | 3.2331 | 3.2019
[SEER Non Multi-Split <=65kW] GEMS (Air Conditioners up to 65kW) Determination 2019 | MEPS 2019 | AS/NZS 3823.1.1:2012 | GUD125W/NhB-S / GUD125ZD/B-S |  | N/A | GREE | N/A | Non Ducted | Single Split System | Floor/Ceiling | Air | Air | China | 3.75 | N/A | 12 | N/A | N/A | N/A | N/A | N/A | 4.2 | 14 | Calorimeter Room | 3.1544 | 3.3411 | N/A | - | N/A | N/A | N/A | N/A | N/A | N/A | N/A | N/A | N/A | N/A | N/A | N/A | N/A | N/A | N/A | N/A | N/A | Single | R32 | Australia,Fiji,New Zealand | 131604 | 2025-09-14 |  | Approved | Reverse Cycle | N/A | Yes | Class 11 | Yes | N/A | N/A | N/A | N/A | N/A | N/A | N/A | Available | N/A | N/A |  |  | N/A |  |  | AAC5289 | Yes | Variable output compressor | Inverter | No | - | 12000 | 3.75 | - | 1350 | 5900 | Yes | 640 | 3200 | - | 3427.5 | 12924 | No | 1233.9 | 6354.3 | - | 510 | 3400 | 14000 | 4.2 | 1530 | 6850 | Yes | 760 | 3950 | No | - | - | - | 4000 | 10450 | No | - | - | - | - | - | - | - | - | No | - | - | No | - | - | 64.3 | 68.6 | 4.675 | 4.499 | 4.629 | 6.519 | 5.82 | 5.047 | 712 | 1116 | 3388 | 1339 | 1769 | 4456 | 3 | 2.5 | 3 | 3.143 | 3.669 | 4.707 | 3.663 | 4.231 | 4.841 | 5826 | 2082 | 259 | 1693 | 836 | 159 | 1.5 | 2 | 3 | No | - | - | - | - | N/A | N/A | N/A | 3.8 | 3.1891 | 3.3232
[SEER Non Multi-Split <=65kW] GEMS (Air Conditioners up to 65kW) Determination 2019 | MEPS 2019 | AS/NZS 3823.1.2:2012 | GUD125W1/NhC-S / GUD125PHS1/C-S |  | N/A | GREE | N/A | Ducted | Single Split System | - | Air | Air | China | 3.68 | N/A | 12.5 | N/A | N/A | N/A | N/A | N/A | 3.68 | 14 | Enthalpy Test Room | 3.3659 | 3.7389 | N/A | - | N/A | N/A | N/A | N/A | N/A | N/A | N/A | N/A | N/A | N/A | N/A | N/A | N/A | N/A | N/A | N/A | N/A | Single | R32 | Australia,Fiji,New Zealand | 159279 | 2029-01-31 |  | Approved | Reverse Cycle | N/A | Yes | Class 11 | Yes | N/A | N/A | N/A | N/A | N/A | N/A | N/A | Available | N/A | N/A |  |  | N/A |  |  | AAC8033 | Yes | Variable output compressor | Inverter | No | - | 12500 | 3.68 | - | 1250 | 6250 | Yes | 715 | 2500 | - | 3363.52 | 13462.5 | No | 1142.5 | 6731.25 | - | 390 | 2600 | 14000 | 3.68 | 1250 | 7000 | Yes | 620 | 3200 | Yes | 3600 | 10300 | No | - | - | No | - | - | - | - | - | No | - | - | No | - | - | No | - | - | - | 72.4 | 5.613 | 5.409 | 5.537 | 9.042 | 17.407 | 12.433 | 614 | 962 | 2946 | 1001 | 608 | 1877 | 4 | 3.5 | 4 | 3.513 | 4.275 | 5.253 | 3.863 | 4.67 | 5.238 | 5215 | 1792 | 236 | 1609 | 761 | 151 | 2 | 2.5 | 3.5 | No | - | - | - | - | N/A | N/A | N/A | 5.1 | 3.3809 | 3.7866
[SEER Non Multi-Split <=65kW] GEMS (Air Conditioners up to 65kW) Determination 2019 | MEPS 2019 | AS/NZS 3823.1.1:2012 | GUD125W1/NhC-S / GUD125T1/C-S |  | N/A | GREE | N/A | Non Ducted | Single Split System | Cassette | Air | Air | China | 3.85 | N/A | 12.5 | N/A | N/A | N/A | N/A | N/A | 4.2 | 14 | Enthalpy Test Room | 3.2018 | 3.3137 | N/A | - | N/A | N/A | N/A | N/A | N/A | N/A | N/A | N/A | N/A | N/A | N/A | N/A | N/A | N/A | N/A | N/A | N/A | Single | R32 | Australia,Fiji,New Zealand | 155153 | 2028-06-28 |  | Approved | Reverse Cycle | N/A | Yes | Class 11 | Yes | N/A | N/A | N/A | N/A | N/A | N/A | N/A | Available | N/A | N/A |  |  | N/A |  |  | AAC7601 | Yes | Variable output compressor | Inverter | No | - | 12500 | 3.85 | - | 1300 | 6250 | Yes | 780 | 3300 | - | 3518.9 | 13462.5 | No | 1188.2 | 6731.25 | - | 430 | 2550 | 14000 | 4.2 | 1400 | 7000 | Yes | 580 | 3400 | Yes | 4200 | 11400 | No | - | - | No | - | - | - | - | - | No | - | - | No | - | - | No | - | - | 64.9 | 72.4 | 5.349 | 5.138 | 5.276 | 11.493 | 14.31 | 5.041 | 645 | 1015 | 3093 | 786 | 743 | 4646 | 3.5 | 3.5 | 3.5 | 3.502 | 4.157 | 5.306 | 4.09 | 4.805 | 5.483 | 5230 | 1841 | 233 | 1519 | 739 | 144 | 2 | 2.5 | 3.5 | No | - | - | - | - | N/A | N/A | N/A | 4.8 | 3.2331 | 3.3205
[SEER Non Multi-Split <=65kW] GEMS (Air Conditioners up to 65kW) Determination 2019 | MEPS 2019 | AS/NZS 3823.1.1:2012 | GUD125W1/NhC-S / GUD125T1/C-S |  | N/A | GREE | N/A | Non Ducted | Single Split System | Cassette | Air | Air | China | 3.85 | N/A | 12.5 | N/A | N/A | N/A | N/A | N/A | 4.2 | 14 | Enthalpy Test Room | 3.2018 | 3.3137 | N/A | - | N/A | N/A | N/A | N/A | N/A | N/A | N/A | N/A | N/A | N/A | N/A | N/A | N/A | N/A | N/A | N/A | N/A | Single | R32 | Australia,Fiji,New Zealand | 159265 | 2029-01-31 |  | Approved | Reverse Cycle | N/A | Yes | Class 11 | Yes | N/A | N/A | N/A | N/A | N/A | N/A | N/A | Available | N/A | N/A |  |  | N/A |  |  | AAC8032 | Yes | Variable output compressor | Inverter | No | - | 12500 | 3.85 | - | 1300 | 6250 | Yes | 760 | 3300 | - | 3518.9 | 13462.5 | No | 1188.2 | 6731.25 | - | 430 | 2600 | 14000 | 4.2 | 1400 | 7000 | Yes | 580 | 3400 | Yes | 4200 | 11400 | No | - | - | No | - | - | - | - | - | No | - | - | No | - | - | No | - | - | 64.9 | 72.4 | 5.248 | 5.034 | 5.172 | 7.439 | 29.821 | 7.551 | 658 | 1036 | 3155 | 1219 | 351 | 3098 | 3.5 | 3.5 | 3.5 | 3.502 | 4.157 | 5.306 | 4.09 | 4.805 | 5.483 | 5230 | 1841 | 233 | 1519 | 739 | 144 | 2 | 2.5 | 3.5 | No | - | - | - | - | N/A | N/A | N/A | 4.8 | 3.2331 | 3.3205
[SEER Non Multi-Split <=65kW] GEMS (Air Conditioners up to 65kW) Determination 2019 | MEPS 2019 | AS/NZS 3823.1.2:2012 | GUD140W/NhB-S / GUD140PH/B-S | GUD140W/NhB-S / GUD140PHS/B-S | N/A | GREE | N/A | Ducted | Single Split System | - | Air | Air | China | 4.3 | N/A | 13.8 | N/A | N/A | N/A | N/A | N/A | 4.35 | 16 | Enthalpy Test Room | 3.192 | 3.6887 | N/A | - | N/A | N/A | N/A | N/A | N/A | N/A | N/A | N/A | N/A | N/A | N/A | N/A | N/A | N/A | N/A | N/A | N/A | Single | R32 | Australia,Fiji,New Zealand | 129205 | 2025-05-26 |  | Approved | Reverse Cycle | N/A | Yes | Class 11 | Yes | N/A | N/A | Yes | Yes | Yes | N/A | N/A | Available | N/A | N/A |  |  | N/A |  |  | AAC4861 | Yes | Variable output compressor | Inverter | No | - | 13800 | 4.3 | - | 1500 | 6250 | Yes | 660 | 2900 | - | 3930.2 | 14862.6 | No | 1371 | 6731.25 | - | 530 | 3200 | 16000 | 4.35 | 1450 | 7200 | Yes | 810 | 4250 | No | - | - | - | 4000 | 10500 | No | - | - | - | - | - | - | - | - | No | - | - | No | - | - | - | 70.3 | 4.404 | 4.273 | 4.42 | 6.078 | 5.465 | 4.803 | 866 | 1348 | 4077 | 1649 | 2163 | 5382 | 2.5 | 2.5 | 2.5 | 2.995 | 3.514 | 4.829 | 3.581 | 4.161 | 4.984 | 6989 | 2489 | 293 | 1982 | 975 | 181 | 1 | 2 | 3 | No | - | - | - | - | N/A | N/A | N/A | 6 | 3.1942 | 3.6611
[SEER Non Multi-Split <=65kW] GEMS (Air Conditioners up to 65kW) Determination 2019 | MEPS 2019 | AS/NZS 3823.1.2:2012 | GUD140W/NhB-S / GUD140PHS/B-S | GUD140W/NhB-S / GUD140PHS/B-S | N/A | GREE | N/A | Ducted | Single Split System | - | Air | Air | China | 4.3 | N/A | 13.8 | N/A | N/A | N/A | N/A | N/A | 4.35 | 16 | Enthalpy Test Room | 3.192 | 3.6887 | N/A | - | N/A | N/A | N/A | N/A | N/A | N/A | N/A | N/A | N/A | N/A | N/A | N/A | N/A | N/A | N/A | N/A | N/A | Single | R32 | Australia,Fiji,New Zealand | 129205 | 2025-05-26 |  | Approved | Reverse Cycle | N/A | Yes | Class 11 | Yes | N/A | N/A | Yes | Yes | Yes | N/A | N/A | Available | N/A | N/A |  |  | N/A |  |  | AAC4861 | Yes | Variable output compressor | Inverter | No | - | 13800 | 4.3 | - | 1500 | 6250 | Yes | 660 | 2900 | - | 3930.2 | 14862.6 | No | 1371 | 6731.25 | - | 530 | 3200 | 16000 | 4.35 | 1450 | 7200 | Yes | 810 | 4250 | No | - | - | - | 4000 | 10500 | No | - | - | - | - | - | - | - | - | No | - | - | No | - | - | - | 70.3 | 4.404 | 4.273 | 4.42 | 6.078 | 5.465 | 4.803 | 866 | 1348 | 4077 | 1649 | 2163 | 5382 | 2.5 | 2.5 | 2.5 | 2.995 | 3.514 | 4.829 | 3.581 | 4.161 | 4.984 | 6989 | 2489 | 293 | 1982 | 975 | 181 | 1 | 2 | 3 | No | - | - | - | - | N/A | N/A | N/A | 6 | 3.1942 | 3.6611
[SEER Non Multi-Split <=65kW] GEMS (Air Conditioners up to 65kW) Determination 2019 | MEPS 2019 | AS/NZS 3823.1.1:2012 | GUD140W/NhB-S / GUD140T/B-S |  | N/A | GREE | N/A | Non Ducted | Single Split System | Cassette | Air | Air | China | 4.25 | N/A | 13.6 | N/A | N/A | N/A | N/A | N/A | 4.85 | 16 | Enthalpy Test Room | 3.2083 | 3.2441 | N/A | - | N/A | N/A | N/A | N/A | N/A | N/A | N/A | N/A | N/A | N/A | N/A | N/A | N/A | N/A | N/A | N/A | N/A | Single | R32 | Australia,Fiji,New Zealand | 134596 | 2026-01-06 |  | Approved | Reverse Cycle | N/A | Yes | Class 11 | Yes | N/A | N/A | N/A | N/A | N/A | N/A | N/A | Available | N/A | N/A |  |  | N/A |  |  | AAC5626 | Yes | Variable output compressor | Inverter | No | - | 13600 | 4.25 | - | 1500 | 6800 | Yes | 650 | 3100 | - | 3884.5 | 14647.2 | No | 1371 | 7323.6 | - | 500 | 3400 | 16000 | 4.85 | 1700 | 8000 | Yes | 750 | 3600 | No | - | - | - | 4200 | 10500 | No | - | - | - | - | - | - | - | - | No | - | - | No | - | - | 68.3 | 70.3 | 4.792 | 4.601 | 4.752 | 7.02 | 6.149 | 5.231 | 785 | 1234 | 3737 | 1406 | 1895 | 4870 | 3 | 3 | 3 | 2.879 | 3.37 | 4.557 | 3.414 | 3.942 | 4.685 | 7270 | 2592 | 308 | 2077 | 1027 | 190 | 1 | 1.5 | 3 | No | - | - | - | - | N/A | N/A | N/A | 5.4 | 3.1863 | 3.2866
[SEER Non Multi-Split <=65kW] GEMS (Air Conditioners up to 65kW) Determination 2019 | MEPS 2019 | AS/NZS 3823.1.1:2012 | GUD140W/NhB-S / GUD140ZD/B-S |  | N/A | GREE | N/A | Non Ducted | Single Split System | Floor/Ceiling | Air | Air | China | 4.12 | N/A | 13.2 | N/A | N/A | N/A | N/A | N/A | 4.3 | 16 | Calorimeter Room | 3.1163 | 3.6465 | N/A | - | N/A | N/A | N/A | N/A | N/A | N/A | N/A | N/A | N/A | N/A | N/A | N/A | N/A | N/A | N/A | N/A | N/A | Single | R32 | Australia,Fiji,New Zealand | 132507 | 2025-09-21 |  | Approved | Reverse Cycle | N/A | Yes | Class 11 | Yes | N/A | N/A | N/A | N/A | N/A | N/A | N/A | Available | N/A | N/A |  |  | N/A |  |  | AAC5296 | Yes | Variable output compressor | Inverter | No | - | 13200 | 4.12 | - | 1400 | 6350 | Yes | 610 | 2800 | - | 3765.68 | 14216.4 | No | 1279.6 | 6838.95 | - | 510 | 3350 | 16000 | 4.3 | 1450 | 7200 | Yes | 800 | 4300 | No | - | - | - | 3900 | 9600 | No | - | - | - | - | - | - | - | - | No | - | - | No | - | - | 69.9 | 71.8 | 4.851 | 4.627 | 4.718 | 6.625 | 5.926 | 5.139 | 761 | 1201 | 3664 | 1455 | 1917 | 4819 | 3 | 3 | 3 | 2.719 | 3.145 | 4.712 | 3.37 | 3.944 | 4.977 | 7688 | 2766 | 288 | 2096 | 1018 | 171 | 1 | 1.5 | 3 | No | - | - | - | - | N/A | N/A | N/A | 1.3 | 3.2005 | 3.7171
[SEER Non Multi-Split <=65kW] GEMS (Air Conditioners up to 65kW) Determination 2019 | MEPS 2019 | AS/NZS 3823.1.2:2012 | GUD140W1/NhC-S / GUD140PHS1/C-S |  | N/A | GREE | N/A | Ducted | Single Split System | - | Air | Air | China | 3.92 | N/A | 14 | N/A | N/A | N/A | N/A | N/A | 4.2 | 16 | Enthalpy Test Room | 3.5282 | 3.8682 | N/A | - | N/A | N/A | N/A | N/A | N/A | N/A | N/A | N/A | N/A | N/A | N/A | N/A | N/A | N/A | N/A | N/A | N/A | Single | R32 | Australia,Fiji,New Zealand | 154875 | 2028-07-17 |  | Approved | Reverse Cycle | N/A | Yes | Class 11 | Yes | N/A | N/A | N/A | N/A | N/A | N/A | N/A | Available | N/A | N/A |  |  | N/A |  |  | AAC7632 | Yes | Variable output compressor | Inverter | No | - | 14000 | 3.92 | - | 1460 | 7000 | Yes | 700 | 3200 | - | 3582.88 | 15078 | No | 1334.44 | 7539 | - | 560 | 3600 | 16000 | 4.2 | 1650 | 8000 | Yes | 1060 | 5000 | Yes | 4200 | 12900 | No | - | - | No | - | - | - | - | - | No | - | - | No | - | - | No | - | - | - | 71.1 | 4.808 | 4.693 | 5.003 | 6.852 | 6.149 | 5.487 | 790 | 1227 | 3636 | 1469 | 1936 | 4765 | 3 | 3 | 3.5 | 3.54 | 4.069 | 4.62 | 3.834 | 4.272 | 4.595 | 5929 | 2168 | 322 | 1866 | 964 | 208 | 2 | 2.5 | 3 | No | - | - | - | - | N/A | N/A | N/A | 12.525 | 3.5333 | 3.7715
[SEER Non Multi-Split <=65kW] GEMS (Air Conditioners up to 65kW) Determination 2019 | MEPS 2019 | AS/NZS 3823.1.2:2012 | GUD160W/NhB-S / GUD160PH/B-S | GUD160W/NhB-S / GUD160PHS/B-S | N/A | GREE | N/A | Ducted | Single Split System | - | Air | Air | China | 4.9 | N/A | 16 | N/A | N/A | N/A | N/A | N/A | 5.15 | 18 | Enthalpy Test Room | 3.3364 | 3.5679 | N/A | - | N/A | N/A | N/A | N/A | N/A | N/A | N/A | N/A | N/A | N/A | N/A | N/A | N/A | N/A | N/A | N/A | N/A | Single | R32 | Australia,Fiji,New Zealand | 128949 | 2025-05-18 |  | Approved | Reverse Cycle | N/A | Yes | Class 11 | Yes | N/A | N/A | Yes | Yes | Yes | N/A | N/A | Available | N/A | N/A |  |  | N/A |  |  | AAC4839 | Yes | Variable output compressor | Inverter | No | - | 16000 | 4.9 | - | 1780 | 7836 | Yes | 1400 | 6290 | - | 4478.6 | 17232 | No | 1626.92 | 8439.372 | - | 1160 | 6108 | 18000 | 5.15 | 1800 | 8776 | Yes | 1525 | 7429 | No | - | - | - | 4620 | 12930 | No | - | - | - | - | - | - | - | - | No | - | - | No | - | - | - | 72.1 | 4.512 | 4.321 | 4.506 | 5.572 | 5.114 | 4.835 | 987 | 1554 | 4644 | 2093 | 2688 | 6205 | 3 | 2.5 | 3 | 3.19 | 3.713 | 4.532 | 3.59 | 4.069 | 4.563 | 7378 | 2643 | 343 | 2218 | 1115 | 215 | 1.5 | 2 | 3 | No | - | - | - | - | N/A | N/A | N/A | 3.8 | 3.2568 | 3.4865
[SEER Non Multi-Split <=65kW] GEMS (Air Conditioners up to 65kW) Determination 2019 | MEPS 2019 | AS/NZS 3823.1.2:2012 | GUD160W/NhB-S / GUD160PHS/B-S | GUD160W/NhB-S / GUD160PHS/B-S | N/A | GREE | N/A | Ducted | Single Split System | - | Air | Air | China | 4.9 | N/A | 16 | N/A | N/A | N/A | N/A | N/A | 5.15 | 18 | Enthalpy Test Room | 3.3364 | 3.5679 | N/A | - | N/A | N/A | N/A | N/A | N/A | N/A | N/A | N/A | N/A | N/A | N/A | N/A | N/A | N/A | N/A | N/A | N/A | Single | R32 | Australia,Fiji,New Zealand | 128949 | 2025-05-18 |  | Approved | Reverse Cycle | N/A | Yes | Class 11 | Yes | N/A | N/A | Yes | Yes | Yes | N/A | N/A | Available | N/A | N/A |  |  | N/A |  |  | AAC4839 | Yes | Variable output compressor | Inverter | No | - | 16000 | 4.9 | - | 1780 | 7836 | Yes | 1400 | 6290 | - | 4478.6 | 17232 | No | 1626.92 | 8439.372 | - | 1160 | 6108 | 18000 | 5.15 | 1800 | 8776 | Yes | 1525 | 7429 | No | - | - | - | 4620 | 12930 | No | - | - | - | - | - | - | - | - | No | - | - | No | - | - | - | 72.1 | 4.512 | 4.321 | 4.506 | 5.572 | 5.114 | 4.835 | 987 | 1554 | 4644 | 2093 | 2688 | 6205 | 3 | 2.5 | 3 | 3.19 | 3.713 | 4.532 | 3.59 | 4.069 | 4.563 | 7378 | 2643 | 343 | 2218 | 1115 | 215 | 1.5 | 2 | 3 | No | - | - | - | - | N/A | N/A | N/A | 3.8 | 3.2568 | 3.4865
[SEER Non Multi-Split <=65kW] GEMS (Air Conditioners up to 65kW) Determination 2019 | MEPS 2019 | AS/NZS 3823.1.2:2012 | GUD160W/NhB-X / GUD160PH/B-S | GUD160W/NhB-X / GUD160PHS/B-S | N/A | GREE | N/A | Ducted | Single Split System | - | Air | Air | China | 4.9 | N/A | 16 | N/A | N/A | N/A | N/A | N/A | 5.15 | 18 | Enthalpy Test Room | 3.4199 | 3.6379 | N/A | - | N/A | N/A | N/A | N/A | N/A | N/A | N/A | N/A | N/A | N/A | N/A | N/A | N/A | N/A | N/A | N/A | N/A | Three | R32 | Australia,Fiji,New Zealand | 134639 | 2025-12-07 |  | Approved | Reverse Cycle | N/A | Yes | Class 11 | Yes | N/A | N/A | N/A | N/A | N/A | N/A | N/A | Available | N/A | N/A |  |  | N/A |  |  | AAC5541 | Yes | Variable output compressor | Inverter | No | - | 16000 | 4.9 | - | 1800 | 8000 | Yes | 1400 | 6500 | - | 4478.6 | 17232 | No | 1645.2 | 8616 | - | 1200 | 7000 | 18000 | 5.15 | 1800 | 9000 | Yes | 1500 | 7100 | No | - | - | - | 4300 | 12500 | No | - | - | - | - | - | - | - | - | No | - | - | No | - | - | - | 71.3 | 4.415 | 4.282 | 4.565 | 5.785 | 5.312 | 4.946 | 989 | 1544 | 4561 | 1996 | 2568 | 6047 | 2.5 | 2.5 | 3 | 3.177 | 3.705 | 4.493 | 3.555 | 4.019 | 4.494 | 7427 | 2673 | 369 | 2259 | 1148 | 237 | 1.5 | 2 | 2.5 | No | - | - | - | - | N/A | N/A | N/A | 13 | 3.2363 | 3.4656
[SEER Non Multi-Split <=65kW] GEMS (Air Conditioners up to 65kW) Determination 2019 | MEPS 2019 | AS/NZS 3823.1.2:2012 | GUD160W/NhB-X / GUD160PHS/B-S | GUD160W/NhB-X / GUD160PHS/B-S | N/A | GREE | N/A | Ducted | Single Split System | - | Air | Air | China | 4.9 | N/A | 16 | N/A | N/A | N/A | N/A | N/A | 5.15 | 18 | Enthalpy Test Room | 3.4199 | 3.6379 | N/A | - | N/A | N/A | N/A | N/A | N/A | N/A | N/A | N/A | N/A | N/A | N/A | N/A | N/A | N/A | N/A | N/A | N/A | Three | R32 | Australia,Fiji,New Zealand | 134639 | 2025-12-07 |  | Approved | Reverse Cycle | N/A | Yes | Class 11 | Yes | N/A | N/A | N/A | N/A | N/A | N/A | N/A | Available | N/A | N/A |  |  | N/A |  |  | AAC5541 | Yes | Variable output compressor | Inverter | No | - | 16000 | 4.9 | - | 1800 | 8000 | Yes | 1400 | 6500 | - | 4478.6 | 17232 | No | 1645.2 | 8616 | - | 1200 | 7000 | 18000 | 5.15 | 1800 | 9000 | Yes | 1500 | 7100 | No | - | - | - | 4300 | 12500 | No | - | - | - | - | - | - | - | - | No | - | - | No | - | - | - | 71.3 | 4.415 | 4.282 | 4.565 | 5.785 | 5.312 | 4.946 | 989 | 1544 | 4561 | 1996 | 2568 | 6047 | 2.5 | 2.5 | 3 | 3.177 | 3.705 | 4.493 | 3.555 | 4.019 | 4.494 | 7427 | 2673 | 369 | 2259 | 1148 | 237 | 1.5 | 2 | 2.5 | No | - | - | - | - | N/A | N/A | N/A | 13 | 3.2363 | 3.4656
[SEER Non Multi-Split <=65kW] GEMS (Air Conditioners up to 65kW) Determination 2019 | MEPS 2019 | AS/NZS 3823.1.2:2012 | GUD160W1/NhC-S / GUD160PHS1/C-S |  | N/A | GREE | N/A | Ducted | Single Split System | - | Air | Air | China | 4.8 | N/A | 16 | N/A | N/A | N/A | N/A | N/A | 4.65 | 18 | Enthalpy Test Room | 3.3888 | 3.8287 | N/A | - | N/A | N/A | N/A | N/A | N/A | N/A | N/A | N/A | N/A | N/A | N/A | N/A | N/A | N/A | N/A | N/A | N/A | Single | R32 | Australia,Fiji,New Zealand | 155402 | 2028-07-18 |  | Approved | Reverse Cycle | N/A | Yes | Class 11 | Yes | N/A | N/A | N/A | N/A | N/A | N/A | N/A | Available | N/A | N/A |  |  | N/A |  |  | AAC7639 | Yes | Variable output compressor | Inverter | No | - | 16000 | 4.8 | - | 1650 | 8000 | Yes | 740 | 3000 | - | 4387.2 | 17232 | No | 1508.1 | 8616 | - | 520 | 3450 | 18000 | 4.65 | 1750 | 9000 | Yes | 1020 | 5300 | Yes | 4750 | 14200 | No | - | - | No | - | - | - | - | - | No | - | - | No | - | - | No | - | - | - | 72.5 | 5.006 | 4.823 | 5.037 | 8.292 | 6.896 | 5.669 | 876 | 1375 | 4138 | 1391 | 1979 | 5279 | 3.5 | 3 | 3.5 | 3.618 | 4.261 | 5.026 | 4.027 | 4.584 | 5.035 | 6519 | 2320 | 325 | 1991 | 1003 | 208 | 2 | 2.5 | 3.5 | No | - | - | - | - | N/A | N/A | N/A | 9.8379 | 3.3104 | 3.8435
[SEER Non Multi-Split <=65kW] GEMS (Air Conditioners up to 65kW) Determination 2019 | MEPS 2019 | AS/NZS 3823.1.1:2012 | GUD160W1/NhC-S / GUD160T1/C-S |  | N/A | GREE | N/A | Non Ducted | Single Split System | Cassette | Air | Air | China | 4.18 | N/A | 14 | N/A | N/A | N/A | N/A | N/A | 4.66 | 15.4 | Enthalpy Test Room | 3.3166 | 3.2215 | N/A | - | N/A | N/A | N/A | N/A | N/A | N/A | N/A | N/A | N/A | N/A | N/A | N/A | N/A | N/A | N/A | N/A | N/A | Single | R32 | Australia,Fiji,New Zealand | 155403 | 2028-07-17 |  | Approved | Reverse Cycle | N/A | Yes | Class 11 | Yes | N/A | N/A | N/A | N/A | N/A | N/A | N/A | Available | N/A | N/A |  |  | N/A |  |  | AAC7633 | Yes | Variable output compressor | Inverter | No | - | 14000 | 4.18 | - | 1500 | 7000 | Yes | 650 | 3100 | - | 3820.52 | 15078 | No | 1371 | 7539 | - | 480 | 3350 | 15400 | 4.66 | 1740 | 7700 | Yes | 780 | 3750 | Yes | 5100 | 12200 | No | - | - | No | - | - | - | - | - | No | - | - | No | - | - | No | - | - | 67 | 72.7 | 4.792 | 4.656 | 4.901 | 7.432 | 6.431 | 5.444 | 796 | 1241 | 3716 | 1355 | 1853 | 4806 | 3 | 3 | 3 | 3.161 | 3.724 | 4.534 | 3.598 | 4.141 | 4.616 | 6387 | 2275 | 313 | 1910 | 954 | 198 | 1.5 | 2 | 3 | No | - | - | - | - | N/A | N/A | N/A | 11.074 | 3.3196 | 3.2784
[SEER Non Multi-Split <=65kW] GEMS (Air Conditioners up to 65kW) Determination 2019 | MEPS 2019 | AS/NZS 3823.1.2:2012 | GUD50W/NhB-S / GUD50P/B-S | GUD50W/NhB-S / GUD50PS/B-S | N/A | GREE | N/A | Ducted | Single Split System | - | Air | Air | China | 1.32 | N/A | 5.3 | N/A | N/A | N/A | N/A | N/A | 1.41 | 5.8 | Enthalpy Test Room | 4.028 | 4.1065 | N/A | - | N/A | N/A | N/A | N/A | N/A | N/A | N/A | N/A | N/A | N/A | N/A | N/A | N/A | N/A | N/A | N/A | N/A | Single | R32 | Australia,Fiji,New Zealand | 129605 | 2025-06-22 |  | Approved | Reverse Cycle | N/A | Yes | Class 10 | Yes | N/A | N/A | N/A | N/A | N/A | N/A | N/A | Available | N/A | N/A |  |  | N/A |  |  | AAC4935 | Yes | Variable output compressor | Inverter | No | - | 5300 | 1.32 | - | 600 | 2650 | Yes | 350 | 1600 | - | 1206.48 | 5708.1 | No | 548.4 | 2854.05 | - | 290 | 1750 | 5800 | 1.41 | 560 | 2900 | Yes | 300 | 1550 | No | - | - | - | 1250 | 4150 | No | - | - | - | - | - | - | - | - | No | - | - | No | - | - | - | 66.8 | 4.744 | 4.71 | 5.004 | 6.347 | 5.838 | 5.391 | 304 | 464 | 1378 | 602 | 774 | 1837 | 3 | 3 | 3.5 | 3.534 | 4.146 | 5.029 | 3.983 | 4.543 | 5.056 | 2152 | 771 | 107 | 651 | 328 | 69 | 2 | 2.5 | 3.5 | No | - | - | - | - | N/A | N/A | N/A | 4.2 | 3.9724 | 4.0725
[SEER Non Multi-Split <=65kW] GEMS (Air Conditioners up to 65kW) Determination 2019 | MEPS 2019 | AS/NZS 3823.1.2:2012 | GUD50W/NhB-S / GUD50PS/B-S | GUD50W/NhB-S / GUD50PS/B-S | N/A | GREE | N/A | Ducted | Single Split System | - | Air | Air | China | 1.32 | N/A | 5.3 | N/A | N/A | N/A | N/A | N/A | 1.41 | 5.8 | Enthalpy Test Room | 4.028 | 4.1065 | N/A | - | N/A | N/A | N/A | N/A | N/A | N/A | N/A | N/A | N/A | N/A | N/A | N/A | N/A | N/A | N/A | N/A | N/A | Single | R32 | Australia,Fiji,New Zealand | 129605 | 2025-06-22 |  | Approved | Reverse Cycle | N/A | Yes | Class 10 | Yes | N/A | N/A | N/A | N/A | N/A | N/A | N/A | Available | N/A | N/A |  |  | N/A |  |  | AAC4935 | Yes | Variable output compressor | Inverter | No | - | 5300 | 1.32 | - | 600 | 2650 | Yes | 350 | 1600 | - | 1206.48 | 5708.1 | No | 548.4 | 2854.05 | - | 290 | 1750 | 5800 | 1.41 | 560 | 2900 | Yes | 300 | 1550 | No | - | - | - | 1250 | 4150 | No | - | - | - | - | - | - | - | - | No | - | - | No | - | - | - | 66.8 | 4.744 | 4.71 | 5.004 | 6.347 | 5.838 | 5.391 | 304 | 464 | 1378 | 602 | 774 | 1837 | 3 | 3 | 3.5 | 3.534 | 4.146 | 5.029 | 3.983 | 4.543 | 5.056 | 2152 | 771 | 107 | 651 | 328 | 69 | 2 | 2.5 | 3.5 | No | - | - | - | - | N/A | N/A | N/A | 4.2 | 3.9724 | 4.0725
[SEER Non Multi-Split <=65kW] GEMS (Air Conditioners up to 65kW) Determination 2019 | MEPS 2019 | AS/NZS 3823.1.1:2012 | GUD50W/NhB-S / GUD50T/B-S |  | N/A | GREE | N/A | Non Ducted | Single Split System | Cassette | Air | Air | China | 1.3 | N/A | 5.3 | N/A | N/A | N/A | N/A | N/A | 1.29 | 5.8 | Enthalpy Test Room | 4.125 | 4.4602 | N/A | - | N/A | N/A | N/A | N/A | N/A | N/A | N/A | N/A | N/A | N/A | N/A | N/A | N/A | N/A | N/A | N/A | N/A | Single | R32 | Australia,Fiji,New Zealand | 129656 | 2025-06-17 |  | Approved | Reverse Cycle | N/A | Yes | Class 9 | Yes | N/A | N/A | N/A | N/A | N/A | N/A | N/A | Available | N/A | N/A |  |  | N/A |  |  | AAC4913 | Yes | Variable output compressor | Inverter | No | - | 5300 | 1.3 | - | 540 | 2650 | Yes | 340 | 1550 | - | 1188.2 | 5708.1 | No | 493.56 | 2854.05 | - | 270 | 1700 | 5800 | 1.29 | 520 | 2900 | Yes | 300 | 1750 | No | - | - | - | 1220 | 4260 | No | - | - | - | - | - | - | - | - | No | - | - | No | - | - | 51.8 | 66.8 | 5.039 | 4.972 | 5.328 | 7.031 | 6.357 | 5.805 | 285 | 438 | 1292 | 542 | 709 | 1705 | 3.5 | 3 | 3.5 | 3.803 | 4.506 | 5.538 | 4.321 | 4.986 | 5.587 | 2002 | 711 | 99 | 601 | 301 | 64 | 2 | 3 | 4 | No | - | - | - | - | N/A | N/A | N/A | 4.6 | 4.0287 | 4.4426
[SEER Non Multi-Split <=65kW] GEMS (Air Conditioners up to 65kW) Determination 2019 | MEPS 2019 | AS/NZS 3823.1.1:2012 | GUD50W/NhB-S / GUD50ZD/B-S |  | N/A | GREE | N/A | Non Ducted | Single Split System | Floor/Ceiling | Air | Air | China | 1.36 | N/A | 5.3 | N/A | N/A | N/A | N/A | N/A | 1.51 | 5.8 | Calorimeter Room | 3.8819 | 3.8589 | N/A | - | N/A | N/A | N/A | N/A | N/A | N/A | N/A | N/A | N/A | N/A | N/A | N/A | N/A | N/A | N/A | N/A | N/A | Single | R32 | Australia,Fiji,New Zealand | 129679 | 2025-06-16 |  | Approved | Reverse Cycle | N/A | Yes | Class 9 | Yes | N/A | N/A | N/A | N/A | N/A | N/A | N/A | Available | N/A | N/A |  |  | N/A |  |  | AAC4909 | Yes | Variable output compressor | Inverter | No | - | 5300 | 1.36 | - | 600 | 2650 | Yes | 330 | 1500 | - | 1243.04 | 5708.1 | No | 548.4 | 2854.05 | - | 270 | 1750 | 5800 | 1.51 | 570 | 2900 | Yes | 320 | 1700 | No | - | - | - | 1300 | 4200 | No | - | - | - | - | - | - | - | - | No | - | - | No | - | - | 60.2 | 66.8 | 4.783 | 4.747 | 5.021 | 6.697 | 6.092 | 5.452 | 302 | 460 | 1373 | 570 | 741 | 1816 | 3 | 3 | 3.5 | 3.501 | 4.117 | 5.051 | 3.974 | 4.557 | 5.098 | 2173 | 777 | 107 | 652 | 328 | 68 | 2 | 2.5 | 3.5 | No | - | - | - | - | N/A | N/A | N/A | 4.3 | 3.8559 | 3.8044
[SEER Non Multi-Split <=65kW] GEMS (Air Conditioners up to 65kW) Determination 2019 | MEPS 2019 | AS/NZS 3823.1.2:2012 | GUD50W1/NhC-S / GUD50PHS1/C-S |  | N/A | GREE | N/A | Ducted | Single Split System | - | Air | Air | China | 1.25 | N/A | 5.3 | N/A | N/A | N/A | N/A | N/A | 1.25 | 5.8 | Enthalpy Test Room | 4.4031 | 4.6498 | N/A | - | N/A | N/A | N/A | N/A | N/A | N/A | N/A | N/A | N/A | N/A | N/A | N/A | N/A | N/A | N/A | N/A | N/A | Single | R32 | Australia,Fiji,New Zealand | 159393 | 2029-01-31 |  | Approved | Reverse Cycle | N/A | Yes | Class 10 | Yes | N/A | N/A | N/A | N/A | N/A | N/A | N/A | Available | N/A | N/A |  |  | N/A |  |  | AAC8028 | Yes | Variable output compressor | Inverter | No | - | 5300 | 1.25 | - | 550 | 2650 | Yes | 590 | 2400 | - | 1142.5 | 5708.1 | No | 502.7 | 2854.05 | - | 370 | 2500 | 5800 | 1.25 | 540 | 2870 | Yes | 370 | 1900 | Yes | 2000 | 5700 | No | - | - | No | - | - | - | - | - | No | - | - | No | - | - | No | - | - | - | - | 5.011 | 5.068 | 5.568 | 9.553 | 7.737 | 6.349 | 280 | 422 | 1229 | 390 | 575 | 1552 | 3.5 | 3.5 | 4 | 4.112 | 4.632 | 5.038 | 4.337 | 4.748 | 4.994 | 1858 | 700 | 115 | 605 | 321 | 76 | 2.5 | 3 | 3.5 | No | - | - | - | - | N/A | N/A | N/A | 7.5408 | 4.1553 | 4.5473
[SEER Non Multi-Split <=65kW] GEMS (Air Conditioners up to 65kW) Determination 2019 | MEPS 2019 | AS/NZS 3823.1.1:2012 | GUD50W1/NhC-S / GUD50T1/C-S |  | N/A | GREE | N/A | Non Ducted | Single Split System | Cassette | Air | Air | China | 1.25 | N/A | 5.3 | N/A | N/A | N/A | N/A | N/A | 1.25 | 5.8 | Enthalpy Test Room | 4.3239 | 4.8276 | N/A | - | N/A | N/A | N/A | N/A | N/A | N/A | N/A | N/A | N/A | N/A | N/A | N/A | N/A | N/A | N/A | N/A | N/A | Single | R32 | Australia,Fiji,New Zealand | 156297 | 2028-08-26 |  | Approved | Reverse Cycle | N/A | Yes | Class 9 | Yes | N/A | N/A | N/A | N/A | N/A | N/A | N/A | Available | N/A | N/A |  |  | N/A |  |  | AAC7732 | Yes | Variable output compressor | Inverter | No | - | 5300 | 1.25 | - | 470 | 2650 | Yes | 600 | 2200 | - | 1142.5 | 5708.1 | No | 429.58 | 2854.05 | - | 365 | 2750 | 5800 | 1.25 | 480 | 2900 | Yes | 340 | 2000 | Yes | 2000 | 5500 | No | - | - | No | - | - | - | - | - | No | - | - | No | - | - | No | - | - | 60.4 | 66.8 | 5.526 | 5.522 | 6.124 | 11.248 | 8.897 | 6.731 | 253 | 386 | 1116 | 329 | 498 | 1463 | 4 | 4 | 4.5 | 4.267 | 5.007 | 5.693 | 4.642 | 5.258 | 5.668 | 1792 | 649 | 104 | 566 | 292 | 69 | 2.5 | 3.5 | 4 | No | - | - | - | - | N/A | N/A | N/A | 7.4872 | 4.1559 | 4.5479
[SEER Non Multi-Split <=65kW] GEMS (Air Conditioners up to 65kW) Determination 2019 | MEPS 2019 | AS/NZS 3823.1.1:2012 | GUD50W1/NhC-S / GUD50T1/C-S |  | N/A | GREE | N/A | Non Ducted | Single Split System | Cassette | Air | Air | China | 1.25 | N/A | 5.3 | N/A | N/A | N/A | N/A | N/A | 1.25 | 5.8 | Enthalpy Test Room | 4.3239 | 4.8276 | N/A | - | N/A | N/A | N/A | N/A | N/A | N/A | N/A | N/A | N/A | N/A | N/A | N/A | N/A | N/A | N/A | N/A | N/A | Single | R32 | Australia,Fiji,New Zealand | 159394 | 2029-01-29 |  | Approved | Reverse Cycle | N/A | Yes | Class 9 | Yes | N/A | N/A | N/A | N/A | N/A | N/A | N/A | Available | N/A | N/A |  |  | N/A |  |  | AAC8026 | Yes | Variable output compressor | Inverter | No | - | 5300 | 1.25 | - | 470 | 2650 | Yes | 600 | 2200 | - | 1142.5 | 5708.1 | No | 429.58 | 2854.05 | - | 365 | 2800 | 5800 | 1.25 | 480 | 2900 | Yes | 340 | 2000 | Yes | 2000 | 5500 | No | - | - | No | - | - | - | - | - | No | - | - | No | - | - | No | - | - | 60.4 | 66.8 | 5.543 | 5.541 | 6.141 | 10.726 | 8.361 | 6.75 | 252 | 384 | 1112 | 346 | 531 | 1459 | 4 | 4 | 4.5 | 4.267 | 5.007 | 5.693 | 4.642 | 5.258 | 5.668 | 1792 | 649 | 104 | 566 | 292 | 69 | 2.5 | 3.5 | 4 | No | - | - | - | - | N/A | N/A | N/A | 7.4872 | 4.1559 | 4.5479
[SEER Non Multi-Split <=65kW] GEMS (Air Conditioners up to 65kW) Determination 2019 | MEPS 2019 | AS/NZS 3823.1.2:2012 | GUD71W/NhB-S / GUD71PH/B-S | GUD71W/NhB-S / GUD71PHS/B-S | N/A | GREE | N/A | Ducted | Single Split System | - | Air | Air | China | 1.97 | N/A | 7.1 | N/A | N/A | N/A | N/A | N/A | 2.05 | 8 | Enthalpy Test Room | 3.5669 | 3.8341 | N/A | - | N/A | N/A | N/A | N/A | N/A | N/A | N/A | N/A | N/A | N/A | N/A | N/A | N/A | N/A | N/A | N/A | N/A | Single | R32 | Australia,Fiji,New Zealand | 129129 | 2025-05-22 |  | Approved | Reverse Cycle | N/A | Yes | Class 10 | Yes | N/A | N/A | Yes | Yes | Yes | N/A | N/A | Available | N/A | N/A |  |  | N/A |  |  | AAC4859 | Yes | Variable output compressor | Inverter | No | - | 7100 | 1.97 | - | 820 | 3350 | Yes | 600 | 2450 | - | 1800.58 | 7646.7 | No | 749.48 | 3607.95 | - | 500 | 2750 | 8000 | 2.05 | 800 | 3800 | Yes | 460 | 1900 | No | - | - | - | 2010 | 6000 | No | - | - | - | - | - | - | - | - | No | - | - | No | - | - | - | 66 | 4.529 | 4.437 | 4.605 | 5.915 | 5.408 | 4.95 | 435 | 670 | 2015 | 873 | 1126 | 2688 | 3 | 2.5 | 3 | 3.297 | 3.765 | 4.323 | 3.571 | 3.936 | 4.266 | 3174 | 1160 | 161 | 993 | 513 | 103 | 1.5 | 2 | 2.5 | No | - | - | - | - | N/A | N/A | N/A | 2.3 | 3.5899 | 3.8877
[SEER Non Multi-Split <=65kW] GEMS (Air Conditioners up to 65kW) Determination 2019 | MEPS 2019 | AS/NZS 3823.1.2:2012 | GUD71W/NhB-S / GUD71PHS/B-S | GUD71W/NhB-S / GUD71PHS/B-S | N/A | GREE | N/A | Ducted | Single Split System | - | Air | Air | China | 1.97 | N/A | 7.1 | N/A | N/A | N/A | N/A | N/A | 2.05 | 8 | Enthalpy Test Room | 3.5669 | 3.8341 | N/A | - | N/A | N/A | N/A | N/A | N/A | N/A | N/A | N/A | N/A | N/A | N/A | N/A | N/A | N/A | N/A | N/A | N/A | Single | R32 | Australia,Fiji,New Zealand | 129129 | 2025-05-22 |  | Approved | Reverse Cycle | N/A | Yes | Class 10 | Yes | N/A | N/A | Yes | Yes | Yes | N/A | N/A | Available | N/A | N/A |  |  | N/A |  |  | AAC4859 | Yes | Variable output compressor | Inverter | No | - | 7100 | 1.97 | - | 820 | 3350 | Yes | 600 | 2450 | - | 1800.58 | 7646.7 | No | 749.48 | 3607.95 | - | 500 | 2750 | 8000 | 2.05 | 800 | 3800 | Yes | 460 | 1900 | No | - | - | - | 2010 | 6000 | No | - | - | - | - | - | - | - | - | No | - | - | No | - | - | - | 66 | 4.529 | 4.437 | 4.605 | 5.915 | 5.408 | 4.95 | 435 | 670 | 2015 | 873 | 1126 | 2688 | 3 | 2.5 | 3 | 3.297 | 3.765 | 4.323 | 3.571 | 3.936 | 4.266 | 3174 | 1160 | 161 | 993 | 513 | 103 | 1.5 | 2 | 2.5 | No | - | - | - | - | N/A | N/A | N/A | 2.3 | 3.5899 | 3.8877
[SEER Non Multi-Split <=65kW] GEMS (Air Conditioners up to 65kW) Determination 2019 | MEPS 2019 | AS/NZS 3823.1.1:2012 | GUD71W/NhB-S / GUD71T/B-S |  | N/A | GREE | N/A | Non Ducted | Single Split System | Cassette | Air | Air | China | 2.05 | N/A | 7.1 | N/A | N/A | N/A | N/A | N/A | 2.1 | 8 | Enthalpy Test Room | 3.4808 | 3.8154 | N/A | - | N/A | N/A | N/A | N/A | N/A | N/A | N/A | N/A | N/A | N/A | N/A | N/A | N/A | N/A | N/A | N/A | N/A | Single | R32 | Australia,Fiji,New Zealand | 129132 | 2025-05-22 |  | Approved | Reverse Cycle | N/A | Yes | Class 9 | Yes | N/A | N/A | Yes | Yes | Yes | N/A | N/A | Available | N/A | N/A |  |  | N/A |  |  | AAC4856 | Yes | Variable output compressor | Inverter | No | - | 7100 | 2.05 | - | 780 | 3450 | Yes | 510 | 2400 | - | 1873.7 | 7646.7 | No | 712.92 | 3715.65 | - | 410 | 2700 | 8000 | 2.1 | 750 | 3700 | Yes | 370 | 1800 | No | - | - | - | 1930 | 5700 | No | - | - | - | - | - | - | - | - | No | - | - | No | - | - | 53.4 | 66 | 4.799 | 4.664 | 4.831 | 6.7 | 6.01 | 5.259 | 409 | 635 | 1919 | 769 | 1012 | 2529 | 3 | 3 | 3 | 3.29 | 3.839 | 4.76 | 3.75 | 4.279 | 4.824 | 3181 | 1139 | 148 | 946 | 474 | 93 | 1.5 | 2 | 3 | No | - | - | - | - | N/A | N/A | N/A | 2.8 | 3.4475 | 3.7924
[SEER Non Multi-Split <=65kW] GEMS (Air Conditioners up to 65kW) Determination 2019 | MEPS 2019 | AS/NZS 3823.1.1:2012 | GUD71W/NhB-S / GUD71ZD/B-S |  | N/A | GREE | N/A | Non Ducted | Single Split System | Floor/Ceiling | Air | Air | China | 2 | N/A | 7.1 | N/A | N/A | N/A | N/A | N/A | 2.25 | 8 | Calorimeter Room | 3.4648 | 3.5835 | N/A | - | N/A | N/A | N/A | N/A | N/A | N/A | N/A | N/A | N/A | N/A | N/A | N/A | N/A | N/A | N/A | N/A | N/A | Single | R32 | Australia,Fiji,New Zealand | 129134 | 2025-05-22 |  | Approved | Reverse Cycle | N/A | Yes | Class 9 | Yes | N/A | N/A | Yes | Yes | Yes | N/A | N/A | Available | N/A | N/A |  |  | N/A |  |  | AAC4857 | Yes | Variable output compressor | Inverter | No | - | 7100 | 2 | - | 750 | 3250 | Yes | 520 | 2250 | - | 1828 | 7646.7 | No | 685.5 | 3500.25 | - | 410 | 2650 | 8000 | 2.25 | 760 | 3700 | Yes | 410 | 1750 | No | - | - | - | 2020 | 6000 | No | - | - | - | - | - | - | - | - | No | - | - | No | - | - | 48.5 | 66 | 4.773 | 4.658 | 4.805 | 6.777 | 6.052 | 5.246 | 412 | 637 | 1930 | 761 | 1006 | 2536 | 3 | 3 | 3 | 3.306 | 3.814 | 4.47 | 3.631 | 4.045 | 4.431 | 3165 | 1146 | 156 | 977 | 500 | 100 | 1.5 | 2 | 2.5 | No | - | - | - | - | N/A | N/A | N/A | 2.5 | 3.5351 | 3.5423
[SEER Non Multi-Split <=65kW] GEMS (Air Conditioners up to 65kW) Determination 2019 | MEPS 2019 | AS/NZS 3823.1.1:2012 | GUD71W/NhB-S / GUD71ZD/B-S |  | N/A | GREE | N/A | Non Ducted | Single Split System | Floor/Ceiling | Air | Air | China | 2 | N/A | 7.1 | N/A | N/A | N/A | N/A | N/A | 2.25 | 8 | Calorimeter Room | 3.4648 | 3.5835 | N/A | - | N/A | N/A | N/A | N/A | N/A | N/A | N/A | N/A | N/A | N/A | N/A | N/A | N/A | N/A | N/A | N/A | N/A | Single | R32 | Australia,Fiji,New Zealand | 131917 | 2025-08-26 |  | Approved | Reverse Cycle | N/A | Yes | Class 9 | Yes | N/A | N/A | N/A | N/A | N/A | N/A | N/A | Available | N/A | N/A |  |  | N/A |  |  | AAC5193 | Yes | Variable output compressor | Inverter | No | - | 7100 | 2 | - | 750 | 3250 | Yes | 520 | 2250 | - | 1828 | 7646.7 | No | 685.5 | 3500.25 | - | 410 | 2650 | 8000 | 2.25 | 760 | 3700 | Yes | 410 | 1750 | - | - | - | - | 2020 | 6000 | No | - | - | - | - | - | - | - | - | No | - | - | No | - | - | 55.6 | 66 | 4.773 | 4.658 | 4.805 | 6.777 | 6.052 | 5.246 | 412 | 637 | 1930 | 761 | 1006 | 2536 | 3 | 3 | 3 | 3.306 | 3.814 | 4.47 | 3.631 | 4.045 | 4.431 | 3165 | 1146 | 156 | 977 | 500 | 100 | 1.5 | 2 | 2.5 | No | - | - | - | - | N/A | N/A | N/A | 2.5 | 3.5351 | 3.5423
[SEER Non Multi-Split <=65kW] GEMS (Air Conditioners up to 65kW) Determination 2019 | MEPS 2019 | AS/NZS 3823.1.2:2012 | GUD71W1/NhC-S / GUD71PHS1/C-S |  | N/A | GREE | N/A | Ducted | Single Split System | - | Air | Air | China | 1.97 | N/A | 7.1 | N/A | N/A | N/A | N/A | N/A | 2 | 8 | Enthalpy Test Room | 3.7352 | 4.0319 | N/A | - | N/A | N/A | N/A | N/A | N/A | N/A | N/A | N/A | N/A | N/A | N/A | N/A | N/A | N/A | N/A | N/A | N/A | Single | R32 | Australia,Fiji,New Zealand | 159392 | 2029-01-29 |  | Approved | Reverse Cycle | N/A | Yes | Class 10 | Yes | N/A | N/A | N/A | N/A | N/A | N/A | N/A | Available | N/A | N/A |  |  | N/A |  |  | AAC8025 | Yes | Variable output compressor | Inverter | No | - | 7100 | 1.97 | - | 700 | 3550 | Yes | 610 | 2350 | - | 1800.58 | 7646.7 | No | 639.8 | 3823.35 | - | 380 | 2600 | 8000 | 2 | 745 | 4000 | Yes | 370 | 1900 | Yes | 2060 | 6140 | No | - | - | No | - | - | - | - | - | No | - | - | No | - | - | No | - | - | - | 67.9 | 5.108 | 5.006 | 5.374 | 9.842 | 7.783 | 6.184 | 373 | 579 | 1713 | 512 | 770 | 2140 | 3.5 | 3.5 | 3.5 | 3.604 | 4.309 | 5.144 | 3.91 | 4.66 | 5.141 | 2915 | 1028 | 149 | 918 | 445 | 97 | 2 | 2.5 | 3.5 | No | - | - | - | - | N/A | N/A | N/A | 7.5408 | 3.558 | 3.9497
[SEER Non Multi-Split <=65kW] GEMS (Air Conditioners up to 65kW) Determination 2019 | MEPS 2019 | AS/NZS 3823.1.1:2012 | GUD71W1/NhC-S / GUD71T1/C-S |  | N/A | GREE | N/A | Non Ducted | Single Split System | Cassette | Air | Air | China | 1.97 | N/A | 7.1 | N/A | N/A | N/A | N/A | N/A | 2 | 8 | Enthalpy Test Room | 3.6596 | 4.0218 | N/A | - | N/A | N/A | N/A | N/A | N/A | N/A | N/A | N/A | N/A | N/A | N/A | N/A | N/A | N/A | N/A | N/A | N/A | Single | R32 | Australia,Fiji,New Zealand | 155623 | 2028-07-19 |  | Approved | Reverse Cycle | N/A | Yes | Class 9 | Yes | N/A | N/A | N/A | N/A | N/A | N/A | N/A | Available | N/A | N/A |  |  | N/A |  |  | AAC7640 | Yes | Variable output compressor | Inverter | No | - | 7100 | 1.97 | - | 660 | 3550 | Yes | 570 | 2200 | - | 1800.58 | 7646.7 | No | 603.24 | 3823.35 | - | 380 | 2700 | 8000 | 2 | 750 | 4000 | Yes | 350 | 2100 | Yes | 2000 | 5900 | No | - | - | No | - | - | - | - | - | No | - | - | No | - | - | No | - | - | 59.5 | 68.1 | 5.247 | 5.104 | 5.511 | 9.252 | 7.651 | 6.284 | 363 | 568 | 1670 | 546 | 784 | 2106 | 3.5 | 3.5 | 4 | 3.585 | 4.379 | 5.568 | 4.048 | 4.999 | 5.684 | 2931 | 1012 | 139 | 887 | 416 | 89 | 2 | 2.5 | 4 | No | - | - | - | - | N/A | N/A | N/A | 7.4872 | 3.5584 | 3.95
[SEER Non Multi-Split <=65kW] GEMS (Air Conditioners up to 65kW) Determination 2019 | MEPS 2019 | AS/NZS 3823.1.1:2012 | GUD71W1/NhC-S / GUD71T1/C-S |  | N/A | GREE | N/A | Non Ducted | Single Split System | Cassette | Air | Air | China | 1.97 | N/A | 7.1 | N/A | N/A | N/A | N/A | N/A | 2 | 8 | Enthalpy Test Room | 3.6596 | 4.0218 | N/A | - | N/A | N/A | N/A | N/A | N/A | N/A | N/A | N/A | N/A | N/A | N/A | N/A | N/A | N/A | N/A | N/A | N/A | Single | R32 | Australia,Fiji,New Zealand | 159391 | 2029-01-31 |  | Approved | Reverse Cycle | N/A | Yes | Class 9 | Yes | N/A | N/A | N/A | N/A | N/A | N/A | N/A | Available | N/A | N/A |  |  | N/A |  |  | AAC8027 | Yes | Variable output compressor | Inverter | No | - | 7100 | 1.97 | - | 660 | 3550 | Yes | 570 | 2200 | - | 1800.58 | 7646.7 | No | 603.24 | 3823.35 | - | 380 | 2700 | 8000 | 2 | 750 | 4000 | Yes | 350 | 2100 | Yes | 2000 | 5940 | No | - | - | No | - | - | - | - | - | No | - | - | No | - | - | No | - | - | 59.5 | 68.1 | 5.247 | 5.104 | 5.511 | 9.252 | 7.651 | 6.284 | 363 | 568 | 1670 | 546 | 784 | 2106 | 3.5 | 3.5 | 4 | 3.603 | 4.391 | 5.568 | 4.061 | 5.007 | 5.684 | 2916 | 1009 | 139 | 884 | 415 | 89 | 2 | 2.5 | 4 | No | - | - | - | - | N/A | N/A | N/A | 7.4872 | 3.5584 | 3.95
[SEER Non Multi-Split <=65kW] GEMS (Air Conditioners up to 65kW) Determination 2019 | MEPS 2019 | AS/NZS 3823.1.1:2012 | GWC09AAC-K6DNA1F |  | N/A | GREE | N/A | Non Ducted | Single Split System | Wall Hung | Air | - | China | 0.655 | N/A | 2.5 | N/A | N/A | N/A | N/A | N/A | - | - | Calorimeter Room | 3.9818 | - | N/A | - | N/A | N/A | N/A | N/A | N/A | N/A | N/A | N/A | N/A | N/A | N/A | N/A | N/A | N/A | N/A | N/A | N/A | Single | R32 | Australia,Fiji,New Zealand | 132328 | 2025-09-09 |  | Approved | Cooling Only | N/A | Yes | Class 8 | Yes | N/A | N/A | N/A | N/A | N/A | N/A | N/A | Available | N/A | N/A |  |  | N/A |  |  | AAC5275 | Yes | Variable output compressor | Inverter | No | - | 2500 | 0.655 | - | 290 | 1300 | Yes | 147 | 330 | - | 598.67 | 2692.5 | Yes | 235 | 1400 | - | 110 | 550 | - | - | - | - | - | - | - | - | - | - | - | - | - | - | - | - | - | - | - | - | - | - | - | - | - | - | - | - | 54.7 | 58 | 4.596 | 4.587 | 5.247 | 7.653 | 6.616 | 6.064 | 142 | 217 | 612 | 229 | 316 | 764 | 3 | 3 | 3.5 | - | - | - | - | - | - | - | - | - | - | - | - | - | - | - | No | - | - | - | - | N/A | N/A | N/A | 4.8 | 3.7245 | -
[SEER Non Multi-Split <=65kW] GEMS (Air Conditioners up to 65kW) Determination 2019 | MEPS 2019 | AS/NZS 3823.1.1:2012 | GWC09AACXB-K6DNA1B/O / GWC09AACXB-K6DNA1B/I |  | N/A | GREE | N/A | Non Ducted | Single Split System | Wall Hung | Air | - | China | 0.61 | N/A | 2.5 | N/A | N/A | N/A | N/A | N/A | - | - | Calorimeter Room | 4.2372 | - | N/A | - | N/A | N/A | N/A | N/A | N/A | N/A | N/A | N/A | N/A | N/A | N/A | N/A | N/A | N/A | N/A | N/A | N/A | Single | R32 | Australia,Fiji,New Zealand | 143349 | 2026-12-12 |  | Approved | Cooling Only | N/A | Yes | Class 8 | Yes | N/A | N/A | Yes | Yes | Yes | N/A | N/A | Available | N/A | N/A |  |  | N/A |  |  | AAC6394 | Yes | Variable output compressor | Inverter | No | - | 2500 | 0.61 | - | 240 | 1200 | No | - | - | - | 557.54 | 2692.5 | Yes | 165 | 1250 | No | - | - | - | - | - | - | - | - | - | - | - | - | - | - | - | - | - | - | - | - | - | - | - | - | - | - | - | - | - | - | 50.7 | 60.8 | 6.208 | 5.915 | 6.516 | 11.142 | 8.682 | 7.902 | 110 | 174 | 499 | 161 | 245 | 591 | 4.5 | 4 | 5 | - | - | - | - | - | - | - | - | - | - | - | - | - | - | - | No | - | - | - | - | N/A | N/A | N/A | 1.6 | 4.0623 | -
[SEER Non Multi-Split <=65kW] GEMS (Air Conditioners up to 65kW) Determination 2019 | MEPS 2019 | AS/NZS 3823.1.1:2012 | GWC09ATBXB-K6DNA1C/O / GWC09ATBXB-K6DNA1C/I |  | N/A | GREE | N/A | Non Ducted | Single Split System | Wall Hung | Air | - | China | 0.714 | N/A | 2.7 | N/A | N/A | N/A | N/A | N/A | - | - | Calorimeter Room | 3.8079 | - | N/A | - | N/A | N/A | N/A | N/A | N/A | N/A | N/A | N/A | N/A | N/A | N/A | N/A | N/A | N/A | N/A | N/A | N/A | Single | R32 | Australia,Fiji,New Zealand | 156508 | 2028-09-11 |  | Approved | Cooling Only | N/A | Yes | Class 8 | Yes | N/A | N/A | N/A | N/A | N/A | N/A | N/A | Available | N/A | N/A |  |  | N/A |  |  | AAC7769 | Yes | Variable output compressor | Inverter | No | - | 2700 | 0.714 | - | 310 | 1350 | No | - | - | - | 652.596 | 2907.9 | Yes | 225 | 1300 | No | - | - | - | - | - | - | - | - | - | - | - | - | - | - | - | - | - | - | - | - | - | - | - | - | - | - | - | - | - | - | 54.9 | 60.6 | 4.953 | 4.814 | 5.219 | 7.623 | 6.387 | 6.009 | 149 | 232 | 673 | 255 | 360 | 840 | 3 | 3 | 3.5 | - | - | - | - | - | - | - | - | - | - | - | - | - | - | - | No | - | - | - | - | N/A | N/A | N/A | 1.9 | 3.7478 | -
[SEER Non Multi-Split <=65kW] GEMS (Air Conditioners up to 65kW) Determination 2019 | MEPS 2019 | AS/NZS 3823.1.1:2012 | GWC12AAC-K6DNA1F |  | N/A | GREE | N/A | Non Ducted | Single Split System | Wall Hung | Air | - | China | 0.915 | N/A | 3.517 | N/A | N/A | N/A | N/A | N/A | - | - | Calorimeter Room | 3.839 | - | N/A | - | N/A | N/A | N/A | N/A | N/A | N/A | N/A | N/A | N/A | N/A | N/A | N/A | N/A | N/A | N/A | N/A | N/A | Single | R32 | Australia,Fiji,New Zealand | 131141 | 2025-08-05 |  | Approved | Cooling Only | N/A | Yes | Class 8 | Yes | N/A | N/A | N/A | N/A | N/A | N/A | N/A | Available | N/A | N/A |  |  | N/A |  |  | AAC5097 | Yes | Variable output compressor | Inverter | No | - | 3517 | 0.915 | - | 330 | 1700 | No | - | - | - | 836.31 | 3787.809 | Yes | 278 | 1800 | No | - | - | - | - | - | - | - | - | - | - | - | - | - | - | - | - | - | - | - | - | - | - | - | - | - | - | - | - | - | - | 57.2 | 60.6 | 4.906 | 4.793 | 5.346 | 6.647 | 6.066 | 5.91 | 191 | 298 | 851 | 378 | 490 | 1108 | 3 | 3 | 3.5 | - | - | - | - | - | - | - | - | - | - | - | - | - | - | - | No | - | - | - | - | N/A | N/A | N/A | 4.6 | 3.7795 | -
[SEER Non Multi-Split <=65kW] GEMS (Air Conditioners up to 65kW) Determination 2019 | MEPS 2019 | AS/NZS 3823.1.1:2012 | GWC12AACXB-K6DNA1B/O / GWC12AACXB-K6DNA1B/I |  | N/A | GREE | N/A | Non Ducted | Single Split System | Wall Hung | Air | - | China | 0.915 | N/A | 3.517 | N/A | N/A | N/A | N/A | N/A | - | - | Calorimeter Room | 3.7883 | - | N/A | - | N/A | N/A | N/A | N/A | N/A | N/A | N/A | N/A | N/A | N/A | N/A | N/A | N/A | N/A | N/A | N/A | N/A | Single | R32 | Australia,Fiji,New Zealand | 143503 | 2026-12-12 |  | Approved | Cooling Only | N/A | Yes | Class 8 | Yes | N/A | N/A | N/A | N/A | N/A | N/A | N/A | Available | N/A | N/A |  |  | N/A |  |  | AAC6391 | Yes | Variable output compressor | Inverter | No | - | 3517 | 0.915 | - | 330 | 1750 | No | - | - | - | 836.31 | 3787.809 | Yes | 260 | 1800 | No | - | - | - | - | - | - | - | - | - | - | - | - | - | - | - | - | - | - | - | - | - | - | - | - | - | - | - | - | - | - | 58.7 | 61.4 | 5.593 | 5.331 | 5.744 | 7.85 | 6.861 | 6.457 | 172 | 273 | 798 | 324 | 438 | 1019 | 4 | 3.5 | 4 | - | - | - | - | - | - | - | - | - | - | - | - | - | - | - | No | - | - | - | - | N/A | N/A | N/A | 1.9261 | 3.8166 | -
[SEER Non Multi-Split <=65kW] GEMS (Air Conditioners up to 65kW) Determination 2019 | MEPS 2019 | AS/NZS 3823.1.1:2012 | GWC12ATCXB-K6DNA1B/O / GWC12ATCXB-K6DNA1B/I |  | N/A | GREE | N/A | Non Ducted | Single Split System | Wall Hung | Air | - | China | 0.94 | N/A | 3.517 | N/A | N/A | N/A | N/A | N/A | - | - | Calorimeter Room | 3.7197 | - | N/A | - | N/A | N/A | N/A | N/A | N/A | N/A | N/A | N/A | N/A | N/A | N/A | N/A | N/A | N/A | N/A | N/A | N/A | Single | R32 | Australia,Fiji,New Zealand | 156338 | 2028-08-28 |  | Approved | Cooling Only | N/A | Yes | Class 8 | Yes | N/A | N/A | N/A | N/A | N/A | N/A | N/A | Available | N/A | N/A |  |  | N/A |  |  | AAC7748 | Yes | Variable output compressor | Inverter | No | - | 3517 | 0.94 | - | 370 | 1760 | No | - | - | - | 859.16 | 3787.809 | Yes | 255 | 1700 | No | - | - | - | - | - | - | - | - | - | - | - | - | - | - | - | - | - | - | - | - | - | - | - | - | - | - | - | - | - | - | 57.1 | 61.3 | 5.567 | 5.31 | 5.767 | 9.711 | 7.577 | 6.919 | 173 | 274 | 794 | 261 | 396 | 950 | 4 | 3.5 | 4 | - | - | - | - | - | - | - | - | - | - | - | - | - | - | - | No | - | - | - | - | N/A | N/A | N/A | 2 | 3.7148 | -
[SEER Non Multi-Split <=65kW] GEMS (Air Conditioners up to 65kW) Determination 2019 | MEPS 2019 | AS/NZS 3823.1.1:2012 | GWC18AAD-K6DNA1F |  | N/A | GREE | N/A | Non Ducted | Single Split System | Wall Hung | Air | - | China | 1.46 | N/A | 5.275 | N/A | N/A | N/A | N/A | N/A | - | - | Calorimeter Room | 3.6572 | - | N/A | - | N/A | N/A | N/A | N/A | N/A | N/A | N/A | N/A | N/A | N/A | N/A | N/A | N/A | N/A | N/A | N/A | N/A | Single | R32 | Australia,Fiji,New Zealand | 131795 | 2025-08-21 |  | Approved | Cooling Only | N/A | Yes | Class 9 | Yes | N/A | N/A | N/A | N/A | N/A | N/A | N/A | Available | N/A | N/A |  |  | N/A |  |  | AAC5178 | Yes | Variable output compressor | Inverter | No | - | 5275 | 1.46 | - | 580 | 2600 | No | - | - | - | 1334.44 | 5681.175 | No | 530.12 | 2800.2 | No | - | - | - | - | - | - | - | - | - | - | - | - | - | - | - | - | - | - | - | - | - | - | - | - | - | - | - | - | - | - | 61.9 | 64.5 | 4.205 | 4.142 | 4.562 | 5.156 | 4.879 | 4.882 | 337 | 520 | 1498 | 734 | 917 | 2015 | 2.5 | 2.5 | 3 | - | - | - | - | - | - | - | - | - | - | - | - | - | - | - | No | - | - | - | - | N/A | N/A | N/A | 6.9 | 3.5562 | -
[SEER Non Multi-Split <=65kW] GEMS (Air Conditioners up to 65kW) Determination 2019 | MEPS 2019 | AS/NZS 3823.1.1:2012 | GWC18AADXE-K6DNA1A/O / GWC18AADXE-K6DNA1A/I |  | N/A | GREE | N/A | Non Ducted | Single Split System | Wall Hung | Air | - | China | 1.37 | N/A | 5.275 | N/A | N/A | N/A | N/A | N/A | - | - | Calorimeter Room | 3.8626 | - | N/A | - | N/A | N/A | N/A | N/A | N/A | N/A | N/A | N/A | N/A | N/A | N/A | N/A | N/A | N/A | N/A | N/A | N/A | Single | R32 | Australia,Fiji,New Zealand | 141275 | 2026-09-10 |  | Approved | Cooling Only | N/A | Yes | Class 9 | Yes | N/A | N/A | Yes | Yes | Yes | N/A | N/A | Available | N/A | N/A |  |  | N/A |  |  | AAC6247 | Yes | Variable output compressor | Inverter | No | - | 5275 | 1.37 | - | 500 | 2638 | No | - | - | - | 1252.18 | 5681.175 | No | 457 | 2841.126 | No | - | - | - | - | - | - | - | - | - | - | - | - | - | - | - | - | - | - | - | - | - | - | - | - | - | - | - | - | - | - | 61.7 | 68.7 | 4.75 | 4.646 | 5.147 | 5.931 | 5.583 | 5.547 | 297 | 462 | 1326 | 637 | 800 | 1772 | 3 | 3 | 3.5 | - | - | - | - | - | - | - | - | - | - | - | - | - | - | - | No | - | - | - | - | N/A | N/A | N/A | 6.7 | 3.7878 | -
[SEER Non Multi-Split <=65kW] GEMS (Air Conditioners up to 65kW) Determination 2019 | MEPS 2019 | AS/NZS 3823.1.1:2012 | GWC18ATDXD-K6DNA1C/O / GWC18ATDXD-K6DNA1C/I |  | N/A | GREE | N/A | Non Ducted | Single Split System | Wall Hung | Air | - | China | 1.53 | N/A | 5.2 | N/A | N/A | N/A | N/A | N/A | - | - | Calorimeter Room | 3.4722 | - | N/A | - | N/A | N/A | N/A | N/A | N/A | N/A | N/A | N/A | N/A | N/A | N/A | N/A | N/A | N/A | N/A | N/A | N/A | Single | R32 | Australia,Fiji,New Zealand | 156538 | 2028-09-11 |  | Approved | Cooling Only | N/A | Yes | Class 9 | Yes | N/A | N/A | N/A | N/A | N/A | N/A | N/A | Available | N/A | N/A |  |  | N/A |  |  | AAC7768 | Yes | Variable output compressor | Inverter | No | - | 5200 | 1.53 | - | 500 | 2500 | Yes | 290 | 850 | - | 1398.42 | 5600.4 | Yes | 380 | 2500 | - | 220 | 1350 | - | - | - | - | - | - | - | - | - | - | - | - | - | - | - | - | - | - | - | - | - | - | - | - | - | - | - | - | 61.3 | 66.9 | 5.083 | 4.879 | 5.356 | 8.318 | 7.01 | 6.224 | 275 | 435 | 1258 | 446 | 627 | 1557 | 3.5 | 3 | 3.5 | - | - | - | - | - | - | - | - | - | - | - | - | - | - | - | No | - | - | - | - | N/A | N/A | N/A | 5.7 | 3.3564 | -
[SEER Non Multi-Split <=65kW] GEMS (Air Conditioners up to 65kW) Determination 2019 | MEPS 2019 | AS/NZS 3823.1.1:2012 | GWC24AAE-K6DNA1F |  | N/A | GREE | N/A | Non Ducted | Single Split System | Wall Hung | Air | - | China | 2.028 | N/A | 7.1 | N/A | N/A | N/A | N/A | N/A | - | - | Calorimeter Room | 3.5042 | - | N/A | - | N/A | N/A | N/A | N/A | N/A | N/A | N/A | N/A | N/A | N/A | N/A | N/A | N/A | N/A | N/A | N/A | N/A | Single | R32 | Australia,Fiji,New Zealand | 131580 | 2025-08-11 |  | Approved | Cooling Only | N/A | Yes | Class 9 | Yes | N/A | N/A | N/A | N/A | N/A | N/A | N/A | Available | N/A | N/A |  |  | N/A |  |  | AAC5132 | Yes | Variable output compressor | Inverter | No | - | 7100 | 2.028 | - | 750 | 3450 | Yes | 400 | 1600 | - | 1853.592 | 7646.7 | Yes | 620 | 3626 | - | 320 | 2000 | - | - | - | - | - | - | - | - | - | - | - | - | - | - | - | - | - | - | - | - | - | - | - | - | - | - | - | - | 63.3 | 65.2 | 4.83 | 4.694 | 5.073 | 7.168 | 6.321 | 5.692 | 397 | 621 | 1817 | 710 | 953 | 2328 | 3 | 3 | 3.5 | - | - | - | - | - | - | - | - | - | - | - | - | - | - | - | No | - | - | - | - | N/A | N/A | N/A | 6.9 | 3.4612 | -
[SEER Non Multi-Split <=65kW] GEMS (Air Conditioners up to 65kW) Determination 2019 | MEPS 2019 | AS/NZS 3823.1.1:2012 | GWC24AAEXF-K6DNA1B/O / GWC24AAEXF-K6DNA1B/I |  | N/A | GREE | N/A | Non Ducted | Single Split System | Wall Hung | Air | - | China | 1.92 | N/A | 7.1 | N/A | N/A | N/A | N/A | N/A | - | - | Calorimeter Room | 3.7496 | - | N/A | - | N/A | N/A | N/A | N/A | N/A | N/A | N/A | N/A | N/A | N/A | N/A | N/A | N/A | N/A | N/A | N/A | N/A | Single | R32 | Australia,Fiji,New Zealand | 141233 | 2026-10-11 |  | Approved | Cooling Only | N/A | Yes | Class 9 | Yes | N/A | N/A | Yes | Yes | Yes | N/A | N/A | Available | N/A | N/A |  |  | N/A |  |  | AAC6277 | Yes | Variable output compressor | Inverter | No | - | 7100 | 1.92 | - | 675 | 3380 | Yes | 395 | 1250 | - | 1754.88 | 7646.7 | No | 616.95 | 3640.26 | - | 345 | 2150 | - | - | - | - | - | - | - | - | - | - | - | - | - | - | - | - | - | - | - | - | - | - | - | - | - | - | - | - | 63.3 | 67.5 | 4.968 | 4.851 | 5.184 | 7.084 | 6.386 | 5.706 | 387 | 602 | 1779 | 720 | 945 | 2323 | 3 | 3 | 3.5 | - | - | - | - | - | - | - | - | - | - | - | - | - | - | - | No | - | - | - | - | N/A | N/A | N/A | 6.22 | 3.6579 | -
[SEER Non Multi-Split <=65kW] GEMS (Air Conditioners up to 65kW) Determination 2019 | MEPS 2019 | AS/NZS 3823.1.1:2012 | GWC24ATEXF-K6DNA1E/O / GWC24ATEXF-K6DNA1E/I |  | N/A | GREE | N/A | Non Ducted | Single Split System | Wall Hung | Air | - | China | 1.92 | N/A | 7.1 | N/A | N/A | N/A | N/A | N/A | - | - | Calorimeter Room | 3.7238 | - | N/A | - | N/A | N/A | N/A | N/A | N/A | N/A | N/A | N/A | N/A | N/A | N/A | N/A | N/A | N/A | N/A | N/A | N/A | Single | R32 | Australia,Fiji,New Zealand | 156605 | 2028-09-10 |  | Approved | Cooling Only | N/A | Yes | Class 9 | Yes | N/A | N/A | Yes | Yes | Yes | N/A | N/A | Available | N/A | N/A |  |  | N/A |  |  | AAC7766 | Yes | Variable output compressor | Inverter | No | - | 7100 | 1.92 | - | 1000 | 3400 | No | - | - | - | 1754.88 | 7646.7 | Yes | 540 | 3600 | No | - | - | - | - | - | - | - | - | - | - | - | - | - | - | - | - | - | - | - | - | - | - | - | - | - | - | - | - | - | - | 63.2 | 68.2 | 5.751 | 5.531 | 6.441 | 26.444 | 11.61 | 9.694 | 330 | 522 | 1426 | 181 | 511 | 1360 | 4 | 4 | 4.5 | - | - | - | - | - | - | - | - | - | - | - | - | - | - | - | No | - | - | - | - | N/A | N/A | N/A | 7.45 | 3.65 | -
[SEER Non Multi-Split <=65kW] GEMS (Air Conditioners up to 65kW) Determination 2019 | MEPS 2019 | AS/NZS 3823.1.1:2012 | GWC28ATEXF-K6DNA1A/O / GWC28ATEXF-K6DNA1A/I |  | N/A | GREE | N/A | Non Ducted | Single Split System | Wall Hung | Air | - | China | 2.485 | N/A | 8.2 | N/A | N/A | N/A | N/A | N/A | - | - | Calorimeter Room | 3.4427 | - | N/A | - | N/A | N/A | N/A | N/A | N/A | N/A | N/A | N/A | N/A | N/A | N/A | N/A | N/A | N/A | N/A | N/A | N/A | Single | R32 | Australia,Fiji,New Zealand | 156655 | 2028-09-10 |  | Approved | Cooling Only | N/A | Yes | Class 9 | Yes | N/A | N/A | N/A | N/A | N/A | N/A | N/A | Available | N/A | N/A |  |  | N/A |  |  | AAC7765 | Yes | Variable output compressor | Inverter | No | - | 8200 | 2.485 | - | 1330 | 4100 | No | - | - | - | 2271.29 | 8831.4 | Yes | 740 | 4450 | No | - | - | - | - | - | - | - | - | - | - | - | - | - | - | - | - | - | - | - | - | - | - | - | - | - | - | - | - | - | - | 66 | 69.1 | 5.278 | 5.035 | 5.685 | 18.22 | 9.679 | 7.974 | 424 | 673 | 1876 | 317 | 718 | 1919 | 3.5 | 3.5 | 4 | - | - | - | - | - | - | - | - | - | - | - | - | - | - | - | No | - | - | - | - | N/A | N/A | N/A | 5.7 | 3.2744 | -
[SEER Non Multi-Split <=65kW] GEMS (Air Conditioners up to 65kW) Determination 2019 | MEPS 2019 | AS/NZS 3823.1.1:2012 | GWH07AGAXB-K6DNA1A/O / GWH07AGAXB-K6DNA1A/I |  | N/A | GREE | N/A | Non Ducted | Single Split System | Wall Hung | Air | Air | China | 0.6 | N/A | 2.25 | N/A | N/A | N/A | N/A | N/A | 0.72 | 2.7 | Calorimeter Room | 3.8057 | 3.7893 | N/A | - | N/A | N/A | N/A | N/A | N/A | N/A | N/A | N/A | N/A | N/A | N/A | N/A | N/A | N/A | N/A | N/A | N/A | Single | R32 | Australia,Fiji,New Zealand | 140000 | 2026-07-30 |  | Approved | Reverse Cycle | N/A | Yes | Class 8 | Yes | N/A | N/A | Yes | Yes | Yes | N/A | N/A | Available | N/A | N/A |  |  | N/A |  |  | AAC6189 | Yes | Variable output compressor | Inverter | No | - | 2250 | 0.6 | - | 260 | 1100 | No | - | - | - | 548.4 | 2423.25 | Yes | 193 | 1100 | No | - | - | 2700 | 0.72 | 305 | 1350 | Yes | 160 | 700 | Yes | 1100 | 2900 | No | - | - | No | - | - | - | - | - | No | - | - | No | - | - | No | - | - | 50.7 | 58 | 4.93 | 4.785 | 5.166 | 7.358 | 6.258 | 5.901 | 125 | 195 | 567 | 221 | 307 | 713 | 3 | 3 | 3.5 | 3.593 | 3.911 | 4.324 | 3.806 | 4.087 | 4.317 | 984 | 379 | 56 | 316 | 168 | 36 | 2 | 2 | 2.5 | No | - | - | - | - | N/A | N/A | N/A | 1.4 | 3.7207 | 3.7255
[SEER Non Multi-Split <=65kW] GEMS (Air Conditioners up to 65kW) Determination 2019 | MEPS 2019 | AS/NZS 3823.1.1:2012 | GWH07QC-K3DNB2A |  | N/A | GREE | N/A | Non Ducted | Single Split System | Wall Hung | Air | Air | China | 0.46 | N/A | 2.02 | N/A | N/A | N/A | N/A | N/A | 0.62 | 2.7 | Calorimeter Room | 4.5286 | 4.2702 | N/A | - | N/A | N/A | N/A | N/A | N/A | N/A | N/A | N/A | N/A | N/A | N/A | N/A | N/A | N/A | N/A | N/A | N/A | Single | R410A | Australia,Fiji,New Zealand | 125049 | 2025-04-01 |  | Approved | Reverse Cycle | N/A | Yes | Class 8 | Yes | N/A | N/A | Yes | Yes | Yes | N/A | N/A | Available | N/A | N/A |  |  | N/A |  |  | AAC4301 | Yes | Variable output compressor | Inverter | No | - | 2020 | 0.46 | - | 230 | 1010 | No | - | - | - | 420.44 | 2175.54 | Yes | 143 | 1028 | No | - | - | 2700 | 0.62 | 255 | 1410 | No | - | - | Yes | 1160 | 3000 | No | - | - | No | - | - | - | - | - | No | - | - | No | - | - | No | - | - | 54.2 | 56.3 | 5.313 | 5.326 | 6.461 | 12.571 | 9.052 | 8.44 | 97 | 149 | 399 | 109 | 183 | 441 | 3.5 | 3.5 | 4.5 | 4.148 | 4.622 | 5.055 | 4.382 | 4.791 | 5.056 | 859 | 329 | 56 | 281 | 150 | 37 | 2.5 | 3 | 3.5 | No | - | - | - | - | N/A | N/A | N/A | 4.3 | 4.2568 | 4.2551
[SEER Non Multi-Split <=65kW] GEMS (Air Conditioners up to 65kW) Determination 2019 | MEPS 2019 | AS/NZS 3823.1.1:2012 | GWH09AAC-K6DNA1A/O / GWH09AAC-K6DNA1A/I | GWH09AAC-K6DNA1A/O / GWH09AAC-K6DNA1A/I | N/A | GREE | N/A | Non Ducted | Single Split System | Wall Hung | Air | Air | China | 0.655 | N/A | 2.5 | N/A | N/A | N/A | N/A | N/A | 0.75 | 3 | Calorimeter Room | 4.0358 | 4.0593 | N/A | - | N/A | N/A | N/A | N/A | N/A | N/A | N/A | N/A | N/A | N/A | N/A | N/A | N/A | N/A | N/A | N/A | N/A | Single | R32 | Australia,Fiji,New Zealand | 124778 | 2025-04-01 |  | Approved | Reverse Cycle | N/A | Yes | Class 8 | Yes | N/A | N/A | Yes | Yes | Yes | N/A | N/A | Available | N/A | N/A |  |  | N/A |  |  | AAC4282 | Yes | Variable output compressor | Inverter | No | - | 2500 | 0.655 | - | 290 | 1250 | No | - | - | - | 598.67 | 2692.5 | No | 265.06 | 1346.25 | No | - | - | 3000 | 0.75 | 305 | 1500 | No | - | - | Yes | 1100 | 3000 | No | - | - | No | - | - | - | - | - | No | - | - | No | - | - | No | - | - | 54.4 | 56.7 | 4.026 | 4.025 | 4.514 | 4.964 | 4.735 | 4.821 | 165 | 251 | 715 | 359 | 446 | 965 | 2.5 | 2.5 | 3 | 3.753 | 4.161 | 4.526 | 3.95 | 4.296 | 4.521 | 1053 | 403 | 66 | 344 | 184 | 44 | 2 | 2.5 | 3 | No | - | - | - | - | N/A | N/A | N/A | 4.3 | 3.7339 | 3.924
[SEER Non Multi-Split <=65kW] GEMS (Air Conditioners up to 65kW) Determination 2019 | MEPS 2019 | AS/NZS 3823.1.1:2012 | GWH09AAC-K6DNA1A/O / GWH09AAC-K6DNA4A/I | GWH09AAC-K6DNA1A/O / GWH09AAC-K6DNA1A/I | N/A | GREE | N/A | Non Ducted | Single Split System | Wall Hung | Air | Air | China | 0.655 | N/A | 2.5 | N/A | N/A | N/A | N/A | N/A | 0.75 | 3 | Calorimeter Room | 4.0358 | 4.0593 | N/A | - | N/A | N/A | N/A | N/A | N/A | N/A | N/A | N/A | N/A | N/A | N/A | N/A | N/A | N/A | N/A | N/A | N/A | Single | R32 | Australia,Fiji,New Zealand | 124778 | 2025-04-01 |  | Approved | Reverse Cycle | N/A | Yes | Class 8 | Yes | N/A | N/A | Yes | Yes | Yes | N/A | N/A | Available | N/A | N/A |  |  | N/A |  |  | AAC4282 | Yes | Variable output compressor | Inverter | No | - | 2500 | 0.655 | - | 290 | 1250 | No | - | - | - | 598.67 | 2692.5 | No | 265.06 | 1346.25 | No | - | - | 3000 | 0.75 | 305 | 1500 | No | - | - | Yes | 1100 | 3000 | No | - | - | No | - | - | - | - | - | No | - | - | No | - | - | No | - | - | 54.4 | 56.7 | 4.026 | 4.025 | 4.514 | 4.964 | 4.735 | 4.821 | 165 | 251 | 715 | 359 | 446 | 965 | 2.5 | 2.5 | 3 | 3.753 | 4.161 | 4.526 | 3.95 | 4.296 | 4.521 | 1053 | 403 | 66 | 344 | 184 | 44 | 2 | 2.5 | 3 | No | - | - | - | - | N/A | N/A | N/A | 4.3 | 3.7339 | 3.924
[SEER Non Multi-Split <=65kW] GEMS (Air Conditioners up to 65kW) Determination 2019 | MEPS 2019 | AS/NZS 3823.1.1:2012 | GWH09AACXB-K6DN**B series | GWH09AACXB-K6DN**B series | N/A | GREE | N/A | Non Ducted | Single Split System | Wall Hung | Air | Air | China | 0.61 | N/A | 2.5 | N/A | N/A | N/A | N/A | N/A | 0.71 | 3 | Calorimeter Room | 4.2372 | 4.3499 | N/A | - | N/A | N/A | N/A | N/A | N/A | N/A | N/A | N/A | N/A | N/A | N/A | N/A | N/A | N/A | N/A | N/A | N/A | Single | R32 | Australia,Fiji,New Zealand | 143345 | 2026-12-12 |  | Approved | Reverse Cycle | N/A | Yes | Class 8 | Yes | N/A | N/A | Yes | Yes | Yes | N/A | N/A | Available | N/A | N/A |  |  | N/A |  |  | AAC6393 | Yes | Variable output compressor | Inverter | No | - | 2500 | 0.61 | - | 240 | 1200 | No | - | - | - | 557.54 | 2692.5 | Yes | 165 | 1250 | No | - | - | 3000 | 0.71 | 295 | 1500 | Yes | 155 | 800 | Yes | 940 | 2850 | No | - | - | No | - | - | - | - | - | No | - | - | No | - | - | No | - | - | 50.7 | 60.8 | 6.208 | 5.915 | 6.516 | 11.142 | 8.682 | 7.902 | 110 | 174 | 499 | 161 | 245 | 591 | 4.5 | 4 | 5 | 3.974 | 4.464 | 5.03 | 4.288 | 4.724 | 5.042 | 989 | 369 | 54 | 312 | 162 | 34 | 2 | 2.5 | 3.5 | No | - | - | - | - | N/A | N/A | N/A | 1.6 | 4.0623 | 4.1934
[SEER Non Multi-Split <=65kW] GEMS (Air Conditioners up to 65kW) Determination 2019 | MEPS 2019 | AS/NZS 3823.1.1:2012 | GWH09AACXB-K6DNA1B/O / GWH09AACXB-K6DNA1B/I | GWH09AACXB-K6DN**B series | N/A | GREE | N/A | Non Ducted | Single Split System | Wall Hung | Air | Air | China | 0.61 | N/A | 2.5 | N/A | N/A | N/A | N/A | N/A | 0.71 | 3 | Calorimeter Room | 4.2372 | 4.3499 | N/A | - | N/A | N/A | N/A | N/A | N/A | N/A | N/A | N/A | N/A | N/A | N/A | N/A | N/A | N/A | N/A | N/A | N/A | Single | R32 | Australia,Fiji,New Zealand | 143345 | 2026-12-12 |  | Approved | Reverse Cycle | N/A | Yes | Class 8 | Yes | N/A | N/A | Yes | Yes | Yes | N/A | N/A | Available | N/A | N/A |  |  | N/A |  |  | AAC6393 | Yes | Variable output compressor | Inverter | No | - | 2500 | 0.61 | - | 240 | 1200 | No | - | - | - | 557.54 | 2692.5 | Yes | 165 | 1250 | No | - | - | 3000 | 0.71 | 295 | 1500 | Yes | 155 | 800 | Yes | 940 | 2850 | No | - | - | No | - | - | - | - | - | No | - | - | No | - | - | No | - | - | 50.7 | 60.8 | 6.208 | 5.915 | 6.516 | 11.142 | 8.682 | 7.902 | 110 | 174 | 499 | 161 | 245 | 591 | 4.5 | 4 | 5 | 3.974 | 4.464 | 5.03 | 4.288 | 4.724 | 5.042 | 989 | 369 | 54 | 312 | 162 | 34 | 2 | 2.5 | 3.5 | No | - | - | - | - | N/A | N/A | N/A | 1.6 | 4.0623 | 4.1934
[SEER Non Multi-Split <=65kW] GEMS (Air Conditioners up to 65kW) Determination 2019 | MEPS 2019 | AS/NZS 3823.1.1:2012 | GWH09AACXB-K6DNA1B/O / GWH09AACXB-K6DNA4B/I | GWH09AACXB-K6DN**B series | N/A | GREE | N/A | Non Ducted | Single Split System | Wall Hung | Air | Air | China | 0.61 | N/A | 2.5 | N/A | N/A | N/A | N/A | N/A | 0.71 | 3 | Calorimeter Room | 4.2372 | 4.3499 | N/A | - | N/A | N/A | N/A | N/A | N/A | N/A | N/A | N/A | N/A | N/A | N/A | N/A | N/A | N/A | N/A | N/A | N/A | Single | R32 | Australia,Fiji,New Zealand | 143345 | 2026-12-12 |  | Approved | Reverse Cycle | N/A | Yes | Class 8 | Yes | N/A | N/A | Yes | Yes | Yes | N/A | N/A | Available | N/A | N/A |  |  | N/A |  |  | AAC6393 | Yes | Variable output compressor | Inverter | No | - | 2500 | 0.61 | - | 240 | 1200 | No | - | - | - | 557.54 | 2692.5 | Yes | 165 | 1250 | No | - | - | 3000 | 0.71 | 295 | 1500 | Yes | 155 | 800 | Yes | 940 | 2850 | No | - | - | No | - | - | - | - | - | No | - | - | No | - | - | No | - | - | 50.7 | 60.8 | 6.208 | 5.915 | 6.516 | 11.142 | 8.682 | 7.902 | 110 | 174 | 499 | 161 | 245 | 591 | 4.5 | 4 | 5 | 3.974 | 4.464 | 5.03 | 4.288 | 4.724 | 5.042 | 989 | 369 | 54 | 312 | 162 | 34 | 2 | 2.5 | 3.5 | No | - | - | - | - | N/A | N/A | N/A | 1.6 | 4.0623 | 4.1934
[SEER Non Multi-Split <=65kW] GEMS (Air Conditioners up to 65kW) Determination 2019 | MEPS 2019 | AS/NZS 3823.1.1:2012 | GWH09ABA-K6DNC8C |  | N/A | GREE | N/A | Non Ducted | Single Split System | Wall Hung | Air | Air | China | 0.5 | N/A | 2.5 | N/A | N/A | N/A | N/A | N/A | 0.68 | 3.2 | Calorimeter Room | 5.0945 | 4.6774 | N/A | - | N/A | N/A | N/A | N/A | N/A | N/A | N/A | N/A | N/A | N/A | N/A | N/A | N/A | N/A | N/A | N/A | N/A | Single | R32 | Australia,Fiji,New Zealand | 133620 | 2025-11-16 |  | Approved | Reverse Cycle | N/A | Yes | Class 8 | Yes | N/A | N/A | N/A | N/A | N/A | N/A | N/A | Available | N/A | N/A |  |  | N/A |  |  | AAC5488 | Yes | Variable output compressor | Inverter | No | - | 2500 | 0.5 | - | 195 | 1230 | Yes | 170 | 850 | - | 457 | 2692.5 | Yes | 145 | 1320 | - | 106 | 960 | 3200 | 0.68 | 268 | 1600 | Yes | 178 | 1050 | Yes | 1340 | 3900 | No | - | - | No | - | - | - | - | - | No | - | - | No | - | - | No | - | - | 56.5 | 59.6 | 7.509 | 7.237 | 7.961 | 15.532 | 11.588 | 9.651 | 90 | 141 | 407 | 114 | 182 | 483 | 6 | 5.5 | 6 | 4.655 | 5.112 | 5.717 | 4.952 | 5.348 | 5.697 | 902 | 344 | 51 | 288 | 153 | 33 | 3 | 3.5 | 4 | No | - | - | - | - | N/A | N/A | N/A | 1.7 | 4.9432 | 4.6665
[SEER Non Multi-Split <=65kW] GEMS (Air Conditioners up to 65kW) Determination 2019 | MEPS 2019 | AS/NZS 3823.1.1:2012 | GWH09ABAXD-K6DNC8A/O / GWH09ABAXD-K6DN**A/I | GWH09ABAXD-K6DNC8A/O / GWH09ABAXD-K6DN**A/I | N/A | GREE | N/A | Non Ducted | Single Split System | Wall Hung | Air | Air | China | 0.52 | N/A | 2.55 | N/A | N/A | N/A | N/A | N/A | 0.67 | 3.25 | Calorimeter Room | 4.8976 | 4.905 | N/A | - | N/A | N/A | N/A | N/A | N/A | N/A | N/A | N/A | N/A | N/A | N/A | N/A | N/A | N/A | N/A | N/A | N/A | Single | R32 | Australia,Fiji,New Zealand | 147650 | 2027-06-20 |  | Approved | Reverse Cycle | N/A | Yes | Class 8 | Yes | N/A | N/A | N/A | N/A | N/A | N/A | N/A | Available | N/A | N/A |  |  | N/A |  |  | AAC6781 | Yes | Variable output compressor | Inverter | No | - | 2550 | 0.52 | - | 230 | 1200 | Yes | 180 | 700 | - | 475.28 | 2746.35 | Yes | 140 | 1240 | - | 100 | 850 | 3250 | 0.67 | 270 | 1650 | Yes | 180 | 1100 | Yes | 1400 | 3800 | No | - | - | No | - | - | - | - | - | No | - | - | No | - | - | No | - | - | 55.5 | 62.6 | 7.987 | 7.6 | 8.38 | 26.62 | 14.459 | 11.493 | 87 | 139 | 396 | 68 | 150 | 414 | 6 | 6 | 6.5 | 4.687 | 5.242 | 5.885 | 5.017 | 5.496 | 5.871 | 908 | 340 | 49 | 288 | 150 | 31 | 3 | 3.5 | 4 | No | - | - | - | - | N/A | N/A | N/A | 1.15 | 4.8675 | 4.8228
[SEER Non Multi-Split <=65kW] GEMS (Air Conditioners up to 65kW) Determination 2019 | MEPS 2019 | AS/NZS 3823.1.1:2012 | GWH09ABAXD-K6DNC8A/O / GWH09ABAXD-K6DNA1A/I | GWH09ABAXD-K6DNC8A/O / GWH09ABAXD-K6DN**A/I | N/A | GREE | N/A | Non Ducted | Single Split System | Wall Hung | Air | Air | China | 0.52 | N/A | 2.55 | N/A | N/A | N/A | N/A | N/A | 0.67 | 3.25 | Calorimeter Room | 4.8976 | 4.905 | N/A | - | N/A | N/A | N/A | N/A | N/A | N/A | N/A | N/A | N/A | N/A | N/A | N/A | N/A | N/A | N/A | N/A | N/A | Single | R32 | Australia,Fiji,New Zealand | 147650 | 2027-06-20 |  | Approved | Reverse Cycle | N/A | Yes | Class 8 | Yes | N/A | N/A | N/A | N/A | N/A | N/A | N/A | Available | N/A | N/A |  |  | N/A |  |  | AAC6781 | Yes | Variable output compressor | Inverter | No | - | 2550 | 0.52 | - | 230 | 1200 | Yes | 180 | 700 | - | 475.28 | 2746.35 | Yes | 140 | 1240 | - | 100 | 850 | 3250 | 0.67 | 270 | 1650 | Yes | 180 | 1100 | Yes | 1400 | 3800 | No | - | - | No | - | - | - | - | - | No | - | - | No | - | - | No | - | - | 55.5 | 62.6 | 7.987 | 7.6 | 8.38 | 26.62 | 14.459 | 11.493 | 87 | 139 | 396 | 68 | 150 | 414 | 6 | 6 | 6.5 | 4.687 | 5.242 | 5.885 | 5.017 | 5.496 | 5.871 | 908 | 340 | 49 | 288 | 150 | 31 | 3 | 3.5 | 4 | No | - | - | - | - | N/A | N/A | N/A | 1.15 | 4.8675 | 4.8228
[SEER Non Multi-Split <=65kW] GEMS (Air Conditioners up to 65kW) Determination 2019 | MEPS 2019 | AS/NZS 3823.1.1:2012 | GWH09ABAXD-K6DNC8A/O / GWH09ABAXD-K6DNC8A/I |  | N/A | GREE | N/A | Non Ducted | Single Split System | Wall Hung | Air | Air | China | 0.52 | N/A | 2.55 | N/A | N/A | N/A | N/A | N/A | 0.67 | 3.25 | Calorimeter Room | 4.8976 | 4.905 | N/A | - | N/A | N/A | N/A | N/A | N/A | N/A | N/A | N/A | N/A | N/A | N/A | N/A | N/A | N/A | N/A | N/A | N/A | Single | R32 | Australia,Fiji,New Zealand | 141347 | 2026-09-15 |  | Approved | Reverse Cycle | N/A | Yes | Class 8 | Yes | N/A | N/A | N/A | N/A | N/A | N/A | N/A | Available | N/A | N/A |  |  | N/A |  |  | AAC6252 | Yes | Variable output compressor | Inverter | No | - | 2550 | 0.52 | - | 230 | 1200 | Yes | 180 | 700 | - | 475.28 | 2746.35 | Yes | 143 | 1240 | - | 95 | 850 | 3250 | 0.67 | 270 | 1650 | Yes | 180 | 1200 | Yes | 1400 | 3900 | No | - | - | No | - | - | - | - | - | No | - | - | No | - | - | No | - | - | 55.5 | 62.6 | 7.997 | 7.645 | 8.345 | 31.593 | 15.325 | 11.418 | 87 | 138 | 398 | 57 | 141 | 417 | 6 | 6 | 6.5 | 4.812 | 5.377 | 6.208 | 5.238 | 5.779 | 6.257 | 885 | 331 | 47 | 276 | 143 | 30 | 3 | 3.5 | 4.5 | No | - | - | - | - | N/A | N/A | N/A | 1.15 | 4.8675 | 4.8228
[SEER Non Multi-Split <=65kW] GEMS (Air Conditioners up to 65kW) Determination 2019 | MEPS 2019 | AS/NZS 3823.1.1:2012 | GWH09ABAXD-K6DNC8A/O / GWH09ABAXD-K6DNC8A/I |  | N/A | GREE | N/A | Non Ducted | Single Split System | Wall Hung | Air | Air | China | 0.52 | N/A | 2.55 | N/A | N/A | N/A | N/A | N/A | 0.67 | 3.25 | Calorimeter Room | 4.8976 | 4.905 | N/A | - | N/A | N/A | N/A | N/A | N/A | N/A | N/A | N/A | N/A | N/A | N/A | N/A | N/A | N/A | N/A | N/A | N/A | Single | R32 | Australia,Fiji,New Zealand | 142835 | 2026-11-10 |  | Approved | Reverse Cycle | N/A | Yes | Class 8 | Yes | N/A | N/A | N/A | N/A | N/A | N/A | N/A | Available | N/A | N/A |  |  | N/A |  |  | AAC6339 | Yes | Variable output compressor | Inverter | No | - | 2550 | 0.52 | - | 230 | 1200 | Yes | 180 | 700 | - | 475.28 | 2746.35 | Yes | 140 | 1240 | - | 100 | 850 | 3250 | 0.67 | 270 | 1650 | Yes | 180 | 1100 | Yes | 1400 | 3800 | No | - | - | No | - | - | - | - | - | No | - | - | No | - | - | No | - | - | 55.5 | 62.6 | 7.987 | 7.6 | 8.38 | 26.62 | 14.459 | 11.493 | 87 | 139 | 396 | 68 | 150 | 414 | 6 | 6 | 6.5 | 4.687 | 5.242 | 5.885 | 5.017 | 5.496 | 5.871 | 908 | 340 | 49 | 288 | 150 | 31 | 3 | 3.5 | 4 | No | - | - | - | - | N/A | N/A | N/A | 1.15 | 4.8675 | 4.8228
[SEER Non Multi-Split <=65kW] GEMS (Air Conditioners up to 65kW) Determination 2019 | MEPS 2019 | AS/NZS 3823.1.1:2012 | GWH09ABAXD-K6DNC8A/O / GWH09ABAXD-K6DNC8A/I | GWH09ABAXD-K6DNC8A/O / GWH09ABAXD-K6DN**A/I | N/A | GREE | N/A | Non Ducted | Single Split System | Wall Hung | Air | Air | China | 0.52 | N/A | 2.55 | N/A | N/A | N/A | N/A | N/A | 0.67 | 3.25 | Calorimeter Room | 4.8976 | 4.905 | N/A | - | N/A | N/A | N/A | N/A | N/A | N/A | N/A | N/A | N/A | N/A | N/A | N/A | N/A | N/A | N/A | N/A | N/A | Single | R32 | Australia,Fiji,New Zealand | 147650 | 2027-06-20 |  | Approved | Reverse Cycle | N/A | Yes | Class 8 | Yes | N/A | N/A | N/A | N/A | N/A | N/A | N/A | Available | N/A | N/A |  |  | N/A |  |  | AAC6781 | Yes | Variable output compressor | Inverter | No | - | 2550 | 0.52 | - | 230 | 1200 | Yes | 180 | 700 | - | 475.28 | 2746.35 | Yes | 140 | 1240 | - | 100 | 850 | 3250 | 0.67 | 270 | 1650 | Yes | 180 | 1100 | Yes | 1400 | 3800 | No | - | - | No | - | - | - | - | - | No | - | - | No | - | - | No | - | - | 55.5 | 62.6 | 7.987 | 7.6 | 8.38 | 26.62 | 14.459 | 11.493 | 87 | 139 | 396 | 68 | 150 | 414 | 6 | 6 | 6.5 | 4.687 | 5.242 | 5.885 | 5.017 | 5.496 | 5.871 | 908 | 340 | 49 | 288 | 150 | 31 | 3 | 3.5 | 4 | No | - | - | - | - | N/A | N/A | N/A | 1.15 | 4.8675 | 4.8228
[SEER Non Multi-Split <=65kW] GEMS (Air Conditioners up to 65kW) Determination 2019 | MEPS 2019 | AS/NZS 3823.1.1:2012 | GWH09AGCXB-K6DNA1A/O / GWH09AGCXB-K6DNA1A/I |  | N/A | GREE | N/A | Non Ducted | Single Split System | Wall Hung | Air | Air | China | 0.575 | N/A | 2.65 | N/A | N/A | N/A | N/A | N/A | 0.745 | 3.2 | Calorimeter Room | 4.6416 | 4.3166 | N/A | - | N/A | N/A | N/A | N/A | N/A | N/A | N/A | N/A | N/A | N/A | N/A | N/A | N/A | N/A | N/A | N/A | N/A | Single | R32 | Australia,Fiji,New Zealand | 140024 | 2026-07-30 |  | Approved | Reverse Cycle | N/A | Yes | Class 8 | Yes | N/A | N/A | Yes | Yes | Yes | N/A | N/A | Available | N/A | N/A |  |  | N/A |  |  | AAC6190 | Yes | Variable output compressor | Inverter | No | - | 2650 | 0.575 | - | 225 | 1300 | No | - | - | - | 525.55 | 2854.05 | Yes | 162 | 1300 | No | - | - | 3200 | 0.745 | 295 | 1700 | Yes | 180 | 1100 | Yes | 1080 | 3200 | No | - | - | No | - | - | - | - | - | No | - | - | No | - | - | No | - | - | 55.2 | 59.3 | 6.639 | 6.363 | 6.922 | 10.661 | 8.753 | 8.101 | 109 | 172 | 498 | 179 | 258 | 611 | 5 | 4.5 | 5 | 4.32 | 4.932 | 5.765 | 4.753 | 5.316 | 5.798 | 970 | 356 | 50 | 300 | 154 | 32 | 2.5 | 3 | 4 | No | - | - | - | - | N/A | N/A | N/A | 1.4 | 4.5711 | 4.2682
[SEER Non Multi-Split <=65kW] GEMS (Air Conditioners up to 65kW) Determination 2019 | MEPS 2019 | AS/NZS 3823.1.1:2012 | GWH09ATBXB-K6DNA1C/O / GWH09ATBXB-K6DNA1C/I |  | N/A | GREE | N/A | Non Ducted | Single Split System | Wall Hung | Air | Air | China | 0.718 | N/A | 2.7 | N/A | N/A | N/A | N/A | N/A | 0.767 | 3 | Calorimeter Room | 3.7923 | 3.9932 | N/A | - | N/A | N/A | N/A | N/A | N/A | N/A | N/A | N/A | N/A | N/A | N/A | N/A | N/A | N/A | N/A | N/A | N/A | Single | R32 | Australia,Fiji,New Zealand | 156509 | 2028-09-13 |  | Approved | Reverse Cycle | N/A | Yes | Class 8 | Yes | N/A | N/A | N/A | N/A | N/A | N/A | N/A | Available | N/A | N/A |  |  | N/A |  |  | AAC7776 | Yes | Variable output compressor | Inverter | No | - | 2700 | 0.718 | - | 310 | 1350 | No | - | - | - | 656.252 | 2907.9 | Yes | 215 | 1280 | No | - | - | 3000 | 0.767 | 350 | 1500 | Yes | 180 | 870 | Yes | 1090 | 2750 | No | - | - | No | - | - | - | - | - | No | - | - | No | - | - | No | - | - | 55.1 | 60.1 | 5.106 | 4.944 | 5.383 | 8.696 | 6.896 | 6.395 | 144 | 226 | 653 | 223 | 333 | 789 | 3.5 | 3 | 3.5 | 3.475 | 3.952 | 4.517 | 3.811 | 4.263 | 4.57 | 1132 | 417 | 60 | 351 | 180 | 38 | 1.5 | 2 | 3 | No | - | - | - | - | N/A | N/A | N/A | 1.9 | 3.7271 | 3.8789
[SEER Non Multi-Split <=65kW] GEMS (Air Conditioners up to 65kW) Determination 2019 | MEPS 2019 | AS/NZS 3823.1.1:2012 | GWH09QC-K3DN**A | GWH09QC-K3DN**A | N/A | GREE | 0.4 | Non Ducted | Single Split System | Wall Hung | Air | Air | China | 0.595 | 2.2 | 2.5 | N/A | N/A | N/A | N/A | N/A | 0.75 | 3 | Calorimeter Room | 4.2673 | 4.1736 | Yes | - | N/A | 3.6 | 3.6 | N/A | N/A | N/A | N/A | N/A | 3.8704 | 3.7948 | N/A | N/A | 3.2409 | 3.0895 | 3 | 3 | Calorimeter Room | Single | R410A | Australia,Fiji,New Zealand | 129297 | 2025-06-01 |  | Approved | Reverse Cycle | N/A | Yes | Class 8 | Yes | Yes | N/A | Yes | Yes | Yes | N/A | 3.9397 | Available | N/A | N/A |  |  | Yes |  | https://reg.energyrating.gov.au/static/common/images/star_ratings_2014/aircon_rating_3_3.png | AAC4865 | Yes | Variable output compressor | Inverter | No | - | 2500 | 0.595 | - | 230 | 1250 | No | - | - | - | 543.83 | 2692.5 | Yes | 185 | 1300 | No | - | - | 3000 | 0.75 | 280 | 1580 | No | - | - | Yes | 1200 | 3200 | No | - | - | No | - | - | - | - | - | No | - | - | No | - | - | No | - | - | 50.5 | 58.7 | 5.157 | 5.088 | 5.813 | 7.432 | 6.692 | 6.536 | 127 | 197 | 554 | 238 | 314 | 710 | 3.5 | 3.5 | 4 | 4.055 | 4.563 | 5.133 | 4.354 | 4.804 | 5.148 | 975 | 368 | 59 | 312 | 165 | 39 | 2.5 | 3 | 3.5 | No | - | - | - | - | N/A | N/A | N/A | 4 | 4.1083 | 3.9292
[SEER Non Multi-Split <=65kW] GEMS (Air Conditioners up to 65kW) Determination 2019 | MEPS 2019 | AS/NZS 3823.1.1:2012 | GWH09QC-K3DNB2A | GWH09QC-K3DN**A | N/A | GREE | 0.4 | Non Ducted | Single Split System | Wall Hung | Air | Air | China | 0.595 | 2.2 | 2.5 | N/A | N/A | N/A | N/A | N/A | 0.75 | 3 | Calorimeter Room | 4.2673 | 4.1736 | Yes | - | N/A | 3.6 | 3.6 | N/A | N/A | N/A | N/A | N/A | 3.8704 | 3.7948 | N/A | N/A | 3.2409 | 3.0895 | 3 | 3 | Calorimeter Room | Single | R410A | Australia,Fiji,New Zealand | 129297 | 2025-06-01 |  | Approved | Reverse Cycle | N/A | Yes | Class 8 | Yes | Yes | N/A | Yes | Yes | Yes | N/A | 3.9397 | Available | N/A | N/A |  |  | Yes |  | https://reg.energyrating.gov.au/static/common/images/star_ratings_2014/aircon_rating_3_3.png | AAC4865 | Yes | Variable output compressor | Inverter | No | - | 2500 | 0.595 | - | 230 | 1250 | No | - | - | - | 543.83 | 2692.5 | Yes | 185 | 1300 | No | - | - | 3000 | 0.75 | 280 | 1580 | No | - | - | Yes | 1200 | 3200 | No | - | - | No | - | - | - | - | - | No | - | - | No | - | - | No | - | - | 50.5 | 58.7 | 5.157 | 5.088 | 5.813 | 7.432 | 6.692 | 6.536 | 127 | 197 | 554 | 238 | 314 | 710 | 3.5 | 3.5 | 4 | 4.055 | 4.563 | 5.133 | 4.354 | 4.804 | 5.148 | 975 | 368 | 59 | 312 | 165 | 39 | 2.5 | 3 | 3.5 | No | - | - | - | - | N/A | N/A | N/A | 4 | 4.1083 | 3.9292
[SEER Non Multi-Split <=65kW] GEMS (Air Conditioners up to 65kW) Determination 2019 | MEPS 2019 | AS/NZS 3823.1.1:2012 | GWH09QC-K3DNC6A | GWH09QC-K3DN**A | N/A | GREE | 0.4 | Non Ducted | Single Split System | Wall Hung | Air | Air | China | 0.595 | 2.2 | 2.5 | N/A | N/A | N/A | N/A | N/A | 0.75 | 3 | Calorimeter Room | 4.2673 | 4.1736 | Yes | - | N/A | 3.6 | 3.6 | N/A | N/A | N/A | N/A | N/A | 3.8704 | 3.7948 | N/A | N/A | 3.2409 | 3.0895 | 3 | 3 | Calorimeter Room | Single | R410A | Australia,Fiji,New Zealand | 129297 | 2025-06-01 |  | Approved | Reverse Cycle | N/A | Yes | Class 8 | Yes | Yes | N/A | Yes | Yes | Yes | N/A | 3.9397 | Available | N/A | N/A |  |  | Yes |  | https://reg.energyrating.gov.au/static/common/images/star_ratings_2014/aircon_rating_3_3.png | AAC4865 | Yes | Variable output compressor | Inverter | No | - | 2500 | 0.595 | - | 230 | 1250 | No | - | - | - | 543.83 | 2692.5 | Yes | 185 | 1300 | No | - | - | 3000 | 0.75 | 280 | 1580 | No | - | - | Yes | 1200 | 3200 | No | - | - | No | - | - | - | - | - | No | - | - | No | - | - | No | - | - | 50.5 | 58.7 | 5.157 | 5.088 | 5.813 | 7.432 | 6.692 | 6.536 | 127 | 197 | 554 | 238 | 314 | 710 | 3.5 | 3.5 | 4 | 4.055 | 4.563 | 5.133 | 4.354 | 4.804 | 5.148 | 975 | 368 | 59 | 312 | 165 | 39 | 2.5 | 3 | 3.5 | No | - | - | - | - | N/A | N/A | N/A | 4 | 4.1083 | 3.9292
[SEER Non Multi-Split <=65kW] GEMS (Air Conditioners up to 65kW) Determination 2019 | MEPS 2019 | AS/NZS 3823.1.1:2012 | GWH09QC-K3DNE4A | GWH09QC-K3DN**A | N/A | GREE | 0.4 | Non Ducted | Single Split System | Wall Hung | Air | Air | China | 0.595 | 2.2 | 2.5 | N/A | N/A | N/A | N/A | N/A | 0.75 | 3 | Calorimeter Room | 4.2673 | 4.1736 | Yes | - | N/A | 3.6 | 3.6 | N/A | N/A | N/A | N/A | N/A | 3.8704 | 3.7948 | N/A | N/A | 3.2409 | 3.0895 | 3 | 3 | Calorimeter Room | Single | R410A | Australia,Fiji,New Zealand | 129297 | 2025-06-01 |  | Approved | Reverse Cycle | N/A | Yes | Class 8 | Yes | Yes | N/A | Yes | Yes | Yes | N/A | 3.9397 | Available | N/A | N/A |  |  | Yes |  | https://reg.energyrating.gov.au/static/common/images/star_ratings_2014/aircon_rating_3_3.png | AAC4865 | Yes | Variable output compressor | Inverter | No | - | 2500 | 0.595 | - | 230 | 1250 | No | - | - | - | 543.83 | 2692.5 | Yes | 185 | 1300 | No | - | - | 3000 | 0.75 | 280 | 1580 | No | - | - | Yes | 1200 | 3200 | No | - | - | No | - | - | - | - | - | No | - | - | No | - | - | No | - | - | 50.5 | 58.7 | 5.157 | 5.088 | 5.813 | 7.432 | 6.692 | 6.536 | 127 | 197 | 554 | 238 | 314 | 710 | 3.5 | 3.5 | 4 | 4.055 | 4.563 | 5.133 | 4.354 | 4.804 | 5.148 | 975 | 368 | 59 | 312 | 165 | 39 | 2.5 | 3 | 3.5 | No | - | - | - | - | N/A | N/A | N/A | 4 | 4.1083 | 3.9292
[SEER Non Multi-Split <=65kW] GEMS (Air Conditioners up to 65kW) Determination 2019 | MEPS 2019 | AS/NZS 3823.1.1:2012 | GWH12AAC-K6DNA1F/O / GWH12AAC-K6DNA1F/I | GWH12AAC-K6DNA1F/O / GWH12AAC-K6DNA1F/I | N/A | GREE | N/A | Non Ducted | Single Split System | Wall Hung | Air | Air | China | 0.89 | N/A | 3.4 | N/A | N/A | N/A | N/A | N/A | 0.975 | 3.7 | Calorimeter Room | 3.8246 | 3.7906 | N/A | - | N/A | N/A | N/A | N/A | N/A | N/A | N/A | N/A | N/A | N/A | N/A | N/A | N/A | N/A | N/A | N/A | N/A | Single | R32 | Australia,Fiji,New Zealand | 124946 | 2025-04-01 |  | Approved | Reverse Cycle | N/A | Yes | Class 8 | Yes | N/A | N/A | Yes | Yes | Yes | N/A | N/A | Available | N/A | N/A |  |  | N/A |  |  | AAC4287 | Yes | Variable output compressor | Inverter | No | - | 3400 | 0.89 | - | 330 | 1700 | No | - | - | - | 813.46 | 3661.8 | No | 301.62 | 1830.9 | No | - | - | 3700 | 0.975 | 365 | 1850 | No | - | - | Yes | 1470 | 3700 | No | - | - | No | - | - | - | - | - | No | - | - | No | - | - | No | - | - | 57.6 | 61.9 | 4.673 | 4.575 | 5.061 | 5.814 | 5.477 | 5.448 | 195 | 302 | 870 | 419 | 526 | 1163 | 3 | 3 | 3.5 | 3.689 | 4.163 | 4.649 | 3.95 | 4.36 | 4.653 | 1319 | 494 | 78 | 422 | 221 | 50 | 2 | 2.5 | 3 | No | - | - | - | - | N/A | N/A | N/A | 4.3 | 3.7588 | 3.7391
[SEER Non Multi-Split <=65kW] GEMS (Air Conditioners up to 65kW) Determination 2019 | MEPS 2019 | AS/NZS 3823.1.1:2012 | GWH12AAC-K6DNA1F/O / GWH12AAC-K6DNA4F/I | GWH12AAC-K6DNA1F/O / GWH12AAC-K6DNA1F/I | N/A | GREE | N/A | Non Ducted | Single Split System | Wall Hung | Air | Air | China | 0.89 | N/A | 3.4 | N/A | N/A | N/A | N/A | N/A | 0.975 | 3.7 | Calorimeter Room | 3.8246 | 3.7906 | N/A | - | N/A | N/A | N/A | N/A | N/A | N/A | N/A | N/A | N/A | N/A | N/A | N/A | N/A | N/A | N/A | N/A | N/A | Single | R32 | Australia,Fiji,New Zealand | 124946 | 2025-04-01 |  | Approved | Reverse Cycle | N/A | Yes | Class 8 | Yes | N/A | N/A | Yes | Yes | Yes | N/A | N/A | Available | N/A | N/A |  |  | N/A |  |  | AAC4287 | Yes | Variable output compressor | Inverter | No | - | 3400 | 0.89 | - | 330 | 1700 | No | - | - | - | 813.46 | 3661.8 | No | 301.62 | 1830.9 | No | - | - | 3700 | 0.975 | 365 | 1850 | No | - | - | Yes | 1470 | 3700 | No | - | - | No | - | - | - | - | - | No | - | - | No | - | - | No | - | - | 57.6 | 61.9 | 4.673 | 4.575 | 5.061 | 5.814 | 5.477 | 5.448 | 195 | 302 | 870 | 419 | 526 | 1163 | 3 | 3 | 3.5 | 3.689 | 4.163 | 4.649 | 3.95 | 4.36 | 4.653 | 1319 | 494 | 78 | 422 | 221 | 50 | 2 | 2.5 | 3 | No | - | - | - | - | N/A | N/A | N/A | 4.3 | 3.7588 | 3.7391
[SEER Non Multi-Split <=65kW] GEMS (Air Conditioners up to 65kW) Determination 2019 | MEPS 2019 | AS/NZS 3823.1.1:2012 | GWH12AACXB-K6DNA1A/O / GWH12AACXB-K6DNA*A/I | GWH12AACXB-K6DNA1A/O / GWH12AACXB-K6DNA*A/I | N/A | GREE | N/A | Non Ducted | Single Split System | Wall Hung | Air | Air | China | 0.915 | N/A | 3.517 | N/A | N/A | N/A | N/A | N/A | 0.95 | 3.8 | Calorimeter Room | 3.7822 | 3.9295 | N/A | - | N/A | N/A | N/A | N/A | N/A | N/A | N/A | N/A | N/A | N/A | N/A | N/A | N/A | N/A | N/A | N/A | N/A | Single | R32 | Australia,Fiji,New Zealand | 143498 | 2026-12-13 |  | Approved | Reverse Cycle | N/A | Yes | Class 8 | Yes | N/A | N/A | N/A | N/A | N/A | N/A | N/A | Available | N/A | N/A |  |  | N/A |  |  | AAC6397 | Yes | Variable output compressor | Inverter | No | - | 3517 | 0.915 | - | 330 | 1750 | No | - | - | - | 836.31 | 3787.809 | Yes | 260 | 1800 | No | - | - | 3800 | 0.95 | 350 | 1900 | No | - | - | Yes | 1600 | 3750 | No | - | - | No | - | - | - | - | - | No | - | - | No | - | - | No | - | - | 58.7 | 61.4 | 5.593 | 5.331 | 5.744 | 7.85 | 6.861 | 6.457 | 172 | 273 | 798 | 324 | 438 | 1019 | 4 | 3.5 | 4 | 3.792 | 4.402 | 4.976 | 4.112 | 4.635 | 4.983 | 1313 | 474 | 69 | 411 | 209 | 44 | 2 | 2.5 | 3 | No | - | - | - | - | N/A | N/A | N/A | 1.9261 | 3.8166 | 3.9728
[SEER Non Multi-Split <=65kW] GEMS (Air Conditioners up to 65kW) Determination 2019 | MEPS 2019 | AS/NZS 3823.1.1:2012 | GWH12AACXB-K6DNA1A/O / GWH12AACXB-K6DNA1A/I | GWH12AACXB-K6DNA1A/O / GWH12AACXB-K6DNA*A/I | N/A | GREE | N/A | Non Ducted | Single Split System | Wall Hung | Air | Air | China | 0.915 | N/A | 3.517 | N/A | N/A | N/A | N/A | N/A | 0.95 | 3.8 | Calorimeter Room | 3.7822 | 3.9295 | N/A | - | N/A | N/A | N/A | N/A | N/A | N/A | N/A | N/A | N/A | N/A | N/A | N/A | N/A | N/A | N/A | N/A | N/A | Single | R32 | Australia,Fiji,New Zealand | 143498 | 2026-12-13 |  | Approved | Reverse Cycle | N/A | Yes | Class 8 | Yes | N/A | N/A | N/A | N/A | N/A | N/A | N/A | Available | N/A | N/A |  |  | N/A |  |  | AAC6397 | Yes | Variable output compressor | Inverter | No | - | 3517 | 0.915 | - | 330 | 1750 | No | - | - | - | 836.31 | 3787.809 | Yes | 260 | 1800 | No | - | - | 3800 | 0.95 | 350 | 1900 | No | - | - | Yes | 1600 | 3750 | No | - | - | No | - | - | - | - | - | No | - | - | No | - | - | No | - | - | 58.7 | 61.4 | 5.593 | 5.331 | 5.744 | 7.85 | 6.861 | 6.457 | 172 | 273 | 798 | 324 | 438 | 1019 | 4 | 3.5 | 4 | 3.792 | 4.402 | 4.976 | 4.112 | 4.635 | 4.983 | 1313 | 474 | 69 | 411 | 209 | 44 | 2 | 2.5 | 3 | No | - | - | - | - | N/A | N/A | N/A | 1.9261 | 3.8166 | 3.9728
[SEER Non Multi-Split <=65kW] GEMS (Air Conditioners up to 65kW) Determination 2019 | MEPS 2019 | AS/NZS 3823.1.1:2012 | GWH12AACXB-K6DNA1A/O / GWH12AACXB-K6DNA4A/I | GWH12AACXB-K6DNA1A/O / GWH12AACXB-K6DNA*A/I | N/A | GREE | N/A | Non Ducted | Single Split System | Wall Hung | Air | Air | China | 0.915 | N/A | 3.517 | N/A | N/A | N/A | N/A | N/A | 0.95 | 3.8 | Calorimeter Room | 3.7822 | 3.9295 | N/A | - | N/A | N/A | N/A | N/A | N/A | N/A | N/A | N/A | N/A | N/A | N/A | N/A | N/A | N/A | N/A | N/A | N/A | Single | R32 | Australia,Fiji,New Zealand | 143498 | 2026-12-13 |  | Approved | Reverse Cycle | N/A | Yes | Class 8 | Yes | N/A | N/A | N/A | N/A | N/A | N/A | N/A | Available | N/A | N/A |  |  | N/A |  |  | AAC6397 | Yes | Variable output compressor | Inverter | No | - | 3517 | 0.915 | - | 330 | 1750 | No | - | - | - | 836.31 | 3787.809 | Yes | 260 | 1800 | No | - | - | 3800 | 0.95 | 350 | 1900 | No | - | - | Yes | 1600 | 3750 | No | - | - | No | - | - | - | - | - | No | - | - | No | - | - | No | - | - | 58.7 | 61.4 | 5.593 | 5.331 | 5.744 | 7.85 | 6.861 | 6.457 | 172 | 273 | 798 | 324 | 438 | 1019 | 4 | 3.5 | 4 | 3.792 | 4.402 | 4.976 | 4.112 | 4.635 | 4.983 | 1313 | 474 | 69 | 411 | 209 | 44 | 2 | 2.5 | 3 | No | - | - | - | - | N/A | N/A | N/A | 1.9261 | 3.8166 | 3.9728
[SEER Non Multi-Split <=65kW] GEMS (Air Conditioners up to 65kW) Determination 2019 | MEPS 2019 | AS/NZS 3823.1.1:2012 | GWH12ABA-K6DNC8C |  | N/A | GREE | N/A | Non Ducted | Single Split System | Wall Hung | Air | Air | China | 0.8 | N/A | 3.517 | N/A | N/A | N/A | N/A | N/A | 0.91 | 4 | Calorimeter Room | 4.3428 | 4.2669 | N/A | - | N/A | N/A | N/A | N/A | N/A | N/A | N/A | N/A | N/A | N/A | N/A | N/A | N/A | N/A | N/A | N/A | N/A | Single | R32 | Australia,Fiji,New Zealand | 133857 | 2025-11-16 |  | Approved | Reverse Cycle | N/A | Yes | Class 8 | Yes | N/A | N/A | N/A | N/A | N/A | N/A | N/A | Available | N/A | N/A |  |  | N/A |  |  | AAC5489 | Yes | Variable output compressor | Inverter | No | - | 3517 | 0.8 | - | 295 | 1750 | Yes | 190 | 550 | - | 731.2 | 3787.809 | Yes | 236 | 1850 | - | 126 | 900 | 4000 | 0.91 | 360 | 2050 | Yes | 220 | 1100 | Yes | 1350 | 3850 | No | - | - | No | - | - | - | - | - | No | - | - | No | - | - | No | - | - | 61.4 | 62.2 | 6.768 | 6.481 | 6.884 | 12.328 | 9.797 | 8.06 | 142 | 225 | 666 | 205 | 306 | 816 | 5 | 4.5 | 5 | 4.104 | 4.678 | 5.146 | 4.343 | 4.771 | 5.059 | 1276 | 469 | 69 | 409 | 213 | 45 | 2.5 | 3 | 3.5 | No | - | - | - | - | N/A | N/A | N/A | 1.6 | 4.3667 | 4.3696
[SEER Non Multi-Split <=65kW] GEMS (Air Conditioners up to 65kW) Determination 2019 | MEPS 2019 | AS/NZS 3823.1.1:2012 | GWH12ABAXD-K6DN**A series | GWH12ABAXD-K6DN**A series | N/A | GREE | N/A | Non Ducted | Single Split System | Wall Hung | Air | Air | China | 0.83 | N/A | 3.517 | N/A | N/A | N/A | N/A | N/A | 0.92 | 4 | Calorimeter Room | 4.2402 | 4.3432 | N/A | - | N/A | N/A | N/A | N/A | N/A | N/A | N/A | N/A | N/A | N/A | N/A | N/A | N/A | N/A | N/A | N/A | N/A | Single | R32 | Australia,Fiji,New Zealand | 142425 | 2026-10-24 |  | Approved | Reverse Cycle | N/A | Yes | Class 8 | Yes | N/A | N/A | Yes | Yes | Yes | N/A | N/A | Available | N/A | N/A |  |  | N/A |  |  | AAC6305 | Yes | Variable output compressor | Inverter | No | - | 3517 | 0.83 | - | 300 | 1750 | Yes | 190 | 600 | - | 758.62 | 3787.809 | Yes | 240 | 1800 | - | 115 | 850 | 4000 | 0.92 | 370 | 2000 | Yes | 135 | 780 | Yes | 1500 | 4000 | No | - | - | No | - | - | - | - | - | No | - | - | No | - | - | No | - | - | 59.6 | 64.4 | 6.626 | 6.362 | 6.675 | 13.716 | 10.292 | 7.931 | 146 | 229 | 687 | 184 | 291 | 829 | 5 | 4.5 | 5 | 4.118 | 4.739 | 5.521 | 4.576 | 5.198 | 5.641 | 1272 | 463 | 65 | 389 | 196 | 40 | 2.5 | 3 | 4 | No | - | - | - | - | N/A | N/A | N/A | 1.57 | 4.2104 | 4.3229
[SEER Non Multi-Split <=65kW] GEMS (Air Conditioners up to 65kW) Determination 2019 | MEPS 2019 | AS/NZS 3823.1.1:2012 | GWH12ABAXD-K6DNC8A/O / GWH12ABAXD-K6DNA1A/I | GWH12ABAXD-K6DN**A series | N/A | GREE | N/A | Non Ducted | Single Split System | Wall Hung | Air | Air | China | 0.83 | N/A | 3.517 | N/A | N/A | N/A | N/A | N/A | 0.92 | 4 | Calorimeter Room | 4.2402 | 4.3432 | N/A | - | N/A | N/A | N/A | N/A | N/A | N/A | N/A | N/A | N/A | N/A | N/A | N/A | N/A | N/A | N/A | N/A | N/A | Single | R32 | Australia,Fiji,New Zealand | 142425 | 2026-10-24 |  | Approved | Reverse Cycle | N/A | Yes | Class 8 | Yes | N/A | N/A | Yes | Yes | Yes | N/A | N/A | Available | N/A | N/A |  |  | N/A |  |  | AAC6305 | Yes | Variable output compressor | Inverter | No | - | 3517 | 0.83 | - | 300 | 1750 | Yes | 190 | 600 | - | 758.62 | 3787.809 | Yes | 240 | 1800 | - | 115 | 850 | 4000 | 0.92 | 370 | 2000 | Yes | 135 | 780 | Yes | 1500 | 4000 | No | - | - | No | - | - | - | - | - | No | - | - | No | - | - | No | - | - | 59.6 | 64.4 | 6.626 | 6.362 | 6.675 | 13.716 | 10.292 | 7.931 | 146 | 229 | 687 | 184 | 291 | 829 | 5 | 4.5 | 5 | 4.118 | 4.739 | 5.521 | 4.576 | 5.198 | 5.641 | 1272 | 463 | 65 | 389 | 196 | 40 | 2.5 | 3 | 4 | No | - | - | - | - | N/A | N/A | N/A | 1.57 | 4.2104 | 4.3229
[SEER Non Multi-Split <=65kW] GEMS (Air Conditioners up to 65kW) Determination 2019 | MEPS 2019 | AS/NZS 3823.1.1:2012 | GWH12ABAXD-K6DNC8A/O / GWH12ABAXD-K6DNC8A/I | GWH12ABAXD-K6DN**A series | N/A | GREE | N/A | Non Ducted | Single Split System | Wall Hung | Air | Air | China | 0.83 | N/A | 3.517 | N/A | N/A | N/A | N/A | N/A | 0.92 | 4 | Calorimeter Room | 4.2402 | 4.3432 | N/A | - | N/A | N/A | N/A | N/A | N/A | N/A | N/A | N/A | N/A | N/A | N/A | N/A | N/A | N/A | N/A | N/A | N/A | Single | R32 | Australia,Fiji,New Zealand | 142425 | 2026-10-24 |  | Approved | Reverse Cycle | N/A | Yes | Class 8 | Yes | N/A | N/A | Yes | Yes | Yes | N/A | N/A | Available | N/A | N/A |  |  | N/A |  |  | AAC6305 | Yes | Variable output compressor | Inverter | No | - | 3517 | 0.83 | - | 300 | 1750 | Yes | 190 | 600 | - | 758.62 | 3787.809 | Yes | 240 | 1800 | - | 115 | 850 | 4000 | 0.92 | 370 | 2000 | Yes | 135 | 780 | Yes | 1500 | 4000 | No | - | - | No | - | - | - | - | - | No | - | - | No | - | - | No | - | - | 59.6 | 64.4 | 6.626 | 6.362 | 6.675 | 13.716 | 10.292 | 7.931 | 146 | 229 | 687 | 184 | 291 | 829 | 5 | 4.5 | 5 | 4.118 | 4.739 | 5.521 | 4.576 | 5.198 | 5.641 | 1272 | 463 | 65 | 389 | 196 | 40 | 2.5 | 3 | 4 | No | - | - | - | - | N/A | N/A | N/A | 1.57 | 4.2104 | 4.3229
[SEER Non Multi-Split <=65kW] GEMS (Air Conditioners up to 65kW) Determination 2019 | MEPS 2019 | AS/NZS 3823.1.1:2012 | GWH12AGCXD-K6DNA1A/O / GWH12AGCXD-K6DNA1A/I |  | N/A | GREE | N/A | Non Ducted | Single Split System | Wall Hung | Air | Air | China | 0.83 | N/A | 3.517 | N/A | N/A | N/A | N/A | N/A | 0.98 | 4 | Calorimeter Room | 4.1492 | 3.9862 | N/A | - | N/A | N/A | N/A | N/A | N/A | N/A | N/A | N/A | N/A | N/A | N/A | N/A | N/A | N/A | N/A | N/A | N/A | Single | R32 | Australia,Fiji,New Zealand | 142755 | 2026-11-14 |  | Approved | Reverse Cycle | N/A | Yes | Class 8 | Yes | N/A | N/A | N/A | N/A | N/A | N/A | N/A | Available | N/A | N/A |  |  | N/A |  |  | AAC6344 | Yes | Variable output compressor | Inverter | No | - | 3517 | 0.83 | - | 310 | 1700 | Yes | 190 | 500 | - | 758.62 | 3787.809 | Yes | 230 | 1750 | - | 120 | 800 | 4000 | 0.98 | 380 | 2000 | Yes | 190 | 1100 | Yes | 1500 | 4000 | No | - | - | No | - | - | - | - | - | No | - | - | No | - | - | No | - | - | 56 | 65.6 | 6.517 | 6.247 | 6.695 | 13.087 | 9.88 | 8.056 | 147 | 233 | 684 | 193 | 303 | 816 | 5 | 4.5 | 5 | 4.007 | 4.59 | 5.428 | 4.467 | 5.039 | 5.509 | 1308 | 478 | 67 | 399 | 203 | 42 | 2.5 | 3 | 3.5 | No | - | - | - | - | N/A | N/A | N/A | 1.95 | 4.204 | 4.0544
[SEER Non Multi-Split <=65kW] GEMS (Air Conditioners up to 65kW) Determination 2019 | MEPS 2019 | AS/NZS 3823.1.1:2012 | GWH12AGCXD-K6DNA1A/O / GWH12AGCXD-K6DNA2A/I |  | N/A | GREE | N/A | Non Ducted | Single Split System | Wall Hung | Air | Air | China | 0.83 | N/A | 3.517 | N/A | N/A | N/A | N/A | N/A | 0.98 | 4 | Calorimeter Room | 4.1492 | 3.9862 | N/A | - | N/A | N/A | N/A | N/A | N/A | N/A | N/A | N/A | N/A | N/A | N/A | N/A | N/A | N/A | N/A | N/A | N/A | Single | R32 | Australia,Fiji,New Zealand | 148859 | 2027-08-22 |  | Approved | Reverse Cycle | N/A | Yes | Class 8 | Yes | N/A | N/A | N/A | N/A | N/A | N/A | N/A | Available | N/A | N/A |  |  | N/A |  |  | AAC6893 | Yes | Variable output compressor | Inverter | No | - | 3517 | 0.83 | - | 310 | 1700 | Yes | 190 | 500 | - | 758.62 | 3787.809 | Yes | 230 | 1750 | - | 120 | 800 | 4000 | 0.98 | 380 | 2000 | Yes | 190 | 1100 | Yes | 1500 | 4000 | No | - | - | No | - | - | - | - | - | No | - | - | No | - | - | No | - | - | 56 | 65.6 | 6.517 | 6.247 | 6.695 | 13.087 | 9.88 | 8.056 | 147 | 233 | 684 | 193 | 303 | 816 | 5 | 4.5 | 5 | 4.007 | 4.59 | 5.428 | 4.467 | 5.039 | 5.509 | 1308 | 478 | 67 | 399 | 203 | 42 | 2.5 | 3 | 3.5 | No | - | - | - | - | N/A | N/A | N/A | 1.95 | 4.204 | 4.0544
[SEER Non Multi-Split <=65kW] GEMS (Air Conditioners up to 65kW) Determination 2019 | MEPS 2019 | AS/NZS 3823.1.1:2012 | GWH12ATCXB-K6DNA1B/O / GWH12ATCXB-K6DNA1B/I | GWH12ATCXB-K6DNA1B/O / GWH12ATCXB-K6DNA1B/I | N/A | GREE | N/A | Non Ducted | Single Split System | Wall Hung | Air | Air | China | 0.91 | N/A | 3.517 | N/A | N/A | N/A | N/A | N/A | 0.97 | 3.8 | Calorimeter Room | 3.8621 | 3.9292 | N/A | - | N/A | N/A | N/A | N/A | N/A | N/A | N/A | N/A | N/A | N/A | N/A | N/A | N/A | N/A | N/A | N/A | N/A | Single | R32 | Australia,Fiji,New Zealand | 156331 | 2028-08-29 |  | Approved | Reverse Cycle | N/A | Yes | Class 8 | Yes | N/A | N/A | N/A | N/A | N/A | N/A | N/A | Available | N/A | N/A |  |  | N/A |  |  | AAC7753 | Yes | Variable output compressor | Inverter | No | - | 3517 | 0.91 | - | 348 | 1750 | No | - | - | - | 831.74 | 3787.809 | Yes | 240 | 1700 | No | - | - | 3800 | 0.97 | 340 | 1750 | No | - | - | Yes | 1345 | 3515 | No | - | - | No | - | - | - | - | - | No | - | - | No | - | - | No | - | - | 59.7 | 64.2 | 5.844 | 5.56 | 6.052 | 10.237 | 7.98 | 7.276 | 165 | 262 | 757 | 247 | 376 | 903 | 4 | 4 | 4.5 | 3.685 | 4.223 | 4.761 | 3.98 | 4.443 | 4.767 | 1351 | 494 | 72 | 425 | 218 | 46 | 2 | 2.5 | 3 | No | - | - | - | - | N/A | N/A | N/A | 2 | 3.8363 | 3.8904
[SEER Non Multi-Split <=65kW] GEMS (Air Conditioners up to 65kW) Determination 2019 | MEPS 2019 | AS/NZS 3823.1.1:2012 | GWH12ATCXB-K6DNA1B/O / GWH12ATCXB-K6DNA4B/I | GWH12ATCXB-K6DNA1B/O / GWH12ATCXB-K6DNA1B/I | N/A | GREE | N/A | Non Ducted | Single Split System | Wall Hung | Air | Air | China | 0.91 | N/A | 3.517 | N/A | N/A | N/A | N/A | N/A | 0.97 | 3.8 | Calorimeter Room | 3.8621 | 3.9292 | N/A | - | N/A | N/A | N/A | N/A | N/A | N/A | N/A | N/A | N/A | N/A | N/A | N/A | N/A | N/A | N/A | N/A | N/A | Single | R32 | Australia,Fiji,New Zealand | 156331 | 2028-08-29 |  | Approved | Reverse Cycle | N/A | Yes | Class 8 | Yes | N/A | N/A | N/A | N/A | N/A | N/A | N/A | Available | N/A | N/A |  |  | N/A |  |  | AAC7753 | Yes | Variable output compressor | Inverter | No | - | 3517 | 0.91 | - | 348 | 1750 | No | - | - | - | 831.74 | 3787.809 | Yes | 240 | 1700 | No | - | - | 3800 | 0.97 | 340 | 1750 | No | - | - | Yes | 1345 | 3515 | No | - | - | No | - | - | - | - | - | No | - | - | No | - | - | No | - | - | 59.7 | 64.2 | 5.844 | 5.56 | 6.052 | 10.237 | 7.98 | 7.276 | 165 | 262 | 757 | 247 | 376 | 903 | 4 | 4 | 4.5 | 3.685 | 4.223 | 4.761 | 3.98 | 4.443 | 4.767 | 1351 | 494 | 72 | 425 | 218 | 46 | 2 | 2.5 | 3 | No | - | - | - | - | N/A | N/A | N/A | 2 | 3.8363 | 3.8904
[SEER Non Multi-Split <=65kW] GEMS (Air Conditioners up to 65kW) Determination 2019 | MEPS 2019 | AS/NZS 3823.1.1:2012 | GWH12QC-K3DNB2D/O / GWH12QC-K3DN**D/I | GWH12QC-K3DNB2D/O / GWH12QC-K3DN**D/I | N/A | GREE | 0.4 | Non Ducted | Single Split System | Wall Hung | Air | Air | China | 0.885 | 2.2 | 3.4 | N/A | N/A | N/A | N/A | N/A | 1.04 | 4 | Calorimeter Room | 3.8446 | 3.8399 | Yes | - | N/A | 3.6 | 3.6 | N/A | N/A | N/A | N/A | N/A | 3.8704 | 3.7948 | N/A | N/A | 3.2409 | 3.0895 | 3 | 3 | Calorimeter Room | Single | R410A | Australia,Fiji,New Zealand | 127233 | 2025-04-01 |  | Approved | Reverse Cycle | N/A | Yes | Class 8 | Yes | Yes | N/A | Yes | Yes | Yes | N/A | 3.9397 | Available | N/A | N/A |  |  | Yes |  | https://reg.energyrating.gov.au/static/common/images/star_ratings_2014/aircon_rating_3_3.png | AAC4582 | Yes | Variable output compressor | Inverter | No | - | 3400 | 0.885 | - | 330 | 1700 | No | - | - | - | 808.89 | 3661.8 | No | 301.62 | 1830.9 | No | - | - | 4000 | 1.04 | 360 | 1900 | No | - | - | Yes | 1500 | 3700 | No | - | - | No | - | - | - | - | - | No | - | - | No | - | - | No | - | - | 57.3 | 62.1 | 4.771 | 4.653 | 5.098 | 5.869 | 5.522 | 5.475 | 192 | 299 | 865 | 416 | 523 | 1159 | 3 | 3 | 3.5 | 3.659 | 4.251 | 4.857 | 3.99 | 4.505 | 4.87 | 1436 | 520 | 78 | 449 | 230 | 50 | 2 | 2.5 | 3 | No | - | - | - | - | N/A | N/A | N/A | 3.6 | 3.7897 | 3.8017
[SEER Non Multi-Split <=65kW] GEMS (Air Conditioners up to 65kW) Determination 2019 | MEPS 2019 | AS/NZS 3823.1.1:2012 | GWH12QC-K3DNB2D/O / GWH12QC-K3DN**D/I | GWH12QC-K3DNB2D/O / GWH12QC-K3DN**D/I | N/A | GREE | 0.4 | Non Ducted | Single Split System | Wall Hung | Air | Air | China | 0.915 | 2.2 | 3.4 | N/A | N/A | N/A | N/A | N/A | 1.07 | 4 | Calorimeter Room | 3.6089 | 3.6903 | Yes | 95.87 | N/A | 3.6 | 3.6 | N/A | N/A | N/A | N/A | N/A | 3.8704 | 3.7948 | N/A | N/A | 3.2409 | 3.0895 | 3 | 3 | Calorimeter Room | Single | R410A | Australia,Fiji,New Zealand | 129511 | 2025-06-11 |  | Approved | Reverse Cycle | N/A | Yes | Class 8 | Yes | Yes | N/A | Yes | Yes | Yes | N/A | 3.9397 | Available | N/A | N/A |  |  | Yes |  | https://reg.energyrating.gov.au/static/common/images/star_ratings_2014/aircon_rating_3_3.png | AAC4893 | Yes | Variable output compressor | Inverter | No | - | 3400 | 0.915 | - | 330 | 1700 | No | - | - | - | 836.31 | 3661.8 | No | 301.62 | 1830.9 | No | - | - | 4000 | 1.07 | 360 | 1900 | No | - | - | Yes | 1500 | 3700 | No | - | - | No | - | - | - | - | - | No | - | - | No | - | - | No | - | - | 57.3 | 62.1 | 4.729 | 4.596 | 5.032 | 5.838 | 5.48 | 5.414 | 194 | 303 | 877 | 419 | 527 | 1172 | 3 | 3 | 3.5 | 3.631 | 4.216 | 4.85 | 3.973 | 4.485 | 4.867 | 1446 | 525 | 78 | 451 | 231 | 50 | 2 | 2.5 | 3 | No | - | - | - | - | N/A | N/A | N/A | 3.6 | 3.6671 | 3.6963
[SEER Non Multi-Split <=65kW] GEMS (Air Conditioners up to 65kW) Determination 2019 | MEPS 2019 | AS/NZS 3823.1.1:2012 | GWH12QC-K3DNB2D/O / GWH12QC-K3DNB2D/I | GWH12QC-K3DNB2D/O / GWH12QC-K3DN**D/I | N/A | GREE | 0.4 | Non Ducted | Single Split System | Wall Hung | Air | Air | China | 0.885 | 2.2 | 3.4 | N/A | N/A | N/A | N/A | N/A | 1.04 | 4 | Calorimeter Room | 3.8446 | 3.8399 | Yes | - | N/A | 3.6 | 3.6 | N/A | N/A | N/A | N/A | N/A | 3.8704 | 3.7948 | N/A | N/A | 3.2409 | 3.0895 | 3 | 3 | Calorimeter Room | Single | R410A | Australia,Fiji,New Zealand | 127233 | 2025-04-01 |  | Approved | Reverse Cycle | N/A | Yes | Class 8 | Yes | Yes | N/A | Yes | Yes | Yes | N/A | 3.9397 | Available | N/A | N/A |  |  | Yes |  | https://reg.energyrating.gov.au/static/common/images/star_ratings_2014/aircon_rating_3_3.png | AAC4582 | Yes | Variable output compressor | Inverter | No | - | 3400 | 0.885 | - | 330 | 1700 | No | - | - | - | 808.89 | 3661.8 | No | 301.62 | 1830.9 | No | - | - | 4000 | 1.04 | 360 | 1900 | No | - | - | Yes | 1500 | 3700 | No | - | - | No | - | - | - | - | - | No | - | - | No | - | - | No | - | - | 57.3 | 62.1 | 4.771 | 4.653 | 5.098 | 5.869 | 5.522 | 5.475 | 192 | 299 | 865 | 416 | 523 | 1159 | 3 | 3 | 3.5 | 3.659 | 4.251 | 4.857 | 3.99 | 4.505 | 4.87 | 1436 | 520 | 78 | 449 | 230 | 50 | 2 | 2.5 | 3 | No | - | - | - | - | N/A | N/A | N/A | 3.6 | 3.7897 | 3.8017
[SEER Non Multi-Split <=65kW] GEMS (Air Conditioners up to 65kW) Determination 2019 | MEPS 2019 | AS/NZS 3823.1.1:2012 | GWH12QC-K3DNB2D/O / GWH12QC-K3DNB2D/I | GWH12QC-K3DNB2D/O / GWH12QC-K3DN**D/I | N/A | GREE | 0.4 | Non Ducted | Single Split System | Wall Hung | Air | Air | China | 0.915 | 2.2 | 3.4 | N/A | N/A | N/A | N/A | N/A | 1.07 | 4 | Calorimeter Room | 3.6089 | 3.6903 | Yes | 95.87 | N/A | 3.6 | 3.6 | N/A | N/A | N/A | N/A | N/A | 3.8704 | 3.7948 | N/A | N/A | 3.2409 | 3.0895 | 3 | 3 | Calorimeter Room | Single | R410A | Australia,Fiji,New Zealand | 129511 | 2025-06-11 |  | Approved | Reverse Cycle | N/A | Yes | Class 8 | Yes | Yes | N/A | Yes | Yes | Yes | N/A | 3.9397 | Available | N/A | N/A |  |  | Yes |  | https://reg.energyrating.gov.au/static/common/images/star_ratings_2014/aircon_rating_3_3.png | AAC4893 | Yes | Variable output compressor | Inverter | No | - | 3400 | 0.915 | - | 330 | 1700 | No | - | - | - | 836.31 | 3661.8 | No | 301.62 | 1830.9 | No | - | - | 4000 | 1.07 | 360 | 1900 | No | - | - | Yes | 1500 | 3700 | No | - | - | No | - | - | - | - | - | No | - | - | No | - | - | No | - | - | 57.3 | 62.1 | 4.729 | 4.596 | 5.032 | 5.838 | 5.48 | 5.414 | 194 | 303 | 877 | 419 | 527 | 1172 | 3 | 3 | 3.5 | 3.631 | 4.216 | 4.85 | 3.973 | 4.485 | 4.867 | 1446 | 525 | 78 | 451 | 231 | 50 | 2 | 2.5 | 3 | No | - | - | - | - | N/A | N/A | N/A | 3.6 | 3.6671 | 3.6963
[SEER Non Multi-Split <=65kW] GEMS (Air Conditioners up to 65kW) Determination 2019 | MEPS 2019 | AS/NZS 3823.1.1:2012 | GWH12QC-K3DNB2D/O / GWH12QC-K3DNC6D/I | GWH12QC-K3DNB2D/O / GWH12QC-K3DN**D/I | N/A | GREE | 0.4 | Non Ducted | Single Split System | Wall Hung | Air | Air | China | 0.915 | 2.2 | 3.4 | N/A | N/A | N/A | N/A | N/A | 1.07 | 4 | Calorimeter Room | 3.6089 | 3.6903 | Yes | 95.87 | N/A | 3.6 | 3.6 | N/A | N/A | N/A | N/A | N/A | 3.8704 | 3.7948 | N/A | N/A | 3.2409 | 3.0895 | 3 | 3 | Calorimeter Room | Single | R410A | Australia,Fiji,New Zealand | 129511 | 2025-06-11 |  | Approved | Reverse Cycle | N/A | Yes | Class 8 | Yes | Yes | N/A | Yes | Yes | Yes | N/A | 3.9397 | Available | N/A | N/A |  |  | Yes |  | https://reg.energyrating.gov.au/static/common/images/star_ratings_2014/aircon_rating_3_3.png | AAC4893 | Yes | Variable output compressor | Inverter | No | - | 3400 | 0.915 | - | 330 | 1700 | No | - | - | - | 836.31 | 3661.8 | No | 301.62 | 1830.9 | No | - | - | 4000 | 1.07 | 360 | 1900 | No | - | - | Yes | 1500 | 3700 | No | - | - | No | - | - | - | - | - | No | - | - | No | - | - | No | - | - | 57.3 | 62.1 | 4.729 | 4.596 | 5.032 | 5.838 | 5.48 | 5.414 | 194 | 303 | 877 | 419 | 527 | 1172 | 3 | 3 | 3.5 | 3.631 | 4.216 | 4.85 | 3.973 | 4.485 | 4.867 | 1446 | 525 | 78 | 451 | 231 | 50 | 2 | 2.5 | 3 | No | - | - | - | - | N/A | N/A | N/A | 3.6 | 3.6671 | 3.6963
[SEER Non Multi-Split <=65kW] GEMS (Air Conditioners up to 65kW) Determination 2019 | MEPS 2019 | AS/NZS 3823.1.1:2012 | GWH12QC-K3DNB2D/O / GWH12QC-K3DNE4D/I | GWH12QC-K3DNB2D/O / GWH12QC-K3DN**D/I | N/A | GREE | 0.4 | Non Ducted | Single Split System | Wall Hung | Air | Air | China | 0.885 | 2.2 | 3.4 | N/A | N/A | N/A | N/A | N/A | 1.04 | 4 | Calorimeter Room | 3.8446 | 3.8399 | Yes | - | N/A | 3.6 | 3.6 | N/A | N/A | N/A | N/A | N/A | 3.8704 | 3.7948 | N/A | N/A | 3.2409 | 3.0895 | 3 | 3 | Calorimeter Room | Single | R410A | Australia,Fiji,New Zealand | 127233 | 2025-04-01 |  | Approved | Reverse Cycle | N/A | Yes | Class 8 | Yes | Yes | N/A | Yes | Yes | Yes | N/A | 3.9397 | Available | N/A | N/A |  |  | Yes |  | https://reg.energyrating.gov.au/static/common/images/star_ratings_2014/aircon_rating_3_3.png | AAC4582 | Yes | Variable output compressor | Inverter | No | - | 3400 | 0.885 | - | 330 | 1700 | No | - | - | - | 808.89 | 3661.8 | No | 301.62 | 1830.9 | No | - | - | 4000 | 1.04 | 360 | 1900 | No | - | - | Yes | 1500 | 3700 | No | - | - | No | - | - | - | - | - | No | - | - | No | - | - | No | - | - | 57.3 | 62.1 | 4.771 | 4.653 | 5.098 | 5.869 | 5.522 | 5.475 | 192 | 299 | 865 | 416 | 523 | 1159 | 3 | 3 | 3.5 | 3.659 | 4.251 | 4.857 | 3.99 | 4.505 | 4.87 | 1436 | 520 | 78 | 449 | 230 | 50 | 2 | 2.5 | 3 | No | - | - | - | - | N/A | N/A | N/A | 3.6 | 3.7897 | 3.8017
[SEER Non Multi-Split <=65kW] GEMS (Air Conditioners up to 65kW) Determination 2019 | MEPS 2019 | AS/NZS 3823.1.1:2012 | GWH12QC-K3DNB2D/O / GWH12QC-K3DNE4D/I | GWH12QC-K3DNB2D/O / GWH12QC-K3DN**D/I | N/A | GREE | 0.4 | Non Ducted | Single Split System | Wall Hung | Air | Air | China | 0.915 | 2.2 | 3.4 | N/A | N/A | N/A | N/A | N/A | 1.07 | 4 | Calorimeter Room | 3.6089 | 3.6903 | Yes | 95.87 | N/A | 3.6 | 3.6 | N/A | N/A | N/A | N/A | N/A | 3.8704 | 3.7948 | N/A | N/A | 3.2409 | 3.0895 | 3 | 3 | Calorimeter Room | Single | R410A | Australia,Fiji,New Zealand | 129511 | 2025-06-11 |  | Approved | Reverse Cycle | N/A | Yes | Class 8 | Yes | Yes | N/A | Yes | Yes | Yes | N/A | 3.9397 | Available | N/A | N/A |  |  | Yes |  | https://reg.energyrating.gov.au/static/common/images/star_ratings_2014/aircon_rating_3_3.png | AAC4893 | Yes | Variable output compressor | Inverter | No | - | 3400 | 0.915 | - | 330 | 1700 | No | - | - | - | 836.31 | 3661.8 | No | 301.62 | 1830.9 | No | - | - | 4000 | 1.07 | 360 | 1900 | No | - | - | Yes | 1500 | 3700 | No | - | - | No | - | - | - | - | - | No | - | - | No | - | - | No | - | - | 57.3 | 62.1 | 4.729 | 4.596 | 5.032 | 5.838 | 5.48 | 5.414 | 194 | 303 | 877 | 419 | 527 | 1172 | 3 | 3 | 3.5 | 3.631 | 4.216 | 4.85 | 3.973 | 4.485 | 4.867 | 1446 | 525 | 78 | 451 | 231 | 50 | 2 | 2.5 | 3 | No | - | - | - | - | N/A | N/A | N/A | 3.6 | 3.6671 | 3.6963
[SEER Non Multi-Split <=65kW] GEMS (Air Conditioners up to 65kW) Determination 2019 | MEPS 2019 | AS/NZS 3823.1.1:2012 | GWH15QD-K6DNA1A/O / GWH15QD-K6DNA1A/I | GWH15QD-K6DNA1A/O / GWH15QD-K6DNC8A/I | N/A | GREE | N/A | Non Ducted | Single Split System | Wall Hung | Air | Air | China | 1.11 | N/A | 4.6 | N/A | N/A | N/A | N/A | N/A | 1.15 | 4.7 | Calorimeter Room | 3.9577 | 4.0265 | N/A | - | N/A | N/A | N/A | N/A | N/A | N/A | N/A | N/A | N/A | N/A | N/A | N/A | N/A | N/A | N/A | N/A | N/A | Single | R32 | Australia,Fiji,New Zealand | 137634 | 2026-04-26 |  | Approved | Reverse Cycle | N/A | Yes | Class 9 | Yes | N/A | N/A | N/A | N/A | N/A | N/A | N/A | Available | N/A | N/A |  |  | N/A |  |  | AAC5922 | Yes | Variable output compressor | Inverter | No | - | 4600 | 1.11 | - | 590 | 2350 | No | - | - | - | 1014.54 | 4954.2 | No | 539.26 | 2530.95 | No | - | - | 4700 | 1.15 | 520 | 2400 | No | - | - | Yes | 2200 | 5100 | No | - | - | No | - | - | - | - | - | No | - | - | No | - | - | No | - | - | 61.9 | 65.1 | 4.05 | 4.066 | 4.481 | 4.786 | 4.586 | 4.724 | 306 | 462 | 1331 | 691 | 852 | 1816 | 2.5 | 2.5 | 2.5 | 3.632 | 4.006 | 4.251 | 3.773 | 4.079 | 4.238 | 1703 | 653 | 107 | 561 | 301 | 70 | 2 | 2.5 | 2.5 | No | - | - | - | - | N/A | N/A | N/A | 5.9 | 4.071 | 4.0173
[SEER Non Multi-Split <=65kW] GEMS (Air Conditioners up to 65kW) Determination 2019 | MEPS 2019 | AS/NZS 3823.1.1:2012 | GWH15QD-K6DNA1A/O / GWH15QD-K6DNC8A/I | GWH15QD-K6DNA1A/O / GWH15QD-K6DNC8A/I | N/A | GREE | N/A | Non Ducted | Single Split System | Wall Hung | Air | Air | China | 1.11 | N/A | 4.6 | N/A | N/A | N/A | N/A | N/A | 1.15 | 4.7 | Calorimeter Room | 3.9577 | 4.0265 | N/A | - | N/A | N/A | N/A | N/A | N/A | N/A | N/A | N/A | N/A | N/A | N/A | N/A | N/A | N/A | N/A | N/A | N/A | Single | R32 | Australia,Fiji,New Zealand | 137634 | 2026-04-26 |  | Approved | Reverse Cycle | N/A | Yes | Class 9 | Yes | N/A | N/A | N/A | N/A | N/A | N/A | N/A | Available | N/A | N/A |  |  | N/A |  |  | AAC5922 | Yes | Variable output compressor | Inverter | No | - | 4600 | 1.11 | - | 590 | 2350 | No | - | - | - | 1014.54 | 4954.2 | No | 539.26 | 2530.95 | No | - | - | 4700 | 1.15 | 520 | 2400 | No | - | - | Yes | 2200 | 5100 | No | - | - | No | - | - | - | - | - | No | - | - | No | - | - | No | - | - | 61.9 | 65.1 | 4.05 | 4.066 | 4.481 | 4.786 | 4.586 | 4.724 | 306 | 462 | 1331 | 691 | 852 | 1816 | 2.5 | 2.5 | 2.5 | 3.632 | 4.006 | 4.251 | 3.773 | 4.079 | 4.238 | 1703 | 653 | 107 | 561 | 301 | 70 | 2 | 2.5 | 2.5 | No | - | - | - | - | N/A | N/A | N/A | 5.9 | 4.071 | 4.0173
[SEER Non Multi-Split <=65kW] GEMS (Air Conditioners up to 65kW) Determination 2019 | MEPS 2019 | AS/NZS 3823.1.1:2012 | GWH15QDXE | GWH15QDXE | N/A | GREE | N/A | Non Ducted | Single Split System | Wall Hung | Air | Air | China | 1.15 | N/A | 4.6 | N/A | N/A | N/A | N/A | N/A | 1.2 | 4.7 | Calorimeter Room | 4.0141 | 4.1937 | N/A | - | N/A | N/A | N/A | N/A | N/A | N/A | N/A | N/A | N/A | N/A | N/A | N/A | N/A | N/A | N/A | N/A | N/A | Single | R32 | Australia,Fiji,New Zealand | 142230 | 2026-10-14 |  | Approved | Reverse Cycle | N/A | No | Class 9 | No | N/A | N/A | N/A | N/A | N/A | N/A | N/A | Available | N/A | N/A |  |  | N/A |  |  | AAC6283 | Yes | Variable output compressor | Inverter | No | - | 4600 | 1.15 | - | 440 | 2200 | Yes | 280 | 900 | - | 1051.1 | 4954.2 | No | 402.16 | 2369.4 | - | 250 | 1400 | 4700 | 1.2 | 480 | 2550 | No | - | - | Yes | 2050 | 5200 | No | - | - | No | - | - | - | - | - | No | - | - | No | - | - | No | - | - | 59.7 | 67.4 | 4.811 | 4.76 | 5.211 | 6.593 | 6.057 | 5.69 | 256 | 393 | 1143 | 499 | 643 | 1506 | 3 | 3 | 3.5 | 3.908 | 4.352 | 4.822 | 4.158 | 4.549 | 4.834 | 1583 | 601 | 96 | 510 | 270 | 62 | 2 | 2.5 | 3 | No | - | - | - | - | N/A | N/A | N/A | 5.5795 | 3.9355 | 3.8561
[SEER Non Multi-Split <=65kW] GEMS (Air Conditioners up to 65kW) Determination 2019 | MEPS 2019 | AS/NZS 3823.1.1:2012 | GWH15QDXE-K6DNA1A/O / GWH15QDXE-K6DNA1A/I | GWH15QDXE | N/A | GREE | N/A | Non Ducted | Single Split System | Wall Hung | Air | Air | China | 1.15 | N/A | 4.6 | N/A | N/A | N/A | N/A | N/A | 1.2 | 4.7 | Calorimeter Room | 4.0141 | 4.1937 | N/A | - | N/A | N/A | N/A | N/A | N/A | N/A | N/A | N/A | N/A | N/A | N/A | N/A | N/A | N/A | N/A | N/A | N/A | Single | R32 | Australia,Fiji,New Zealand | 142230 | 2026-10-14 |  | Approved | Reverse Cycle | N/A | No | Class 9 | No | N/A | N/A | N/A | N/A | N/A | N/A | N/A | Available | N/A | N/A |  |  | N/A |  |  | AAC6283 | Yes | Variable output compressor | Inverter | No | - | 4600 | 1.15 | - | 440 | 2200 | Yes | 280 | 900 | - | 1051.1 | 4954.2 | No | 402.16 | 2369.4 | - | 250 | 1400 | 4700 | 1.2 | 480 | 2550 | No | - | - | Yes | 2050 | 5200 | No | - | - | No | - | - | - | - | - | No | - | - | No | - | - | No | - | - | 59.7 | 67.4 | 4.811 | 4.76 | 5.211 | 6.593 | 6.057 | 5.69 | 256 | 393 | 1143 | 499 | 643 | 1506 | 3 | 3 | 3.5 | 3.908 | 4.352 | 4.822 | 4.158 | 4.549 | 4.834 | 1583 | 601 | 96 | 510 | 270 | 62 | 2 | 2.5 | 3 | No | - | - | - | - | N/A | N/A | N/A | 5.5795 | 3.9355 | 3.8561
[SEER Non Multi-Split <=65kW] GEMS (Air Conditioners up to 65kW) Determination 2019 | MEPS 2019 | AS/NZS 3823.1.1:2012 | GWH15QDXE-K6DNA1A/O / GWH15QDXE-K6DNC8B/I | GWH15QDXE | N/A | GREE | N/A | Non Ducted | Single Split System | Wall Hung | Air | Air | China | 1.15 | N/A | 4.6 | N/A | N/A | N/A | N/A | N/A | 1.2 | 4.7 | Calorimeter Room | 4.0141 | 4.1937 | N/A | - | N/A | N/A | N/A | N/A | N/A | N/A | N/A | N/A | N/A | N/A | N/A | N/A | N/A | N/A | N/A | N/A | N/A | Single | R32 | Australia,Fiji,New Zealand | 142230 | 2026-10-14 |  | Approved | Reverse Cycle | N/A | No | Class 9 | No | N/A | N/A | N/A | N/A | N/A | N/A | N/A | Available | N/A | N/A |  |  | N/A |  |  | AAC6283 | Yes | Variable output compressor | Inverter | No | - | 4600 | 1.15 | - | 440 | 2200 | Yes | 280 | 900 | - | 1051.1 | 4954.2 | No | 402.16 | 2369.4 | - | 250 | 1400 | 4700 | 1.2 | 480 | 2550 | No | - | - | Yes | 2050 | 5200 | No | - | - | No | - | - | - | - | - | No | - | - | No | - | - | No | - | - | 59.7 | 67.4 | 4.811 | 4.76 | 5.211 | 6.593 | 6.057 | 5.69 | 256 | 393 | 1143 | 499 | 643 | 1506 | 3 | 3 | 3.5 | 3.908 | 4.352 | 4.822 | 4.158 | 4.549 | 4.834 | 1583 | 601 | 96 | 510 | 270 | 62 | 2 | 2.5 | 3 | No | - | - | - | - | N/A | N/A | N/A | 5.5795 | 3.9355 | 3.8561
[SEER Non Multi-Split <=65kW] GEMS (Air Conditioners up to 65kW) Determination 2019 | MEPS 2019 | AS/NZS 3823.1.1:2012 | GWH18AAD-K6DNA1D | GWH18AAD-K6DNA1D | N/A | GREE | N/A | Non Ducted | Single Split System | Wall Hung | Air | Air | China | 1.37 | N/A | 5.2 | N/A | N/A | N/A | N/A | N/A | 1.52 | 5.6 | Calorimeter Room | 3.6692 | 3.5717 | N/A | - | N/A | N/A | N/A | N/A | N/A | N/A | N/A | N/A | N/A | N/A | N/A | N/A | N/A | N/A | N/A | N/A | N/A | Single | R32 | Australia,Fiji,New Zealand | 124896 | 2025-04-01 |  | Approved | Reverse Cycle | N/A | Yes | Class 9 | Yes | N/A | N/A | Yes | Yes | Yes | N/A | N/A | Available | N/A | N/A |  |  | N/A |  |  | AAC4286 | Yes | Variable output compressor | Inverter | No | - | 5200 | 1.37 | - | 490 | 2500 | No | - | - | - | 1252.18 | 5600.4 | No | 447.86 | 2692.5 | Yes | 280 | 1700 | 5600 | 1.52 | 600 | 2800 | Yes | 340 | 1500 | Yes | 2200 | 5200 | No | - | - | No | - | - | - | - | - | No | - | - | No | - | - | No | - | - | 63 | 62.4 | 4.706 | 4.617 | 5.078 | 5.968 | 5.612 | 5.472 | 296 | 458 | 1326 | 624 | 785 | 1771 | 3 | 3 | 3.5 | 3.424 | 3.923 | 4.421 | 3.694 | 4.101 | 4.392 | 2150 | 792 | 122 | 682 | 355 | 80 | 1.5 | 2 | 2.5 | No | - | - | - | - | N/A | N/A | N/A | 6.5 | 3.7357 | 3.6317
[SEER Non Multi-Split <=65kW] GEMS (Air Conditioners up to 65kW) Determination 2019 | MEPS 2019 | AS/NZS 3823.1.1:2012 | GWH18AAD-K6DNA1D/O / GWH18AAD-K6DNA1D/I | GWH18AAD-K6DNA1D | N/A | GREE | N/A | Non Ducted | Single Split System | Wall Hung | Air | Air | China | 1.37 | N/A | 5.2 | N/A | N/A | N/A | N/A | N/A | 1.52 | 5.6 | Calorimeter Room | 3.6692 | 3.5717 | N/A | - | N/A | N/A | N/A | N/A | N/A | N/A | N/A | N/A | N/A | N/A | N/A | N/A | N/A | N/A | N/A | N/A | N/A | Single | R32 | Australia,Fiji,New Zealand | 124896 | 2025-04-01 |  | Approved | Reverse Cycle | N/A | Yes | Class 9 | Yes | N/A | N/A | Yes | Yes | Yes | N/A | N/A | Available | N/A | N/A |  |  | N/A |  |  | AAC4286 | Yes | Variable output compressor | Inverter | No | - | 5200 | 1.37 | - | 490 | 2500 | No | - | - | - | 1252.18 | 5600.4 | No | 447.86 | 2692.5 | Yes | 280 | 1700 | 5600 | 1.52 | 600 | 2800 | Yes | 340 | 1500 | Yes | 2200 | 5200 | No | - | - | No | - | - | - | - | - | No | - | - | No | - | - | No | - | - | 63 | 62.4 | 4.706 | 4.617 | 5.078 | 5.968 | 5.612 | 5.472 | 296 | 458 | 1326 | 624 | 785 | 1771 | 3 | 3 | 3.5 | 3.424 | 3.923 | 4.421 | 3.694 | 4.101 | 4.392 | 2150 | 792 | 122 | 682 | 355 | 80 | 1.5 | 2 | 2.5 | No | - | - | - | - | N/A | N/A | N/A | 6.5 | 3.7357 | 3.6317
[SEER Non Multi-Split <=65kW] GEMS (Air Conditioners up to 65kW) Determination 2019 | MEPS 2019 | AS/NZS 3823.1.1:2012 | GWH18AAD-K6DNA1D/O / GWH18AAD-K6DNA4D/I | GWH18AAD-K6DNA1D | N/A | GREE | N/A | Non Ducted | Single Split System | Wall Hung | Air | Air | China | 1.37 | N/A | 5.2 | N/A | N/A | N/A | N/A | N/A | 1.52 | 5.6 | Calorimeter Room | 3.6692 | 3.5717 | N/A | - | N/A | N/A | N/A | N/A | N/A | N/A | N/A | N/A | N/A | N/A | N/A | N/A | N/A | N/A | N/A | N/A | N/A | Single | R32 | Australia,Fiji,New Zealand | 124896 | 2025-04-01 |  | Approved | Reverse Cycle | N/A | Yes | Class 9 | Yes | N/A | N/A | Yes | Yes | Yes | N/A | N/A | Available | N/A | N/A |  |  | N/A |  |  | AAC4286 | Yes | Variable output compressor | Inverter | No | - | 5200 | 1.37 | - | 490 | 2500 | No | - | - | - | 1252.18 | 5600.4 | No | 447.86 | 2692.5 | Yes | 280 | 1700 | 5600 | 1.52 | 600 | 2800 | Yes | 340 | 1500 | Yes | 2200 | 5200 | No | - | - | No | - | - | - | - | - | No | - | - | No | - | - | No | - | - | 63 | 62.4 | 4.706 | 4.617 | 5.078 | 5.968 | 5.612 | 5.472 | 296 | 458 | 1326 | 624 | 785 | 1771 | 3 | 3 | 3.5 | 3.424 | 3.923 | 4.421 | 3.694 | 4.101 | 4.392 | 2150 | 792 | 122 | 682 | 355 | 80 | 1.5 | 2 | 2.5 | No | - | - | - | - | N/A | N/A | N/A | 6.5 | 3.7357 | 3.6317
[SEER Non Multi-Split <=65kW] GEMS (Air Conditioners up to 65kW) Determination 2019 | MEPS 2019 | AS/NZS 3823.1.1:2012 | GWH18AADXE-K6DNA1A/O / GWH18AADXE-K6DN**A/I | GWH18AADXE-K6DNA1A/O / GWH18AADXE-K6DN**A/I | N/A | GREE | N/A | Non Ducted | Single Split System | Wall Hung | Air | Air | China | 1.35 | N/A | 5.2 | N/A | N/A | N/A | N/A | N/A | 1.4 | 5.6 | Calorimeter Room | 3.8659 | 4.1101 | N/A | - | N/A | N/A | N/A | N/A | N/A | N/A | N/A | N/A | N/A | N/A | N/A | N/A | N/A | N/A | N/A | N/A | N/A | Single | R32 | Australia,Fiji,New Zealand | 143794 | 2027-01-12 |  | Approved | Reverse Cycle | N/A | Yes | Class 9 | Yes | N/A | N/A | N/A | N/A | N/A | N/A | N/A | Available | N/A | N/A |  |  | N/A |  |  | AAC6406 | Yes | Variable output compressor | Inverter | No | - | 5200 | 1.35 | - | 500 | 2600 | Yes | 210 | 1010 | - | 1233.9 | 5600.4 | No | 457 | 2800.2 | - | 190 | 1640 | 5600 | 1.4 | 550 | 2970 | No | - | - | Yes | 2000 | 5220 | No | - | - | No | - | - | - | - | - | No | - | - | No | - | - | No | - | - | 63.2 | 66.5 | 5.198 | 5.132 | 5.543 | 7.772 | 7.05 | 6.12 | 267 | 412 | 1214 | 477 | 623 | 1583 | 3.5 | 3.5 | 4 | 3.793 | 4.382 | 4.916 | 4.095 | 4.601 | 4.925 | 1941 | 710 | 111 | 616 | 317 | 72 | 2 | 2.5 | 3 | No | - | - | - | - | N/A | N/A | N/A | 6.1679 | 3.7933 | 3.9413
[SEER Non Multi-Split <=65kW] GEMS (Air Conditioners up to 65kW) Determination 2019 | MEPS 2019 | AS/NZS 3823.1.1:2012 | GWH18AADXE-K6DNA1A/O / GWH18AADXE-K6DNA1A/I | GWH18AADXE-K6DNA1A/O / GWH18AADXE-K6DN**A/I | N/A | GREE | N/A | Non Ducted | Single Split System | Wall Hung | Air | Air | China | 1.35 | N/A | 5.2 | N/A | N/A | N/A | N/A | N/A | 1.4 | 5.6 | Calorimeter Room | 3.8659 | 4.1101 | N/A | - | N/A | N/A | N/A | N/A | N/A | N/A | N/A | N/A | N/A | N/A | N/A | N/A | N/A | N/A | N/A | N/A | N/A | Single | R32 | Australia,Fiji,New Zealand | 143794 | 2027-01-12 |  | Approved | Reverse Cycle | N/A | Yes | Class 9 | Yes | N/A | N/A | N/A | N/A | N/A | N/A | N/A | Available | N/A | N/A |  |  | N/A |  |  | AAC6406 | Yes | Variable output compressor | Inverter | No | - | 5200 | 1.35 | - | 500 | 2600 | Yes | 210 | 1010 | - | 1233.9 | 5600.4 | No | 457 | 2800.2 | - | 190 | 1640 | 5600 | 1.4 | 550 | 2970 | No | - | - | Yes | 2000 | 5220 | No | - | - | No | - | - | - | - | - | No | - | - | No | - | - | No | - | - | 63.2 | 66.5 | 5.198 | 5.132 | 5.543 | 7.772 | 7.05 | 6.12 | 267 | 412 | 1214 | 477 | 623 | 1583 | 3.5 | 3.5 | 4 | 3.793 | 4.382 | 4.916 | 4.095 | 4.601 | 4.925 | 1941 | 710 | 111 | 616 | 317 | 72 | 2 | 2.5 | 3 | No | - | - | - | - | N/A | N/A | N/A | 6.1679 | 3.7933 | 3.9413
[SEER Non Multi-Split <=65kW] GEMS (Air Conditioners up to 65kW) Determination 2019 | MEPS 2019 | AS/NZS 3823.1.1:2012 | GWH18AADXE-K6DNA1A/O / GWH18AADXE-K6DNA4A/I | GWH18AADXE-K6DNA1A/O / GWH18AADXE-K6DN**A/I | N/A | GREE | N/A | Non Ducted | Single Split System | Wall Hung | Air | Air | China | 1.35 | N/A | 5.2 | N/A | N/A | N/A | N/A | N/A | 1.4 | 5.6 | Calorimeter Room | 3.8659 | 4.1101 | N/A | - | N/A | N/A | N/A | N/A | N/A | N/A | N/A | N/A | N/A | N/A | N/A | N/A | N/A | N/A | N/A | N/A | N/A | Single | R32 | Australia,Fiji,New Zealand | 143794 | 2027-01-12 |  | Approved | Reverse Cycle | N/A | Yes | Class 9 | Yes | N/A | N/A | N/A | N/A | N/A | N/A | N/A | Available | N/A | N/A |  |  | N/A |  |  | AAC6406 | Yes | Variable output compressor | Inverter | No | - | 5200 | 1.35 | - | 500 | 2600 | Yes | 210 | 1010 | - | 1233.9 | 5600.4 | No | 457 | 2800.2 | - | 190 | 1640 | 5600 | 1.4 | 550 | 2970 | No | - | - | Yes | 2000 | 5220 | No | - | - | No | - | - | - | - | - | No | - | - | No | - | - | No | - | - | 63.2 | 66.5 | 5.198 | 5.132 | 5.543 | 7.772 | 7.05 | 6.12 | 267 | 412 | 1214 | 477 | 623 | 1583 | 3.5 | 3.5 | 4 | 3.793 | 4.382 | 4.916 | 4.095 | 4.601 | 4.925 | 1941 | 710 | 111 | 616 | 317 | 72 | 2 | 2.5 | 3 | No | - | - | - | - | N/A | N/A | N/A | 6.1679 | 3.7933 | 3.9413
[SEER Non Multi-Split <=65kW] GEMS (Air Conditioners up to 65kW) Determination 2019 | MEPS 2019 | AS/NZS 3823.1.1:2012 | GWH18AGDXE-K6DNA1A/O / GWH18AGDXE-K6DNA1A/I |  | N/A | GREE | N/A | Non Ducted | Single Split System | Wall Hung | Air | Air | China | 1.29 | N/A | 5 | N/A | N/A | N/A | N/A | N/A | 1.46 | 6 | Calorimeter Room | 4.0766 | 4.1959 | N/A | - | N/A | N/A | N/A | N/A | N/A | N/A | N/A | N/A | N/A | N/A | N/A | N/A | N/A | N/A | N/A | N/A | N/A | Single | R32 | Australia,Fiji,New Zealand | 143741 | 2026-12-20 |  | Approved | Reverse Cycle | N/A | Yes | Class 9 | Yes | N/A | N/A | N/A | N/A | N/A | N/A | N/A | Available | N/A | N/A |  |  | N/A |  |  | AAC6401 | Yes | Variable output compressor | Inverter | No | - | 5000 | 1.29 | - | 540 | 2700 | Yes | 220 | 1000 | - | 1179.06 | 5385 | No | 493.56 | 2907.9 | - | 200 | 1780 | 6000 | 1.46 | 550 | 3100 | No | - | - | Yes | 1870 | 5200 | No | - | - | No | - | - | - | - | - | No | - | - | No | - | - | No | - | - | 60.96 | 67.34 | 5.267 | 5.219 | 5.61 | 8.057 | 7.318 | 6.267 | 254 | 389 | 1154 | 442 | 577 | 1486 | 3.5 | 3.5 | 4 | 3.84 | 4.515 | 5.145 | 4.191 | 4.771 | 5.154 | 2053 | 737 | 112 | 643 | 327 | 73 | 2 | 3 | 3.5 | No | - | - | - | - | N/A | N/A | N/A | 5.78 | 3.8181 | 4.0553
[SEER Non Multi-Split <=65kW] GEMS (Air Conditioners up to 65kW) Determination 2019 | MEPS 2019 | AS/NZS 3823.1.1:2012 | GWH18AGDXE-K6DNA1A/O / GWH18AGDXE-K6DNA1A/I |  | N/A | GREE | N/A | Non Ducted | Single Split System | Wall Hung | Air | Air | China | 1.28 | N/A | 5.2 | N/A | N/A | N/A | N/A | N/A | 1.46 | 6 | Calorimeter Room | 4.0766 | 4.1959 | N/A | - | N/A | N/A | N/A | N/A | N/A | N/A | N/A | N/A | N/A | N/A | N/A | N/A | N/A | N/A | N/A | N/A | N/A | Single | R32 | Australia,Fiji,New Zealand | 145710 | 2027-04-07 |  | Approved | Reverse Cycle | N/A | Yes | Class 9 | Yes | N/A | N/A | N/A | N/A | N/A | N/A | N/A | Available | N/A | N/A |  |  | N/A |  |  | AAC6605 | Yes | Variable output compressor | Inverter | No | - | 5200 | 1.28 | - | 540 | 2700 | Yes | 220 | 1000 | - | 1169.92 | 5600.4 | No | 493.56 | 2907.9 | - | 200 | 1780 | 6000 | 1.46 | 550 | 3100 | No | - | - | Yes | 1870 | 5200 | No | - | - | No | - | - | - | - | - | No | - | - | No | - | - | No | - | - | 60.96 | 67.34 | 5.301 | 5.286 | 5.678 | 8.042 | 7.342 | 6.292 | 263 | 400 | 1186 | 461 | 598 | 1540 | 3.5 | 3.5 | 4 | 3.84 | 4.515 | 5.145 | 4.191 | 4.771 | 5.154 | 2053 | 737 | 112 | 643 | 327 | 73 | 2 | 3 | 3.5 | No | - | - | - | - | N/A | N/A | N/A | 5.78 | 4.0014 | 4.0553
[SEER Non Multi-Split <=65kW] GEMS (Air Conditioners up to 65kW) Determination 2019 | MEPS 2019 | AS/NZS 3823.1.1:2012 | GWH18AGDXE-K6DNA1A/O / GWH18AGDXE-K6DNA2A/I |  | N/A | GREE | N/A | Non Ducted | Single Split System | Wall Hung | Air | Air | China | 1.28 | N/A | 5.2 | N/A | N/A | N/A | N/A | N/A | 1.46 | 6 | Calorimeter Room | 4.0766 | 4.1959 | N/A | - | N/A | N/A | N/A | N/A | N/A | N/A | N/A | N/A | N/A | N/A | N/A | N/A | N/A | N/A | N/A | N/A | N/A | Single | R32 | Australia,Fiji,New Zealand | 149074 | 2027-08-16 |  | Approved | Reverse Cycle | N/A | Yes | Class 9 | Yes | N/A | N/A | N/A | N/A | N/A | N/A | N/A | Available | N/A | N/A |  |  | N/A |  |  | AAC6872 | Yes | Variable output compressor | Inverter | No | - | 5200 | 1.28 | - | 540 | 2700 | Yes | 220 | 1000 | - | 1169.92 | 5600.4 | No | 493.56 | 2907.9 | - | 200 | 1780 | 6000 | 1.46 | 550 | 3100 | No | - | - | Yes | 1870 | 5200 | No | - | - | No | - | - | - | - | - | No | - | - | No | - | - | No | - | - | 60.96 | 67.34 | 5.301 | 5.286 | 5.678 | 8.042 | 7.342 | 6.292 | 263 | 400 | 1186 | 461 | 598 | 1540 | 3.5 | 3.5 | 4 | 3.84 | 4.515 | 5.145 | 4.191 | 4.771 | 5.154 | 2053 | 737 | 112 | 643 | 327 | 73 | 2 | 3 | 3.5 | No | - | - | - | - | N/A | N/A | N/A | 5.78 | 4.0014 | 4.0553
[SEER Non Multi-Split <=65kW] GEMS (Air Conditioners up to 65kW) Determination 2019 | MEPS 2019 | AS/NZS 3823.1.1:2012 | GWH18ATDXD-K6DNA1C/O / GWH18ATDXD-K6DNA1C/I |  | N/A | GREE | N/A | Non Ducted | Single Split System | Wall Hung | Air | Air | China | 1.53 | N/A | 5.2 | N/A | N/A | N/A | N/A | N/A | 1.568 | 5.8 | Calorimeter Room | 3.5485 | 3.8019 | N/A | - | N/A | N/A | N/A | N/A | N/A | N/A | N/A | N/A | N/A | N/A | N/A | N/A | N/A | N/A | N/A | N/A | N/A | Single | R32 | Australia,Fiji,New Zealand | 156539 | 2028-09-13 |  | Approved | Reverse Cycle | N/A | Yes | Class 9 | Yes | N/A | N/A | N/A | N/A | N/A | N/A | N/A | Available | N/A | N/A |  |  | N/A |  |  | AAC7777 | Yes | Variable output compressor | Inverter | No | - | 5200 | 1.53 | - | 500 | 2500 | Yes | 290 | 850 | - | 1398.42 | 5600.4 | Yes | 380 | 2500 | - | 220 | 1350 | 5800 | 1.568 | 540 | 2780 | Yes | 220 | 1000 | Yes | 1850 | 4940 | No | - | - | No | - | - | - | - | - | No | - | - | No | - | - | No | - | - | 61.9 | 64.3 | 5.083 | 4.879 | 5.356 | 8.318 | 7.01 | 6.224 | 275 | 435 | 1258 | 446 | 627 | 1557 | 3.5 | 3 | 3.5 | 3.557 | 4.146 | 4.812 | 3.911 | 4.407 | 4.799 | 2142 | 775 | 115 | 666 | 341 | 75 | 2 | 2.5 | 3 | No | - | - | - | - | N/A | N/A | N/A | 5.7 | 3.3564 | 3.6541
[SEER Non Multi-Split <=65kW] GEMS (Air Conditioners up to 65kW) Determination 2019 | MEPS 2019 | AS/NZS 3823.1.1:2012 | GWH18ATDXD-K6DNA1C/O / GWH18ATDXD-K6DNA1C/I | GWH18ATDXD-K6DNA1C/O / GWH18ATDXD-K6DNA1C/I | N/A | GREE | N/A | Non Ducted | Single Split System | Wall Hung | Air | Air | China | 1.53 | N/A | 5.2 | N/A | N/A | N/A | N/A | N/A | 1.568 | 5.8 | Calorimeter Room | 3.5485 | 3.8019 | N/A | - | N/A | N/A | N/A | N/A | N/A | N/A | N/A | N/A | N/A | N/A | N/A | N/A | N/A | N/A | N/A | N/A | N/A | Single | R32 | Australia,Fiji,New Zealand | 160433 | 2029-03-26 |  | Approved | Reverse Cycle | N/A | Yes | Class 9 | Yes | N/A | N/A | N/A | N/A | N/A | N/A | N/A | Available | N/A | N/A |  |  | N/A |  |  | AAC8144 | Yes | Variable output compressor | Inverter | No | - | 5200 | 1.53 | - | 500 | 2500 | Yes | 290 | 850 | - | 1398.42 | 5600.4 | Yes | 380 | 2500 | - | 220 | 1350 | 5800 | 1.568 | 540 | 2780 | Yes | 205 | 1000 | Yes | 1800 | 4940 | No | - | - | No | - | - | - | - | - | No | - | - | No | - | - | No | - | - | 61.9 | 64.3 | 5.083 | 4.879 | 5.356 | 8.318 | 7.01 | 6.224 | 275 | 435 | 1258 | 446 | 627 | 1557 | 3.5 | 3 | 3.5 | 3.605 | 4.205 | 4.956 | 4.015 | 4.567 | 5.005 | 2113 | 764 | 112 | 649 | 330 | 72 | 2 | 2.5 | 3 | No | - | - | - | - | N/A | N/A | N/A | 5.7 | 3.3564 | 3.6541
[SEER Non Multi-Split <=65kW] GEMS (Air Conditioners up to 65kW) Determination 2019 | MEPS 2019 | AS/NZS 3823.1.1:2012 | GWH18ATDXD-K6DNA1C/O / GWH18ATDXD-K6DNA4C/I | GWH18ATDXD-K6DNA1C/O / GWH18ATDXD-K6DNA1C/I | N/A | GREE | N/A | Non Ducted | Single Split System | Wall Hung | Air | Air | China | 1.53 | N/A | 5.2 | N/A | N/A | N/A | N/A | N/A | 1.568 | 5.8 | Calorimeter Room | 3.5485 | 3.8019 | N/A | - | N/A | N/A | N/A | N/A | N/A | N/A | N/A | N/A | N/A | N/A | N/A | N/A | N/A | N/A | N/A | N/A | N/A | Single | R32 | Australia,Fiji,New Zealand | 160433 | 2029-03-26 |  | Approved | Reverse Cycle | N/A | Yes | Class 9 | Yes | N/A | N/A | N/A | N/A | N/A | N/A | N/A | Available | N/A | N/A |  |  | N/A |  |  | AAC8144 | Yes | Variable output compressor | Inverter | No | - | 5200 | 1.53 | - | 500 | 2500 | Yes | 290 | 850 | - | 1398.42 | 5600.4 | Yes | 380 | 2500 | - | 220 | 1350 | 5800 | 1.568 | 540 | 2780 | Yes | 205 | 1000 | Yes | 1800 | 4940 | No | - | - | No | - | - | - | - | - | No | - | - | No | - | - | No | - | - | 61.9 | 64.3 | 5.083 | 4.879 | 5.356 | 8.318 | 7.01 | 6.224 | 275 | 435 | 1258 | 446 | 627 | 1557 | 3.5 | 3 | 3.5 | 3.605 | 4.205 | 4.956 | 4.015 | 4.567 | 5.005 | 2113 | 764 | 112 | 649 | 330 | 72 | 2 | 2.5 | 3 | No | - | - | - | - | N/A | N/A | N/A | 5.7 | 3.3564 | 3.6541
[SEER Non Multi-Split <=65kW] GEMS (Air Conditioners up to 65kW) Determination 2019 | MEPS 2019 | AS/NZS 3823.1.1:2012 | GWH18QD-K3DNB2L/O / GWH18QD-K3DN**L/I | GWH18QD-K3DNB2L/O / GWH18QD-K3DN**L/I | N/A | GREE | N/A | Non Ducted | Single Split System | Wall Hung | Air | Air | China | 1.46 | N/A | 5.275 | N/A | N/A | N/A | N/A | N/A | 1.49 | 5.6 | Calorimeter Room | 3.4852 | 3.6201 | N/A | - | N/A | N/A | N/A | N/A | N/A | N/A | N/A | N/A | N/A | N/A | N/A | N/A | N/A | N/A | N/A | N/A | N/A | Single | R410A | Australia,Fiji,New Zealand | 129292 | 2025-06-03 |  | Approved | Reverse Cycle | N/A | Yes | Class 9 | Yes | N/A | N/A | Yes | Yes | Yes | N/A | N/A | Available | N/A | N/A |  |  | N/A |  |  | AAC4873 | Yes | Variable output compressor | Inverter | No | - | 5275 | 1.46 | - | 506 | 2550 | No | - | - | - | 1334.44 | 5681.175 | No | 462.484 | 2746.35 | No | - | - | 5600 | 1.49 | 553 | 2700 | No | - | - | Yes | 1960 | 5020 | No | - | - | No | - | - | - | - | - | No | - | - | No | - | - | No | - | - | 61.5 | 66.8 | 4.637 | 4.502 | 4.91 | 5.724 | 5.368 | 5.281 | 307 | 480 | 1394 | 663 | 836 | 1864 | 3 | 3 | 3 | 3.505 | 4.015 | 4.498 | 3.776 | 4.21 | 4.503 | 2098 | 772 | 118 | 665 | 344 | 76 | 2 | 2.5 | 2.5 | No | - | - | - | - | N/A | N/A | N/A | 5.4 | 3.5684 | 3.7129
[SEER Non Multi-Split <=65kW] GEMS (Air Conditioners up to 65kW) Determination 2019 | MEPS 2019 | AS/NZS 3823.1.1:2012 | GWH18QD-K3DNB2L/O / GWH18QD-K3DNB2L/I | GWH18QD-K3DNB2L/O / GWH18QD-K3DN**L/I | N/A | GREE | N/A | Non Ducted | Single Split System | Wall Hung | Air | Air | China | 1.46 | N/A | 5.275 | N/A | N/A | N/A | N/A | N/A | 1.49 | 5.6 | Calorimeter Room | 3.4852 | 3.6201 | N/A | - | N/A | N/A | N/A | N/A | N/A | N/A | N/A | N/A | N/A | N/A | N/A | N/A | N/A | N/A | N/A | N/A | N/A | Single | R410A | Australia,Fiji,New Zealand | 129292 | 2025-06-03 |  | Approved | Reverse Cycle | N/A | Yes | Class 9 | Yes | N/A | N/A | Yes | Yes | Yes | N/A | N/A | Available | N/A | N/A |  |  | N/A |  |  | AAC4873 | Yes | Variable output compressor | Inverter | No | - | 5275 | 1.46 | - | 506 | 2550 | No | - | - | - | 1334.44 | 5681.175 | No | 462.484 | 2746.35 | No | - | - | 5600 | 1.49 | 553 | 2700 | No | - | - | Yes | 1960 | 5020 | No | - | - | No | - | - | - | - | - | No | - | - | No | - | - | No | - | - | 61.5 | 66.8 | 4.637 | 4.502 | 4.91 | 5.724 | 5.368 | 5.281 | 307 | 480 | 1394 | 663 | 836 | 1864 | 3 | 3 | 3 | 3.505 | 4.015 | 4.498 | 3.776 | 4.21 | 4.503 | 2098 | 772 | 118 | 665 | 344 | 76 | 2 | 2.5 | 2.5 | No | - | - | - | - | N/A | N/A | N/A | 5.4 | 3.5684 | 3.7129
[SEER Non Multi-Split <=65kW] GEMS (Air Conditioners up to 65kW) Determination 2019 | MEPS 2019 | AS/NZS 3823.1.1:2012 | GWH18QD-K3DNB2L/O / GWH18QD-K3DNC6L/I | GWH18QD-K3DNB2L/O / GWH18QD-K3DN**L/I | N/A | GREE | N/A | Non Ducted | Single Split System | Wall Hung | Air | Air | China | 1.46 | N/A | 5.275 | N/A | N/A | N/A | N/A | N/A | 1.49 | 5.6 | Calorimeter Room | 3.4852 | 3.6201 | N/A | - | N/A | N/A | N/A | N/A | N/A | N/A | N/A | N/A | N/A | N/A | N/A | N/A | N/A | N/A | N/A | N/A | N/A | Single | R410A | Australia,Fiji,New Zealand | 129292 | 2025-06-03 |  | Approved | Reverse Cycle | N/A | Yes | Class 9 | Yes | N/A | N/A | Yes | Yes | Yes | N/A | N/A | Available | N/A | N/A |  |  | N/A |  |  | AAC4873 | Yes | Variable output compressor | Inverter | No | - | 5275 | 1.46 | - | 506 | 2550 | No | - | - | - | 1334.44 | 5681.175 | No | 462.484 | 2746.35 | No | - | - | 5600 | 1.49 | 553 | 2700 | No | - | - | Yes | 1960 | 5020 | No | - | - | No | - | - | - | - | - | No | - | - | No | - | - | No | - | - | 61.5 | 66.8 | 4.637 | 4.502 | 4.91 | 5.724 | 5.368 | 5.281 | 307 | 480 | 1394 | 663 | 836 | 1864 | 3 | 3 | 3 | 3.505 | 4.015 | 4.498 | 3.776 | 4.21 | 4.503 | 2098 | 772 | 118 | 665 | 344 | 76 | 2 | 2.5 | 2.5 | No | - | - | - | - | N/A | N/A | N/A | 5.4 | 3.5684 | 3.7129
[SEER Non Multi-Split <=65kW] GEMS (Air Conditioners up to 65kW) Determination 2019 | MEPS 2019 | AS/NZS 3823.1.1:2012 | GWH18QD-K3DNB2L/O / GWH18QD-K3DNE4L/I | GWH18QD-K3DNB2L/O / GWH18QD-K3DN**L/I | N/A | GREE | N/A | Non Ducted | Single Split System | Wall Hung | Air | Air | China | 1.46 | N/A | 5.275 | N/A | N/A | N/A | N/A | N/A | 1.49 | 5.6 | Calorimeter Room | 3.4852 | 3.6201 | N/A | - | N/A | N/A | N/A | N/A | N/A | N/A | N/A | N/A | N/A | N/A | N/A | N/A | N/A | N/A | N/A | N/A | N/A | Single | R410A | Australia,Fiji,New Zealand | 129292 | 2025-06-03 |  | Approved | Reverse Cycle | N/A | Yes | Class 9 | Yes | N/A | N/A | Yes | Yes | Yes | N/A | N/A | Available | N/A | N/A |  |  | N/A |  |  | AAC4873 | Yes | Variable output compressor | Inverter | No | - | 5275 | 1.46 | - | 506 | 2550 | No | - | - | - | 1334.44 | 5681.175 | No | 462.484 | 2746.35 | No | - | - | 5600 | 1.49 | 553 | 2700 | No | - | - | Yes | 1960 | 5020 | No | - | - | No | - | - | - | - | - | No | - | - | No | - | - | No | - | - | 61.5 | 66.8 | 4.637 | 4.502 | 4.91 | 5.724 | 5.368 | 5.281 | 307 | 480 | 1394 | 663 | 836 | 1864 | 3 | 3 | 3 | 3.505 | 4.015 | 4.498 | 3.776 | 4.21 | 4.503 | 2098 | 772 | 118 | 665 | 344 | 76 | 2 | 2.5 | 2.5 | No | - | - | - | - | N/A | N/A | N/A | 5.4 | 3.5684 | 3.7129
[SEER Non Multi-Split <=65kW] GEMS (Air Conditioners up to 65kW) Determination 2019 | MEPS 2019 | AS/NZS 3823.1.1:2012 | GWH18QE-K6DNC8A |  | N/A | GREE | N/A | Non Ducted | Single Split System | Wall Hung | Air | Air | China | 1.22 | N/A | 5.2 | N/A | N/A | N/A | N/A | N/A | 1.35 | 5.6 | Calorimeter Room | 4.2882 | 4.2449 | N/A | - | N/A | N/A | N/A | N/A | N/A | N/A | N/A | N/A | N/A | N/A | N/A | N/A | N/A | N/A | N/A | N/A | N/A | Single | R32 | Australia,Fiji,New Zealand | 134772 | 2025-12-17 |  | Approved | Reverse Cycle | N/A | Yes | Class 9 | Yes | N/A | N/A | N/A | N/A | N/A | N/A | N/A | Available | N/A | N/A |  |  | N/A |  |  | AAC5603 | Yes | Variable output compressor | Inverter | No | - | 5200 | 1.22 | - | 480 | 2600 | Yes | 370 | 1640 | - | 1115.08 | 5600.4 | No | 438.72 | 2800.2 | - | 240 | 1900 | 5600 | 1.35 | 525 | 2800 | Yes | 300 | 1600 | Yes | 2180 | 5800 | No | - | - | No | - | - | - | - | - | No | - | - | No | - | - | No | - | - | 60.7 | 66.5 | 5.543 | 5.526 | 5.991 | 10.109 | 8.378 | 6.813 | 250 | 381 | 1122 | 364 | 522 | 1421 | 4 | 4 | 4 | 4.031 | 4.554 | 5.196 | 4.372 | 4.831 | 5.197 | 1827 | 684 | 106 | 577 | 303 | 69 | 2.5 | 3 | 3.5 | No | - | - | - | - | N/A | N/A | N/A | 6.1 | 4.1915 | 4.0857
[SEER Non Multi-Split <=65kW] GEMS (Air Conditioners up to 65kW) Determination 2019 | MEPS 2019 | AS/NZS 3823.1.1:2012 | GWH18QEXF-K6DNC8A/O / GWH18QEXF-K6DN**A/I | GWH18QEXF-K6DNC8A/O / GWH18QEXF-K6DN**A/I | N/A | GREE | N/A | Non Ducted | Single Split System | Wall Hung | Air | Air | China | 1.19 | N/A | 5.2 | N/A | N/A | N/A | N/A | N/A | 1.22 | 5.6 | Calorimeter Room | 4.2928 | 4.7163 | N/A | - | N/A | N/A | N/A | N/A | N/A | N/A | N/A | N/A | N/A | N/A | N/A | N/A | N/A | N/A | N/A | N/A | N/A | Single | R32 | Australia,Fiji,New Zealand | 145118 | 2027-03-01 |  | Approved | Reverse Cycle | N/A | Yes | Class 9 | Yes | N/A | N/A | N/A | N/A | N/A | N/A | N/A | Available | N/A | N/A |  |  | N/A |  |  | AAC6539 | Yes | Variable output compressor | Inverter | No | - | 5200 | 1.19 | - | 550 | 2500 | Yes | 292 | 1047 | - | 1087.66 | 5600.4 | Yes | 370 | 2760 | - | 205 | 1750 | 5600 | 1.22 | 480 | 2750 | No | - | - | Yes | 2200 | 5400 | No | - | - | No | - | - | - | - | - | No | - | - | No | - | - | No | - | - | 61 | 68.9 | 6.233 | 6.097 | 6.882 | 12.03 | 9.606 | 8.453 | 222 | 345 | 976 | 305 | 455 | 1144 | 4.5 | 4.5 | 5 | 4.046 | 4.748 | 5.278 | 4.363 | 4.95 | 5.277 | 1820 | 655 | 103 | 577 | 295 | 67 | 2.5 | 3 | 3.5 | No | - | - | - | - | N/A | N/A | N/A | 5.57 | 4.3017 | 4.5204
[SEER Non Multi-Split <=65kW] GEMS (Air Conditioners up to 65kW) Determination 2019 | MEPS 2019 | AS/NZS 3823.1.1:2012 | GWH18QEXF-K6DNC8A/O / GWH18QEXF-K6DNA1A/I | GWH18QEXF-K6DNC8A/O / GWH18QEXF-K6DN**A/I | N/A | GREE | N/A | Non Ducted | Single Split System | Wall Hung | Air | Air | China | 1.19 | N/A | 5.2 | N/A | N/A | N/A | N/A | N/A | 1.22 | 5.6 | Calorimeter Room | 4.2928 | 4.7163 | N/A | - | N/A | N/A | N/A | N/A | N/A | N/A | N/A | N/A | N/A | N/A | N/A | N/A | N/A | N/A | N/A | N/A | N/A | Single | R32 | Australia,Fiji,New Zealand | 145118 | 2027-03-01 |  | Approved | Reverse Cycle | N/A | Yes | Class 9 | Yes | N/A | N/A | N/A | N/A | N/A | N/A | N/A | Available | N/A | N/A |  |  | N/A |  |  | AAC6539 | Yes | Variable output compressor | Inverter | No | - | 5200 | 1.19 | - | 550 | 2500 | Yes | 292 | 1047 | - | 1087.66 | 5600.4 | Yes | 370 | 2760 | - | 205 | 1750 | 5600 | 1.22 | 480 | 2750 | No | - | - | Yes | 2200 | 5400 | No | - | - | No | - | - | - | - | - | No | - | - | No | - | - | No | - | - | 61 | 68.9 | 6.233 | 6.097 | 6.882 | 12.03 | 9.606 | 8.453 | 222 | 345 | 976 | 305 | 455 | 1144 | 4.5 | 4.5 | 5 | 4.046 | 4.748 | 5.278 | 4.363 | 4.95 | 5.277 | 1820 | 655 | 103 | 577 | 295 | 67 | 2.5 | 3 | 3.5 | No | - | - | - | - | N/A | N/A | N/A | 5.57 | 4.3017 | 4.5204
[SEER Non Multi-Split <=65kW] GEMS (Air Conditioners up to 65kW) Determination 2019 | MEPS 2019 | AS/NZS 3823.1.1:2012 | GWH18QEXF-K6DNC8A/O / GWH18QEXF-K6DNC8A/I | GWH18QEXF-K6DNC8A/O / GWH18QEXF-K6DN**A/I | N/A | GREE | N/A | Non Ducted | Single Split System | Wall Hung | Air | Air | China | 1.19 | N/A | 5.2 | N/A | N/A | N/A | N/A | N/A | 1.22 | 5.6 | Calorimeter Room | 4.2928 | 4.7163 | N/A | - | N/A | N/A | N/A | N/A | N/A | N/A | N/A | N/A | N/A | N/A | N/A | N/A | N/A | N/A | N/A | N/A | N/A | Single | R32 | Australia,Fiji,New Zealand | 145118 | 2027-03-01 |  | Approved | Reverse Cycle | N/A | Yes | Class 9 | Yes | N/A | N/A | N/A | N/A | N/A | N/A | N/A | Available | N/A | N/A |  |  | N/A |  |  | AAC6539 | Yes | Variable output compressor | Inverter | No | - | 5200 | 1.19 | - | 550 | 2500 | Yes | 292 | 1047 | - | 1087.66 | 5600.4 | Yes | 370 | 2760 | - | 205 | 1750 | 5600 | 1.22 | 480 | 2750 | No | - | - | Yes | 2200 | 5400 | No | - | - | No | - | - | - | - | - | No | - | - | No | - | - | No | - | - | 61 | 68.9 | 6.233 | 6.097 | 6.882 | 12.03 | 9.606 | 8.453 | 222 | 345 | 976 | 305 | 455 | 1144 | 4.5 | 4.5 | 5 | 4.046 | 4.748 | 5.278 | 4.363 | 4.95 | 5.277 | 1820 | 655 | 103 | 577 | 295 | 67 | 2.5 | 3 | 3.5 | No | - | - | - | - | N/A | N/A | N/A | 5.57 | 4.3017 | 4.5204
[SEER Non Multi-Split <=65kW] GEMS (Air Conditioners up to 65kW) Determination 2019 | MEPS 2019 | AS/NZS 3823.1.1:2012 | GWH21AGEXF-K6DNA1A/O / GWH21AGEXF-K6DNA2A/I | GWH21AGEXF-K6DNA1A/O / GWH21AGEXF-K6DNA1A/I | N/A | GREE | N/A | Non Ducted | Single Split System | Wall Hung | Air | Air | China | 1.542 | N/A | 6.3 | N/A | N/A | N/A | N/A | N/A | 1.805 | 7.4 | Calorimeter Room | 4.1337 | 4.1225 | N/A | - | N/A | N/A | N/A | N/A | N/A | N/A | N/A | N/A | N/A | N/A | N/A | N/A | N/A | N/A | N/A | N/A | N/A | Single | R32 | Australia,Fiji,New Zealand | 154187 | 2028-05-16 |  | Approved | Reverse Cycle | N/A | Yes | Class 9 | Yes | N/A | N/A | N/A | N/A | N/A | N/A | N/A | Available | N/A | N/A |  |  | N/A |  |  | AAC7506 | Yes | Variable output compressor | Inverter | No | - | 6300 | 1.542 | - | 590 | 3250 | No | - | - | - | 1409.388 | 6785.1 | No | 539.26 | 3500.25 | Yes | 320 | 2100 | 7400 | 1.805 | 650 | 3600 | Yes | 370 | 1940 | Yes | 2700 | 6900 | No | - | - | No | - | - | - | - | - | Yes | 2700 | 6300 | No | - | - | No | - | - | 61.5 | 66.5 | 5.197 | 5.068 | 5.532 | 6.515 | 6.113 | 5.953 | 327 | 508 | 1477 | 695 | 875 | 1974 | 3.5 | 3.5 | 4 | 3.959 | 4.563 | 5.243 | 4.317 | 4.829 | 5.223 | 2455 | 897 | 134 | 769 | 396 | 87 | 2 | 3 | 3.5 | No | - | - | - | - | N/A | N/A | N/A | 6.2105 | 4.0307 | 4.0526
[SEER Non Multi-Split <=65kW] GEMS (Air Conditioners up to 65kW) Determination 2019 | MEPS 2019 | AS/NZS 3823.1.1:2012 | GWH21AGEXF-K6DNA1A/O / GWH21QEXF-K6DNA1A/I | GWH21AGEXF-K6DNA1A/O / GWH21AGEXF-K6DNA1A/I | N/A | GREE | N/A | Non Ducted | Single Split System | Wall Hung | Air | Air | China | 1.542 | N/A | 6.3 | N/A | N/A | N/A | N/A | N/A | 1.805 | 7.4 | Calorimeter Room | 4.1337 | 4.1225 | N/A | - | N/A | N/A | N/A | N/A | N/A | N/A | N/A | N/A | N/A | N/A | N/A | N/A | N/A | N/A | N/A | N/A | N/A | Single | R32 | Australia,Fiji,New Zealand | 154187 | 2028-05-16 |  | Approved | Reverse Cycle | N/A | Yes | Class 9 | Yes | N/A | N/A | N/A | N/A | N/A | N/A | N/A | Available | N/A | N/A |  |  | N/A |  |  | AAC7506 | Yes | Variable output compressor | Inverter | No | - | 6300 | 1.542 | - | 590 | 3250 | No | - | - | - | 1409.388 | 6785.1 | No | 539.26 | 3500.25 | Yes | 320 | 2100 | 7400 | 1.805 | 650 | 3600 | Yes | 370 | 1940 | Yes | 2700 | 6900 | No | - | - | No | - | - | - | - | - | Yes | 2700 | 6300 | No | - | - | No | - | - | 61.5 | 66.5 | 5.197 | 5.068 | 5.532 | 6.515 | 6.113 | 5.953 | 327 | 508 | 1477 | 695 | 875 | 1974 | 3.5 | 3.5 | 4 | 3.959 | 4.563 | 5.243 | 4.317 | 4.829 | 5.223 | 2455 | 897 | 134 | 769 | 396 | 87 | 2 | 3 | 3.5 | No | - | - | - | - | N/A | N/A | N/A | 6.2105 | 4.0307 | 4.0526
[SEER Non Multi-Split <=65kW] GEMS (Air Conditioners up to 65kW) Determination 2019 | MEPS 2019 | AS/NZS 3823.1.1:2012 | GWH21AGEXF-K6DNA1A/O / GWH21QEXF-K6DNC8A/I | GWH21AGEXF-K6DNA1A/O / GWH21AGEXF-K6DNA1A/I | N/A | GREE | N/A | Non Ducted | Single Split System | Wall Hung | Air | Air | China | 1.542 | N/A | 6.3 | N/A | N/A | N/A | N/A | N/A | 1.805 | 7.4 | Calorimeter Room | 4.1337 | 4.1225 | N/A | - | N/A | N/A | N/A | N/A | N/A | N/A | N/A | N/A | N/A | N/A | N/A | N/A | N/A | N/A | N/A | N/A | N/A | Single | R32 | Australia,Fiji,New Zealand | 154187 | 2028-05-16 |  | Approved | Reverse Cycle | N/A | Yes | Class 9 | Yes | N/A | N/A | N/A | N/A | N/A | N/A | N/A | Available | N/A | N/A |  |  | N/A |  |  | AAC7506 | Yes | Variable output compressor | Inverter | No | - | 6300 | 1.542 | - | 590 | 3250 | No | - | - | - | 1409.388 | 6785.1 | No | 539.26 | 3500.25 | Yes | 320 | 2100 | 7400 | 1.805 | 650 | 3600 | Yes | 370 | 1940 | Yes | 2700 | 6900 | No | - | - | No | - | - | - | - | - | Yes | 2700 | 6300 | No | - | - | No | - | - | 61.5 | 66.5 | 5.197 | 5.068 | 5.532 | 6.515 | 6.113 | 5.953 | 327 | 508 | 1477 | 695 | 875 | 1974 | 3.5 | 3.5 | 4 | 3.959 | 4.563 | 5.243 | 4.317 | 4.829 | 5.223 | 2455 | 897 | 134 | 769 | 396 | 87 | 2 | 3 | 3.5 | No | - | - | - | - | N/A | N/A | N/A | 6.2105 | 4.0307 | 4.0526
[SEER Non Multi-Split <=65kW] GEMS (Air Conditioners up to 65kW) Determination 2019 | MEPS 2019 | AS/NZS 3823.1.1:2012 | GWH21AGEXF-K6DNA1A/O / GWH21AGEXF-K6DNA1A/I |  | N/A | GREE | N/A | Non Ducted | Single Split System | Wall Hung | Air | Air | China | 1.542 | N/A | 6.4 | N/A | N/A | N/A | N/A | N/A | 1.805 | 7.4 | Calorimeter Room | 4.1337 | 4.1225 | N/A | - | N/A | N/A | N/A | N/A | N/A | N/A | N/A | N/A | N/A | N/A | N/A | N/A | N/A | N/A | N/A | N/A | N/A | Single | R32 | Australia,Fiji,New Zealand | 140484 | 2026-08-02 |  | Approved | Reverse Cycle | N/A | Yes | Class 9 | Yes | N/A | N/A | N/A | N/A | N/A | N/A | N/A | Available | N/A | N/A |  |  | N/A |  |  | AAC6193 | Yes | Variable output compressor | Inverter | No | - | 6400 | 1.542 | - | 590 | 3250 | No | - | - | - | 1409.388 | 6892.8 | No | 539.26 | 3500.25 | Yes | 320 | 2100 | 7400 | 1.805 | 650 | 3600 | Yes | 370 | 1940 | Yes | 2700 | 6900 | No | - | - | No | - | - | - | - | - | Yes | 2700 | 6300 | No | - | - | No | - | - | 61.5 | 66.5 | 5.221 | 5.1 | 5.562 | 6.535 | 6.138 | 5.98 | 330 | 513 | 1493 | 704 | 885 | 1997 | 3.5 | 3.5 | 4 | 3.959 | 4.563 | 5.243 | 4.317 | 4.829 | 5.223 | 2455 | 897 | 134 | 769 | 396 | 87 | 2 | 3 | 3.5 | No | - | - | - | - | N/A | N/A | N/A | 6.21 | 4.0947 | 4.0526
[SEER Non Multi-Split <=65kW] GEMS (Air Conditioners up to 65kW) Determination 2019 | MEPS 2019 | AS/NZS 3823.1.1:2012 | GWH21AGEXF-K6DNA1A/O / GWH21AGEXF-K6DNA1A/I | GWH21AGEXF-K6DNA1A/O / GWH21AGEXF-K6DNA1A/I | N/A | GREE | N/A | Non Ducted | Single Split System | Wall Hung | Air | Air | China | 1.542 | N/A | 6.3 | N/A | N/A | N/A | N/A | N/A | 1.805 | 7.4 | Calorimeter Room | 4.1337 | 4.1225 | N/A | - | N/A | N/A | N/A | N/A | N/A | N/A | N/A | N/A | N/A | N/A | N/A | N/A | N/A | N/A | N/A | N/A | N/A | Single | R32 | Australia,Fiji,New Zealand | 154187 | 2028-05-16 |  | Approved | Reverse Cycle | N/A | Yes | Class 9 | Yes | N/A | N/A | N/A | N/A | N/A | N/A | N/A | Available | N/A | N/A |  |  | N/A |  |  | AAC7506 | Yes | Variable output compressor | Inverter | No | - | 6300 | 1.542 | - | 590 | 3250 | No | - | - | - | 1409.388 | 6785.1 | No | 539.26 | 3500.25 | Yes | 320 | 2100 | 7400 | 1.805 | 650 | 3600 | Yes | 370 | 1940 | Yes | 2700 | 6900 | No | - | - | No | - | - | - | - | - | Yes | 2700 | 6300 | No | - | - | No | - | - | 61.5 | 66.5 | 5.197 | 5.068 | 5.532 | 6.515 | 6.113 | 5.953 | 327 | 508 | 1477 | 695 | 875 | 1974 | 3.5 | 3.5 | 4 | 3.959 | 4.563 | 5.243 | 4.317 | 4.829 | 5.223 | 2455 | 897 | 134 | 769 | 396 | 87 | 2 | 3 | 3.5 | No | - | - | - | - | N/A | N/A | N/A | 6.2105 | 4.0307 | 4.0526
[SEER Non Multi-Split <=65kW] GEMS (Air Conditioners up to 65kW) Determination 2019 | MEPS 2019 | AS/NZS 3823.1.1:2012 | GWH21AGEXF-K6DNA1A/O / GWH21QEXF-K6DN**A/I | GWH21AGEXF-K6DNA1A/O / GWH21QEXF-K6DN**A/I | N/A | GREE | N/A | Non Ducted | Single Split System | Wall Hung | Air | Air | China | 1.542 | N/A | 6.4 | N/A | N/A | N/A | N/A | N/A | 1.805 | 7.4 | Calorimeter Room | 4.1337 | 4.1225 | N/A | - | N/A | N/A | N/A | N/A | N/A | N/A | N/A | N/A | N/A | N/A | N/A | N/A | N/A | N/A | N/A | N/A | N/A | Single | R32 | Australia,Fiji,New Zealand | 146053 | 2027-04-07 |  | Approved | Reverse Cycle | N/A | Yes | Class 9 | Yes | N/A | N/A | N/A | N/A | N/A | N/A | N/A | Available | N/A | N/A |  |  | N/A |  |  | AAC6607 | Yes | Variable output compressor | Inverter | No | - | 6400 | 1.542 | - | 590 | 3250 | No | - | - | - | 1409.388 | 6892.8 | No | 539.26 | 3500.25 | Yes | 320 | 2100 | 7400 | 1.805 | 650 | 3600 | Yes | 370 | 1940 | Yes | 2700 | 6900 | No | - | - | No | - | - | - | - | - | Yes | 2700 | 6300 | No | - | - | No | - | - | 61.5 | 66.5 | 5.221 | 5.1 | 5.562 | 6.535 | 6.138 | 5.98 | 330 | 513 | 1493 | 704 | 885 | 1997 | 3.5 | 3.5 | 4 | 3.959 | 4.563 | 5.243 | 4.317 | 4.829 | 5.223 | 2455 | 897 | 134 | 769 | 396 | 87 | 2 | 3 | 3.5 | No | - | - | - | - | N/A | N/A | N/A | 6.21 | 4.0947 | 4.0526
[SEER Non Multi-Split <=65kW] GEMS (Air Conditioners up to 65kW) Determination 2019 | MEPS 2019 | AS/NZS 3823.1.1:2012 | GWH21AGEXF-K6DNA1A/O / GWH21QEXF-K6DNA1A/I | GWH21AGEXF-K6DNA1A/O / GWH21QEXF-K6DN**A/I | N/A | GREE | N/A | Non Ducted | Single Split System | Wall Hung | Air | Air | China | 1.542 | N/A | 6.4 | N/A | N/A | N/A | N/A | N/A | 1.805 | 7.4 | Calorimeter Room | 4.1337 | 4.1225 | N/A | - | N/A | N/A | N/A | N/A | N/A | N/A | N/A | N/A | N/A | N/A | N/A | N/A | N/A | N/A | N/A | N/A | N/A | Single | R32 | Australia,Fiji,New Zealand | 146053 | 2027-04-07 |  | Approved | Reverse Cycle | N/A | Yes | Class 9 | Yes | N/A | N/A | N/A | N/A | N/A | N/A | N/A | Available | N/A | N/A |  |  | N/A |  |  | AAC6607 | Yes | Variable output compressor | Inverter | No | - | 6400 | 1.542 | - | 590 | 3250 | No | - | - | - | 1409.388 | 6892.8 | No | 539.26 | 3500.25 | Yes | 320 | 2100 | 7400 | 1.805 | 650 | 3600 | Yes | 370 | 1940 | Yes | 2700 | 6900 | No | - | - | No | - | - | - | - | - | Yes | 2700 | 6300 | No | - | - | No | - | - | 61.5 | 66.5 | 5.221 | 5.1 | 5.562 | 6.535 | 6.138 | 5.98 | 330 | 513 | 1493 | 704 | 885 | 1997 | 3.5 | 3.5 | 4 | 3.959 | 4.563 | 5.243 | 4.317 | 4.829 | 5.223 | 2455 | 897 | 134 | 769 | 396 | 87 | 2 | 3 | 3.5 | No | - | - | - | - | N/A | N/A | N/A | 6.21 | 4.0947 | 4.0526
[SEER Non Multi-Split <=65kW] GEMS (Air Conditioners up to 65kW) Determination 2019 | MEPS 2019 | AS/NZS 3823.1.1:2012 | GWH21AGEXF-K6DNA1A/O / GWH21QEXF-K6DNC8A/I | GWH21AGEXF-K6DNA1A/O / GWH21QEXF-K6DN**A/I | N/A | GREE | N/A | Non Ducted | Single Split System | Wall Hung | Air | Air | China | 1.542 | N/A | 6.4 | N/A | N/A | N/A | N/A | N/A | 1.805 | 7.4 | Calorimeter Room | 4.1337 | 4.1225 | N/A | - | N/A | N/A | N/A | N/A | N/A | N/A | N/A | N/A | N/A | N/A | N/A | N/A | N/A | N/A | N/A | N/A | N/A | Single | R32 | Australia,Fiji,New Zealand | 146053 | 2027-04-07 |  | Approved | Reverse Cycle | N/A | Yes | Class 9 | Yes | N/A | N/A | N/A | N/A | N/A | N/A | N/A | Available | N/A | N/A |  |  | N/A |  |  | AAC6607 | Yes | Variable output compressor | Inverter | No | - | 6400 | 1.542 | - | 590 | 3250 | No | - | - | - | 1409.388 | 6892.8 | No | 539.26 | 3500.25 | Yes | 320 | 2100 | 7400 | 1.805 | 650 | 3600 | Yes | 370 | 1940 | Yes | 2700 | 6900 | No | - | - | No | - | - | - | - | - | Yes | 2700 | 6300 | No | - | - | No | - | - | 61.5 | 66.5 | 5.221 | 5.1 | 5.562 | 6.535 | 6.138 | 5.98 | 330 | 513 | 1493 | 704 | 885 | 1997 | 3.5 | 3.5 | 4 | 3.959 | 4.563 | 5.243 | 4.317 | 4.829 | 5.223 | 2455 | 897 | 134 | 769 | 396 | 87 | 2 | 3 | 3.5 | No | - | - | - | - | N/A | N/A | N/A | 6.21 | 4.0947 | 4.0526
[SEER Non Multi-Split <=65kW] GEMS (Air Conditioners up to 65kW) Determination 2019 | MEPS 2019 | AS/NZS 3823.1.1:2012 | GWH21QE-K3DNB2A/O / GWH21QE-K3DN**A/I | GWH21QE-K3DNB2A/O / GWH21QE-K3DN**A/I | N/A | GREE | N/A | Non Ducted | Single Split System | Wall Hung | Air | Air | China | 1.55 | N/A | 6.2 | N/A | N/A | N/A | N/A | N/A | 1.67 | 7.1 | Calorimeter Room | 3.816 | 4.0942 | N/A | - | N/A | N/A | N/A | N/A | N/A | N/A | N/A | N/A | N/A | N/A | N/A | N/A | N/A | N/A | N/A | N/A | N/A | Single | R410A | Australia,Fiji,New Zealand | 127392 | 2025-04-01 |  | Approved | Reverse Cycle | N/A | Yes | Class 9 | Yes | N/A | N/A | Yes | Yes | Yes | N/A | N/A | Available | N/A | N/A |  |  | N/A |  |  | AAC4621 | Yes | Variable output compressor | Inverter | No | - | 6200 | 1.55 | - | 650 | 3100 | No | - | - | - | 1416.7 | 6677.4 | No | 594.1 | 3338.7 | No | - | - | 7100 | 1.67 | 700 | 3480 | No | - | - | No | - | - | - | 3050 | 7800 | - | - | - | - | - | - | - | - | - | No | - | - | No | - | - | 62 | 64.9 | 4.699 | 4.606 | 4.979 | 5.609 | 5.303 | 5.296 | 359 | 555 | 1620 | 798 | 997 | 2188 | 3 | 3 | 3 | 3.72 | 4.133 | 4.573 | 3.951 | 4.312 | 4.578 | 2504 | 946 | 143 | 803 | 423 | 92 | 2 | 2.5 | 3 | No | - | - | - | - | N/A | N/A | N/A | 5 | 3.9569 | 4.2089
[SEER Non Multi-Split <=65kW] GEMS (Air Conditioners up to 65kW) Determination 2019 | MEPS 2019 | AS/NZS 3823.1.1:2012 | GWH21QE-K3DNB2A/O / GWH21QE-K3DN**A/I | GWH21QE-K3DNB2A/O / GWH21QE-K3DN**A/I | N/A | GREE | N/A | Non Ducted | Single Split System | Wall Hung | Air | Air | China | 1.68 | N/A | 6.2 | N/A | N/A | N/A | N/A | N/A | 1.8 | 7.1 | Calorimeter Room | 3.816 | 4.0942 | N/A | - | N/A | N/A | N/A | N/A | N/A | N/A | N/A | N/A | N/A | N/A | N/A | N/A | N/A | N/A | N/A | N/A | N/A | Single | R410A | Australia,Fiji,New Zealand | 129625 | 2025-06-16 |  | Approved | Reverse Cycle | N/A | Yes | Class 9 | Yes | N/A | N/A | N/A | N/A | N/A | N/A | N/A | Available | N/A | N/A |  |  | N/A |  |  | AAC4905 | Yes | Variable output compressor | Inverter | No | - | 6200 | 1.68 | - | 640 | 3100 | No | - | - | - | 1535.52 | 6677.4 | No | 584.96 | 3338.7 | No | - | - | 7100 | 1.8 | 700 | 3480 | No | - | - | Yes | 3050 | 7200 | - | - | - | No | - | - | - | - | - | - | - | - | No | - | - | No | - | - | 62 | 64.9 | 4.644 | 4.51 | 4.869 | 5.607 | 5.27 | 5.208 | 364 | 567 | 1656 | 799 | 1003 | 2225 | 3 | 3 | 3 | 3.665 | 4.151 | 4.579 | 3.907 | 4.318 | 4.579 | 2541 | 942 | 143 | 812 | 422 | 92 | 2 | 2.5 | 3 | No | - | - | - | - | N/A | N/A | N/A | 5 | 3.6537 | 3.9078
[SEER Non Multi-Split <=65kW] GEMS (Air Conditioners up to 65kW) Determination 2019 | MEPS 2019 | AS/NZS 3823.1.1:2012 | GWH21QE-K3DNB2A/O / GWH21QE-K3DNB2A/I | GWH21QE-K3DNB2A/O / GWH21QE-K3DN**A/I | N/A | GREE | N/A | Non Ducted | Single Split System | Wall Hung | Air | Air | China | 1.55 | N/A | 6.2 | N/A | N/A | N/A | N/A | N/A | 1.67 | 7.1 | Calorimeter Room | 3.816 | 4.0942 | N/A | - | N/A | N/A | N/A | N/A | N/A | N/A | N/A | N/A | N/A | N/A | N/A | N/A | N/A | N/A | N/A | N/A | N/A | Single | R410A | Australia,Fiji,New Zealand | 127392 | 2025-04-01 |  | Approved | Reverse Cycle | N/A | Yes | Class 9 | Yes | N/A | N/A | Yes | Yes | Yes | N/A | N/A | Available | N/A | N/A |  |  | N/A |  |  | AAC4621 | Yes | Variable output compressor | Inverter | No | - | 6200 | 1.55 | - | 650 | 3100 | No | - | - | - | 1416.7 | 6677.4 | No | 594.1 | 3338.7 | No | - | - | 7100 | 1.67 | 700 | 3480 | No | - | - | No | - | - | - | 3050 | 7800 | - | - | - | - | - | - | - | - | - | No | - | - | No | - | - | 62 | 64.9 | 4.699 | 4.606 | 4.979 | 5.609 | 5.303 | 5.296 | 359 | 555 | 1620 | 798 | 997 | 2188 | 3 | 3 | 3 | 3.72 | 4.133 | 4.573 | 3.951 | 4.312 | 4.578 | 2504 | 946 | 143 | 803 | 423 | 92 | 2 | 2.5 | 3 | No | - | - | - | - | N/A | N/A | N/A | 5 | 3.9569 | 4.2089
[SEER Non Multi-Split <=65kW] GEMS (Air Conditioners up to 65kW) Determination 2019 | MEPS 2019 | AS/NZS 3823.1.1:2012 | GWH21QE-K3DNB2A/O / GWH21QE-K3DNB2A/I | GWH21QE-K3DNB2A/O / GWH21QE-K3DN**A/I | N/A | GREE | N/A | Non Ducted | Single Split System | Wall Hung | Air | Air | China | 1.68 | N/A | 6.2 | N/A | N/A | N/A | N/A | N/A | 1.8 | 7.1 | Calorimeter Room | 3.816 | 4.0942 | N/A | - | N/A | N/A | N/A | N/A | N/A | N/A | N/A | N/A | N/A | N/A | N/A | N/A | N/A | N/A | N/A | N/A | N/A | Single | R410A | Australia,Fiji,New Zealand | 129625 | 2025-06-16 |  | Approved | Reverse Cycle | N/A | Yes | Class 9 | Yes | N/A | N/A | N/A | N/A | N/A | N/A | N/A | Available | N/A | N/A |  |  | N/A |  |  | AAC4905 | Yes | Variable output compressor | Inverter | No | - | 6200 | 1.68 | - | 640 | 3100 | No | - | - | - | 1535.52 | 6677.4 | No | 584.96 | 3338.7 | No | - | - | 7100 | 1.8 | 700 | 3480 | No | - | - | Yes | 3050 | 7200 | - | - | - | No | - | - | - | - | - | - | - | - | No | - | - | No | - | - | 62 | 64.9 | 4.644 | 4.51 | 4.869 | 5.607 | 5.27 | 5.208 | 364 | 567 | 1656 | 799 | 1003 | 2225 | 3 | 3 | 3 | 3.665 | 4.151 | 4.579 | 3.907 | 4.318 | 4.579 | 2541 | 942 | 143 | 812 | 422 | 92 | 2 | 2.5 | 3 | No | - | - | - | - | N/A | N/A | N/A | 5 | 3.6537 | 3.9078
[SEER Non Multi-Split <=65kW] GEMS (Air Conditioners up to 65kW) Determination 2019 | MEPS 2019 | AS/NZS 3823.1.1:2012 | GWH21QE-K3DNB2A/O / GWH21QE-K3DNC6A/I | GWH21QE-K3DNB2A/O / GWH21QE-K3DN**A/I | N/A | GREE | N/A | Non Ducted | Single Split System | Wall Hung | Air | Air | China | 1.55 | N/A | 6.2 | N/A | N/A | N/A | N/A | N/A | 1.67 | 7.1 | Calorimeter Room | 3.816 | 4.0942 | N/A | - | N/A | N/A | N/A | N/A | N/A | N/A | N/A | N/A | N/A | N/A | N/A | N/A | N/A | N/A | N/A | N/A | N/A | Single | R410A | Australia,Fiji,New Zealand | 127392 | 2025-04-01 |  | Approved | Reverse Cycle | N/A | Yes | Class 9 | Yes | N/A | N/A | Yes | Yes | Yes | N/A | N/A | Available | N/A | N/A |  |  | N/A |  |  | AAC4621 | Yes | Variable output compressor | Inverter | No | - | 6200 | 1.55 | - | 650 | 3100 | No | - | - | - | 1416.7 | 6677.4 | No | 594.1 | 3338.7 | No | - | - | 7100 | 1.67 | 700 | 3480 | No | - | - | No | - | - | - | 3050 | 7800 | - | - | - | - | - | - | - | - | - | No | - | - | No | - | - | 62 | 64.9 | 4.699 | 4.606 | 4.979 | 5.609 | 5.303 | 5.296 | 359 | 555 | 1620 | 798 | 997 | 2188 | 3 | 3 | 3 | 3.72 | 4.133 | 4.573 | 3.951 | 4.312 | 4.578 | 2504 | 946 | 143 | 803 | 423 | 92 | 2 | 2.5 | 3 | No | - | - | - | - | N/A | N/A | N/A | 5 | 3.9569 | 4.2089
[SEER Non Multi-Split <=65kW] GEMS (Air Conditioners up to 65kW) Determination 2019 | MEPS 2019 | AS/NZS 3823.1.1:2012 | GWH21QE-K3DNB2A/O / GWH21QE-K3DNC6A/I | GWH21QE-K3DNB2A/O / GWH21QE-K3DN**A/I | N/A | GREE | N/A | Non Ducted | Single Split System | Wall Hung | Air | Air | China | 1.68 | N/A | 6.2 | N/A | N/A | N/A | N/A | N/A | 1.8 | 7.1 | Calorimeter Room | 3.816 | 4.0942 | N/A | - | N/A | N/A | N/A | N/A | N/A | N/A | N/A | N/A | N/A | N/A | N/A | N/A | N/A | N/A | N/A | N/A | N/A | Single | R410A | Australia,Fiji,New Zealand | 129625 | 2025-06-16 |  | Approved | Reverse Cycle | N/A | Yes | Class 9 | Yes | N/A | N/A | N/A | N/A | N/A | N/A | N/A | Available | N/A | N/A |  |  | N/A |  |  | AAC4905 | Yes | Variable output compressor | Inverter | No | - | 6200 | 1.68 | - | 640 | 3100 | No | - | - | - | 1535.52 | 6677.4 | No | 584.96 | 3338.7 | No | - | - | 7100 | 1.8 | 700 | 3480 | No | - | - | Yes | 3050 | 7200 | - | - | - | No | - | - | - | - | - | - | - | - | No | - | - | No | - | - | 62 | 64.9 | 4.644 | 4.51 | 4.869 | 5.607 | 5.27 | 5.208 | 364 | 567 | 1656 | 799 | 1003 | 2225 | 3 | 3 | 3 | 3.665 | 4.151 | 4.579 | 3.907 | 4.318 | 4.579 | 2541 | 942 | 143 | 812 | 422 | 92 | 2 | 2.5 | 3 | No | - | - | - | - | N/A | N/A | N/A | 5 | 3.6537 | 3.9078
[SEER Non Multi-Split <=65kW] GEMS (Air Conditioners up to 65kW) Determination 2019 | MEPS 2019 | AS/NZS 3823.1.1:2012 | GWH21QE-K3DNB2A/O / GWH21QE-K3DNE4A/I | GWH21QE-K3DNB2A/O / GWH21QE-K3DN**A/I | N/A | GREE | N/A | Non Ducted | Single Split System | Wall Hung | Air | Air | China | 1.55 | N/A | 6.2 | N/A | N/A | N/A | N/A | N/A | 1.67 | 7.1 | Calorimeter Room | 3.816 | 4.0942 | N/A | - | N/A | N/A | N/A | N/A | N/A | N/A | N/A | N/A | N/A | N/A | N/A | N/A | N/A | N/A | N/A | N/A | N/A | Single | R410A | Australia,Fiji,New Zealand | 127392 | 2025-04-01 |  | Approved | Reverse Cycle | N/A | Yes | Class 9 | Yes | N/A | N/A | Yes | Yes | Yes | N/A | N/A | Available | N/A | N/A |  |  | N/A |  |  | AAC4621 | Yes | Variable output compressor | Inverter | No | - | 6200 | 1.55 | - | 650 | 3100 | No | - | - | - | 1416.7 | 6677.4 | No | 594.1 | 3338.7 | No | - | - | 7100 | 1.67 | 700 | 3480 | No | - | - | No | - | - | - | 3050 | 7800 | - | - | - | - | - | - | - | - | - | No | - | - | No | - | - | 62 | 64.9 | 4.699 | 4.606 | 4.979 | 5.609 | 5.303 | 5.296 | 359 | 555 | 1620 | 798 | 997 | 2188 | 3 | 3 | 3 | 3.72 | 4.133 | 4.573 | 3.951 | 4.312 | 4.578 | 2504 | 946 | 143 | 803 | 423 | 92 | 2 | 2.5 | 3 | No | - | - | - | - | N/A | N/A | N/A | 5 | 3.9569 | 4.2089
[SEER Non Multi-Split <=65kW] GEMS (Air Conditioners up to 65kW) Determination 2019 | MEPS 2019 | AS/NZS 3823.1.1:2012 | GWH21QE-K3DNB2A/O / GWH21QE-K3DNE4A/I | GWH21QE-K3DNB2A/O / GWH21QE-K3DN**A/I | N/A | GREE | N/A | Non Ducted | Single Split System | Wall Hung | Air | Air | China | 1.68 | N/A | 6.2 | N/A | N/A | N/A | N/A | N/A | 1.8 | 7.1 | Calorimeter Room | 3.816 | 4.0942 | N/A | - | N/A | N/A | N/A | N/A | N/A | N/A | N/A | N/A | N/A | N/A | N/A | N/A | N/A | N/A | N/A | N/A | N/A | Single | R410A | Australia,Fiji,New Zealand | 129625 | 2025-06-16 |  | Approved | Reverse Cycle | N/A | Yes | Class 9 | Yes | N/A | N/A | N/A | N/A | N/A | N/A | N/A | Available | N/A | N/A |  |  | N/A |  |  | AAC4905 | Yes | Variable output compressor | Inverter | No | - | 6200 | 1.68 | - | 640 | 3100 | No | - | - | - | 1535.52 | 6677.4 | No | 584.96 | 3338.7 | No | - | - | 7100 | 1.8 | 700 | 3480 | No | - | - | Yes | 3050 | 7200 | - | - | - | No | - | - | - | - | - | - | - | - | No | - | - | No | - | - | 62 | 64.9 | 4.644 | 4.51 | 4.869 | 5.607 | 5.27 | 5.208 | 364 | 567 | 1656 | 799 | 1003 | 2225 | 3 | 3 | 3 | 3.665 | 4.151 | 4.579 | 3.907 | 4.318 | 4.579 | 2541 | 942 | 143 | 812 | 422 | 92 | 2 | 2.5 | 3 | No | - | - | - | - | N/A | N/A | N/A | 5 | 3.6537 | 3.9078
[SEER Non Multi-Split <=65kW] GEMS (Air Conditioners up to 65kW) Determination 2019 | MEPS 2019 | AS/NZS 3823.1.1:2012 | GWH21QE-K6DNA1A/O / GWH21QE-K6DN***/I | GWH21QE-K6DNA1A/O / GWH21QE-K6DN***/I | N/A | GREE | N/A | Non Ducted | Single Split System | Wall Hung | Air | Air | China | 1.506 | N/A | 6.1 | N/A | N/A | N/A | N/A | N/A | 1.802 | 7.3 | Calorimeter Room | 3.9676 | 4.0653 | N/A | - | N/A | N/A | N/A | N/A | N/A | N/A | N/A | N/A | N/A | N/A | N/A | N/A | N/A | N/A | N/A | N/A | N/A | Single | R32 | Australia,Fiji,New Zealand | 124451 | 2025-04-01 |  | Approved | Reverse Cycle | N/A | Yes | Class 9 | Yes | N/A | N/A | Yes | Yes | Yes | N/A | N/A | Available | N/A | N/A |  |  | N/A |  |  | AAC4283 | Yes | Variable output compressor | Inverter | No | - | 6100 | 1.506 | - | 600 | 3000 | No | - | - | - | 1376.484 | 6569.7 | No | 548.4 | 3231 | No | - | - | 7300 | 1.802 | 790 | 3650 | No | - | - | Yes | 3000 | 7900 | No | - | - | No | - | - | - | - | - | No | - | - | No | - | - | No | - | - | 65.8 | 68.8 | 4.825 | 4.728 | 5.134 | 5.824 | 5.5 | 5.478 | 343 | 531 | 1544 | 755 | 944 | 2080 | 3 | 3 | 3.5 | 3.703 | 4.017 | 4.265 | 3.829 | 4.094 | 4.253 | 2586 | 1001 | 157 | 852 | 458 | 101 | 2 | 2.5 | 2.5 | No | - | - | - | - | N/A | N/A | N/A | 5.4 | 4.002 | 4.0104
[SEER Non Multi-Split <=65kW] GEMS (Air Conditioners up to 65kW) Determination 2019 | MEPS 2019 | AS/NZS 3823.1.1:2012 | GWH21QE-K6DNA1A/O / GWH21QE-K6DNA1A/I | GWH21QE-K6DNA1A/O / GWH21QE-K6DN***/I | N/A | GREE | N/A | Non Ducted | Single Split System | Wall Hung | Air | Air | China | 1.506 | N/A | 6.1 | N/A | N/A | N/A | N/A | N/A | 1.802 | 7.3 | Calorimeter Room | 3.9676 | 4.0653 | N/A | - | N/A | N/A | N/A | N/A | N/A | N/A | N/A | N/A | N/A | N/A | N/A | N/A | N/A | N/A | N/A | N/A | N/A | Single | R32 | Australia,Fiji,New Zealand | 124451 | 2025-04-01 |  | Approved | Reverse Cycle | N/A | Yes | Class 9 | Yes | N/A | N/A | Yes | Yes | Yes | N/A | N/A | Available | N/A | N/A |  |  | N/A |  |  | AAC4283 | Yes | Variable output compressor | Inverter | No | - | 6100 | 1.506 | - | 600 | 3000 | No | - | - | - | 1376.484 | 6569.7 | No | 548.4 | 3231 | No | - | - | 7300 | 1.802 | 790 | 3650 | No | - | - | Yes | 3000 | 7900 | No | - | - | No | - | - | - | - | - | No | - | - | No | - | - | No | - | - | 65.8 | 68.8 | 4.825 | 4.728 | 5.134 | 5.824 | 5.5 | 5.478 | 343 | 531 | 1544 | 755 | 944 | 2080 | 3 | 3 | 3.5 | 3.703 | 4.017 | 4.265 | 3.829 | 4.094 | 4.253 | 2586 | 1001 | 157 | 852 | 458 | 101 | 2 | 2.5 | 2.5 | No | - | - | - | - | N/A | N/A | N/A | 5.4 | 4.002 | 4.0104
[SEER Non Multi-Split <=65kW] GEMS (Air Conditioners up to 65kW) Determination 2019 | MEPS 2019 | AS/NZS 3823.1.1:2012 | GWH21QE-K6DNA1A/O / GWH21QE-K6DNC8A/I | GWH21QE-K6DNA1A/O / GWH21QE-K6DN***/I | N/A | GREE | N/A | Non Ducted | Single Split System | Wall Hung | Air | Air | China | 1.506 | N/A | 6.1 | N/A | N/A | N/A | N/A | N/A | 1.802 | 7.3 | Calorimeter Room | 3.9676 | 4.0653 | N/A | - | N/A | N/A | N/A | N/A | N/A | N/A | N/A | N/A | N/A | N/A | N/A | N/A | N/A | N/A | N/A | N/A | N/A | Single | R32 | Australia,Fiji,New Zealand | 124451 | 2025-04-01 |  | Approved | Reverse Cycle | N/A | Yes | Class 9 | Yes | N/A | N/A | Yes | Yes | Yes | N/A | N/A | Available | N/A | N/A |  |  | N/A |  |  | AAC4283 | Yes | Variable output compressor | Inverter | No | - | 6100 | 1.506 | - | 600 | 3000 | No | - | - | - | 1376.484 | 6569.7 | No | 548.4 | 3231 | No | - | - | 7300 | 1.802 | 790 | 3650 | No | - | - | Yes | 3000 | 7900 | No | - | - | No | - | - | - | - | - | No | - | - | No | - | - | No | - | - | 65.8 | 68.8 | 4.825 | 4.728 | 5.134 | 5.824 | 5.5 | 5.478 | 343 | 531 | 1544 | 755 | 944 | 2080 | 3 | 3 | 3.5 | 3.703 | 4.017 | 4.265 | 3.829 | 4.094 | 4.253 | 2586 | 1001 | 157 | 852 | 458 | 101 | 2 | 2.5 | 2.5 | No | - | - | - | - | N/A | N/A | N/A | 5.4 | 4.002 | 4.0104
[SEER Non Multi-Split <=65kW] GEMS (Air Conditioners up to 65kW) Determination 2019 | MEPS 2019 | AS/NZS 3823.1.1:2012 | GWH24AAE-K6DNA1F/O / GWH24AAE-K6DNA1F/I | GWH24AAE-K6DNA1F/O / GWH24AAE-K6DNA1F/I | N/A | GREE | N/A | Non Ducted | Single Split System | Wall Hung | Air | Air | China | 2.028 | N/A | 7.1 | N/A | N/A | N/A | N/A | N/A | 1.82 | 7.1 | Calorimeter Room | 3.488 | 3.9001 | N/A | - | N/A | N/A | N/A | N/A | N/A | N/A | N/A | N/A | N/A | N/A | N/A | N/A | N/A | N/A | N/A | N/A | N/A | Single | R32 | Australia,Fiji,New Zealand | 126101 | 2025-04-01 |  | Approved | Reverse Cycle | N/A | Yes | Class 9 | Yes | N/A | N/A | Yes | Yes | Yes | N/A | N/A | Available | N/A | N/A |  |  | N/A |  |  | AAC4383 | Yes | Variable output compressor | Inverter | No | - | 7100 | 2.028 | - | 687 | 3342 | Yes | 400 | 1140 | - | 1853.592 | 7646.7 | Yes | 584 | 3626 | - | 323 | 2180 | 7100 | 1.82 | 660 | 3398 | No | - | - | Yes | 2464 | 6194 | No | - | - | No | - | - | - | - | - | Yes | 2903 | 6497 | No | - | - | No | - | - | 63.3 | 63.8 | 5.136 | 4.962 | 5.342 | 8.067 | 6.997 | 6.072 | 374 | 587 | 1726 | 631 | 861 | 2182 | 3.5 | 3 | 3.5 | 3.713 | 4.222 | 4.743 | 3.997 | 4.438 | 4.751 | 2511 | 930 | 142 | 796 | 414 | 91 | 2 | 2.5 | 3 | No | - | - | - | - | N/A | N/A | N/A | 6.4 | 3.464 | 3.8553
[SEER Non Multi-Split <=65kW] GEMS (Air Conditioners up to 65kW) Determination 2019 | MEPS 2019 | AS/NZS 3823.1.1:2012 | GWH24AAE-K6DNA1F/O / GWH24AAE-K6DNA4F/I | GWH24AAE-K6DNA1F/O / GWH24AAE-K6DNA1F/I | N/A | GREE | N/A | Non Ducted | Single Split System | Wall Hung | Air | Air | China | 2.028 | N/A | 7.1 | N/A | N/A | N/A | N/A | N/A | 1.82 | 7.1 | Calorimeter Room | 3.488 | 3.9001 | N/A | - | N/A | N/A | N/A | N/A | N/A | N/A | N/A | N/A | N/A | N/A | N/A | N/A | N/A | N/A | N/A | N/A | N/A | Single | R32 | Australia,Fiji,New Zealand | 126101 | 2025-04-01 |  | Approved | Reverse Cycle | N/A | Yes | Class 9 | Yes | N/A | N/A | Yes | Yes | Yes | N/A | N/A | Available | N/A | N/A |  |  | N/A |  |  | AAC4383 | Yes | Variable output compressor | Inverter | No | - | 7100 | 2.028 | - | 687 | 3342 | Yes | 400 | 1140 | - | 1853.592 | 7646.7 | Yes | 584 | 3626 | - | 323 | 2180 | 7100 | 1.82 | 660 | 3398 | No | - | - | Yes | 2464 | 6194 | No | - | - | No | - | - | - | - | - | Yes | 2903 | 6497 | No | - | - | No | - | - | 63.3 | 63.8 | 5.136 | 4.962 | 5.342 | 8.067 | 6.997 | 6.072 | 374 | 587 | 1726 | 631 | 861 | 2182 | 3.5 | 3 | 3.5 | 3.713 | 4.222 | 4.743 | 3.997 | 4.438 | 4.751 | 2511 | 930 | 142 | 796 | 414 | 91 | 2 | 2.5 | 3 | No | - | - | - | - | N/A | N/A | N/A | 6.4 | 3.464 | 3.8553
[SEER Non Multi-Split <=65kW] GEMS (Air Conditioners up to 65kW) Determination 2019 | MEPS 2019 | AS/NZS 3823.1.1:2012 | GWH24AAEXF-K6DNA1B/O / GWH24AAEXF-K6DN**B/I | GWH24AAEXF-K6DNA1B/O / GWH24AAEXF-K6DN**B/I | N/A | GREE | N/A | Non Ducted | Single Split System | Wall Hung | Air | Air | China | 1.92 | N/A | 7.1 | N/A | N/A | N/A | N/A | N/A | 1.87 | 7.1 | Calorimeter Room | 3.8195 | 4.0351 | N/A | - | N/A | N/A | N/A | N/A | N/A | N/A | N/A | N/A | N/A | N/A | N/A | N/A | N/A | N/A | N/A | N/A | N/A | Single | R32 | Australia,Fiji,New Zealand | 141256 | 2026-10-06 |  | Approved | Reverse Cycle | N/A | Yes | Class 9 | Yes | N/A | N/A | Yes | Yes | Yes | N/A | N/A | Available | N/A | N/A |  |  | N/A |  |  | AAC6272 | Yes | Variable output compressor | Inverter | No | - | 7100 | 1.92 | - | 660 | 3520 | No | - | - | - | 1754.88 | 7646.7 | No | 603.24 | 3791.04 | Yes | 335 | 2460 | 7100 | 1.87 | 665 | 3550 | No | - | - | Yes | 2685 | 6760 | No | - | - | No | - | - | - | - | - | No | - | - | No | - | - | No | - | - | 63.3 | 67.5 | 5.11 | 4.945 | 5.311 | 6.616 | 6.149 | 5.749 | 376 | 590 | 1736 | 772 | 982 | 2306 | 3.5 | 3 | 3.5 | 3.723 | 4.29 | 4.886 | 4.044 | 4.538 | 4.897 | 2504 | 915 | 137 | 787 | 405 | 89 | 2 | 2.5 | 3 | No | - | - | - | - | N/A | N/A | N/A | 6.22 | 3.6579 | 3.7546
[SEER Non Multi-Split <=65kW] GEMS (Air Conditioners up to 65kW) Determination 2019 | MEPS 2019 | AS/NZS 3823.1.1:2012 | GWH24AAEXF-K6DNA1B/O / GWH24AAEXF-K6DNA1B /I | GWH24AAEXF-K6DNA1B/O / GWH24AAEXF-K6DN**B/I | N/A | GREE | N/A | Non Ducted | Single Split System | Wall Hung | Air | Air | China | 1.92 | N/A | 7.1 | N/A | N/A | N/A | N/A | N/A | 1.87 | 7.1 | Calorimeter Room | 3.8195 | 4.0351 | N/A | - | N/A | N/A | N/A | N/A | N/A | N/A | N/A | N/A | N/A | N/A | N/A | N/A | N/A | N/A | N/A | N/A | N/A | Single | R32 | Australia,Fiji,New Zealand | 141256 | 2026-10-06 |  | Approved | Reverse Cycle | N/A | Yes | Class 9 | Yes | N/A | N/A | Yes | Yes | Yes | N/A | N/A | Available | N/A | N/A |  |  | N/A |  |  | AAC6272 | Yes | Variable output compressor | Inverter | No | - | 7100 | 1.92 | - | 660 | 3520 | No | - | - | - | 1754.88 | 7646.7 | No | 603.24 | 3791.04 | Yes | 335 | 2460 | 7100 | 1.87 | 665 | 3550 | No | - | - | Yes | 2685 | 6760 | No | - | - | No | - | - | - | - | - | No | - | - | No | - | - | No | - | - | 63.3 | 67.5 | 5.11 | 4.945 | 5.311 | 6.616 | 6.149 | 5.749 | 376 | 590 | 1736 | 772 | 982 | 2306 | 3.5 | 3 | 3.5 | 3.723 | 4.29 | 4.886 | 4.044 | 4.538 | 4.897 | 2504 | 915 | 137 | 787 | 405 | 89 | 2 | 2.5 | 3 | No | - | - | - | - | N/A | N/A | N/A | 6.22 | 3.6579 | 3.7546
[SEER Non Multi-Split <=65kW] GEMS (Air Conditioners up to 65kW) Determination 2019 | MEPS 2019 | AS/NZS 3823.1.1:2012 | GWH24AAEXF-K6DNA1B/O / GWH24AAEXF-K6DNA4B /I | GWH24AAEXF-K6DNA1B/O / GWH24AAEXF-K6DN**B/I | N/A | GREE | N/A | Non Ducted | Single Split System | Wall Hung | Air | Air | China | 1.92 | N/A | 7.1 | N/A | N/A | N/A | N/A | N/A | 1.87 | 7.1 | Calorimeter Room | 3.8195 | 4.0351 | N/A | - | N/A | N/A | N/A | N/A | N/A | N/A | N/A | N/A | N/A | N/A | N/A | N/A | N/A | N/A | N/A | N/A | N/A | Single | R32 | Australia,Fiji,New Zealand | 141256 | 2026-10-06 |  | Approved | Reverse Cycle | N/A | Yes | Class 9 | Yes | N/A | N/A | Yes | Yes | Yes | N/A | N/A | Available | N/A | N/A |  |  | N/A |  |  | AAC6272 | Yes | Variable output compressor | Inverter | No | - | 7100 | 1.92 | - | 660 | 3520 | No | - | - | - | 1754.88 | 7646.7 | No | 603.24 | 3791.04 | Yes | 335 | 2460 | 7100 | 1.87 | 665 | 3550 | No | - | - | Yes | 2685 | 6760 | No | - | - | No | - | - | - | - | - | No | - | - | No | - | - | No | - | - | 63.3 | 67.5 | 5.11 | 4.945 | 5.311 | 6.616 | 6.149 | 5.749 | 376 | 590 | 1736 | 772 | 982 | 2306 | 3.5 | 3 | 3.5 | 3.723 | 4.29 | 4.886 | 4.044 | 4.538 | 4.897 | 2504 | 915 | 137 | 787 | 405 | 89 | 2 | 2.5 | 3 | No | - | - | - | - | N/A | N/A | N/A | 6.22 | 3.6579 | 3.7546
[SEER Non Multi-Split <=65kW] GEMS (Air Conditioners up to 65kW) Determination 2019 | MEPS 2019 | AS/NZS 3823.1.1:2012 | GWH24AGEXF-K6DNA1A/O / GWH24AGEXF-K6DNA1A/I |  | N/A | GREE | N/A | Non Ducted | Single Split System | Wall Hung | Air | Air | Australia | 1.844 | N/A | 7.1 | N/A | N/A | N/A | N/A | N/A | 2.05 | 8 | Calorimeter Room | 3.9995 | 3.9882 | N/A | - | N/A | N/A | N/A | N/A | N/A | N/A | N/A | N/A | N/A | N/A | N/A | N/A | N/A | N/A | N/A | N/A | N/A | Single | R32 | Australia,Fiji,New Zealand | 143334 | 2026-12-01 |  | Approved | Reverse Cycle | N/A | Yes | Class 9 | Yes | N/A | N/A | N/A | N/A | N/A | N/A | N/A | Available | N/A | N/A |  |  | N/A |  |  | AAC6376 | Yes | Variable output compressor | Inverter | No | - | 7100 | 1.844 | - | 680 | 3550 | Yes | 390 | 260 | - | 1685.416 | 7646.7 | No | 621.52 | 3823.35 | - | 320 | 2160 | 8000 | 2.05 | 715 | 3950 | Yes | 345 | 1910 | Yes | 2670 | 6960 | No | - | - | No | - | - | - | - | - | No | - | - | No | - | - | No | - | - | 65.1 | 67.7 | 5.498 | 5.369 | 5.673 | 8.777 | 7.641 | 6.361 | 351 | 545 | 1628 | 581 | 790 | 2085 | 3.5 | 3.5 | 4 | 3.773 | 4.496 | 5.408 | 4.252 | 4.92 | 5.453 | 2780 | 980 | 137 | 840 | 417 | 87 | 2 | 2.5 | 3.5 | No | - | - | - | - | N/A | N/A | N/A | 5.01 | 3.8153 | 3.8705
[SEER Non Multi-Split <=65kW] GEMS (Air Conditioners up to 65kW) Determination 2019 | MEPS 2019 | AS/NZS 3823.1.1:2012 | GWH24AGEXF-K6DNA1A/O / GWH24QEXF-K6DNA1A/I |  | N/A | GREE | N/A | Non Ducted | Single Split System | Wall Hung | Air | Air | Australia | 1.844 | N/A | 7.1 | N/A | N/A | N/A | N/A | N/A | 2.05 | 8 | Calorimeter Room | 3.9995 | 3.9882 | N/A | - | N/A | N/A | N/A | N/A | N/A | N/A | N/A | N/A | N/A | N/A | N/A | N/A | N/A | N/A | N/A | N/A | N/A | Single | R32 | Australia,Fiji,New Zealand | 149784 | 2027-09-07 |  | Approved | Reverse Cycle | N/A | Yes | Class 9 | Yes | N/A | N/A | N/A | N/A | N/A | N/A | N/A | Available | N/A | N/A |  |  | N/A |  |  | AAC6961 | Yes | Variable output compressor | Inverter | No | - | 7100 | 1.844 | - | 680 | 3550 | Yes | 390 | 260 | - | 1685.416 | 7646.7 | No | 621.52 | 3823.35 | - | 320 | 2160 | 8000 | 2.05 | 715 | 3950 | Yes | 345 | 1910 | Yes | 2670 | 6960 | No | - | - | No | - | - | - | - | - | No | - | - | No | - | - | No | - | - | 65.1 | 67.7 | 5.498 | 5.369 | 5.673 | 8.777 | 7.641 | 6.361 | 351 | 545 | 1628 | 581 | 790 | 2085 | 3.5 | 3.5 | 4 | 3.773 | 4.496 | 5.408 | 4.252 | 4.92 | 5.453 | 2780 | 980 | 137 | 840 | 417 | 87 | 2 | 2.5 | 3.5 | No | - | - | - | - | N/A | N/A | N/A | 5.01 | 3.8153 | 3.8705
[SEER Non Multi-Split <=65kW] GEMS (Air Conditioners up to 65kW) Determination 2019 | MEPS 2019 | AS/NZS 3823.1.1:2012 | GWH24AGEXF-K6DNA1A/O / GWH24QEXF-K6DNC8A/I |  | N/A | GREE | N/A | Non Ducted | Single Split System | Wall Hung | Air | Air | Australia | 1.844 | N/A | 7.1 | N/A | N/A | N/A | N/A | N/A | 2.05 | 8 | Calorimeter Room | 3.9995 | 3.9882 | N/A | - | N/A | N/A | N/A | N/A | N/A | N/A | N/A | N/A | N/A | N/A | N/A | N/A | N/A | N/A | N/A | N/A | N/A | Single | R32 | Australia,Fiji,New Zealand | 146404 | 2027-04-26 |  | Approved | Reverse Cycle | N/A | Yes | Class 9 | Yes | N/A | N/A | N/A | N/A | N/A | N/A | N/A | Available | N/A | N/A |  |  | N/A |  |  | AAC6625 | Yes | Variable output compressor | Inverter | No | - | 7100 | 1.844 | - | 680 | 3550 | Yes | 390 | 260 | - | 1685.416 | 7646.7 | No | 621.52 | 3823.35 | - | 320 | 2160 | 8000 | 2.05 | 715 | 3950 | Yes | 345 | 1910 | Yes | 2670 | 6960 | No | - | - | No | - | - | - | - | - | No | - | - | No | - | - | No | - | - | 65.1 | 67.7 | 5.498 | 5.369 | 5.673 | 8.777 | 7.641 | 6.361 | 351 | 545 | 1628 | 581 | 790 | 2085 | 3.5 | 3.5 | 4 | 3.773 | 4.496 | 5.408 | 4.252 | 4.92 | 5.453 | 2780 | 980 | 137 | 840 | 417 | 87 | 2 | 2.5 | 3.5 | No | - | - | - | - | N/A | N/A | N/A | 5.01 | 3.8153 | 3.8705
[SEER Non Multi-Split <=65kW] GEMS (Air Conditioners up to 65kW) Determination 2019 | MEPS 2019 | AS/NZS 3823.1.1:2012 | GWH24ATEXF-K6DNA1E/O / GWH24ATEXF-K6DNA1E/I |  | N/A | GREE | N/A | Non Ducted | Single Split System | Wall Hung | Air | Air | China | 1.92 | N/A | 7.1 | N/A | N/A | N/A | N/A | N/A | 2 | 7.8 | Calorimeter Room | 3.7114 | 4.1766 | N/A | - | N/A | N/A | N/A | N/A | N/A | N/A | N/A | N/A | N/A | N/A | N/A | N/A | N/A | N/A | N/A | N/A | N/A | Single | R32 | Australia,Fiji,New Zealand | 156609 | 2028-09-10 |  | Approved | Reverse Cycle | N/A | Yes | Class 9 | Yes | N/A | N/A | Yes | Yes | Yes | N/A | N/A | Available | N/A | N/A |  |  | N/A |  |  | AAC7767 | Yes | Variable output compressor | Inverter | No | - | 7100 | 1.92 | - | 1250 | 3400 | No | - | - | - | 1754.88 | 7646.7 | Yes | 550 | 3600 | No | - | - | 7800 | 2 | 750 | 3900 | Yes | 380 | 2000 | Yes | 2350 | 6500 | No | - | - | No | - | - | - | - | - | No | - | - | No | - | - | No | - | - | 68.7 | 67.3 | 6.37 | 6.091 | 7.4 | -25.654 | 27.875 | 18.362 | 299 | 476 | 1242 | -215 | 207 | 713 | 4.5 | 4.5 | 5.5 | 3.667 | 4.327 | 5.124 | 4.094 | 4.69 | 5.15 | 2791 | 995 | 143 | 853 | 429 | 92 | 2 | 2.5 | 3.5 | No | - | - | - | - | N/A | N/A | N/A | 6.2 | 3.658 | 3.8596
[SEER Non Multi-Split <=65kW] GEMS (Air Conditioners up to 65kW) Determination 2019 | MEPS 2019 | AS/NZS 3823.1.1:2012 | GWH24QE-K3DNB2H/O / GWH24QE-K3DN**H/I | GWH24QE-K3DNB2H/O / GWH24QE-K3DN**H/I | N/A | GREE | 0.71 | Non Ducted | Single Split System | Wall Hung | Air | Air | China | 2.119 | 6.39 | 7.1 | N/A | N/A | N/A | N/A | N/A | 2.461 | 8 | Calorimeter Room | 3.3877 | 3.3926 | Yes | - | N/A | 4.6 | 4.6 | N/A | N/A | N/A | N/A | N/A | 3.3249 | 3.3069 | N/A | N/A | 2.1498 | 2.1139 | 2 | 2 | Calorimeter Room | Single | R410A | Australia,Fiji,New Zealand | 127137 | 2025-04-01 |  | Approved | Reverse Cycle | N/A | Yes | Class 9 | Yes | Yes | N/A | Yes | Yes | Yes | N/A | 3.3496 | Unavailable | N/A | N/A |  |  | Yes |  | https://reg.energyrating.gov.au/static/common/images/star_ratings_2014/aircon_rating_2_2.png | AAC4546 | Yes | Variable output compressor | Inverter | No | - | 7100 | 2.119 | - | 750 | 3600 | Yes | 490 | 2100 | - | 1936.766 | 7646.7 | Yes | 620 | 3800 | - | 370 | 2300 | 8000 | 2.461 | 840 | 3800 | No | - | - | Yes | 3050 | 7100 | No | - | - | No | - | - | - | - | - | No | - | - | No | - | - | No | - | - | 62.4 | 64.7 | 4.961 | 4.75 | 5.128 | 7.506 | 6.459 | 5.794 | 389 | 616 | 1800 | 680 | 935 | 2289 | 3 | 3 | 3.5 | 3.184 | 3.641 | 4.16 | 3.463 | 3.861 | 4.173 | 3294 | 1209 | 176 | 1031 | 531 | 113 | 1.5 | 2 | 2.5 | No | - | - | - | - | N/A | N/A | N/A | 5.9 | 3.3194 | 3.2246
[SEER Non Multi-Split <=65kW] GEMS (Air Conditioners up to 65kW) Determination 2019 | MEPS 2019 | AS/NZS 3823.1.1:2012 | GWH24QE-K3DNB2H/O / GWH24QE-K3DNB2H/I | GWH24QE-K3DNB2H/O / GWH24QE-K3DN**H/I | N/A | GREE | 0.71 | Non Ducted | Single Split System | Wall Hung | Air | Air | China | 2.119 | 6.39 | 7.1 | N/A | N/A | N/A | N/A | N/A | 2.461 | 8 | Calorimeter Room | 3.3877 | 3.3926 | Yes | - | N/A | 4.6 | 4.6 | N/A | N/A | N/A | N/A | N/A | 3.3249 | 3.3069 | N/A | N/A | 2.1498 | 2.1139 | 2 | 2 | Calorimeter Room | Single | R410A | Australia,Fiji,New Zealand | 127137 | 2025-04-01 |  | Approved | Reverse Cycle | N/A | Yes | Class 9 | Yes | Yes | N/A | Yes | Yes | Yes | N/A | 3.3496 | Unavailable | N/A | N/A |  |  | Yes |  | https://reg.energyrating.gov.au/static/common/images/star_ratings_2014/aircon_rating_2_2.png | AAC4546 | Yes | Variable output compressor | Inverter | No | - | 7100 | 2.119 | - | 750 | 3600 | Yes | 490 | 2100 | - | 1936.766 | 7646.7 | Yes | 620 | 3800 | - | 370 | 2300 | 8000 | 2.461 | 840 | 3800 | No | - | - | Yes | 3050 | 7100 | No | - | - | No | - | - | - | - | - | No | - | - | No | - | - | No | - | - | 62.4 | 64.7 | 4.961 | 4.75 | 5.128 | 7.506 | 6.459 | 5.794 | 389 | 616 | 1800 | 680 | 935 | 2289 | 3 | 3 | 3.5 | 3.184 | 3.641 | 4.16 | 3.463 | 3.861 | 4.173 | 3294 | 1209 | 176 | 1031 | 531 | 113 | 1.5 | 2 | 2.5 | No | - | - | - | - | N/A | N/A | N/A | 5.9 | 3.3194 | 3.2246
[SEER Non Multi-Split <=65kW] GEMS (Air Conditioners up to 65kW) Determination 2019 | MEPS 2019 | AS/NZS 3823.1.1:2012 | GWH24QE-K3DNB2H/O / GWH24QE-K3DNC6H/I | GWH24QE-K3DNB2H/O / GWH24QE-K3DN**H/I | N/A | GREE | 0.71 | Non Ducted | Single Split System | Wall Hung | Air | Air | China | 2.119 | 6.39 | 7.1 | N/A | N/A | N/A | N/A | N/A | 2.461 | 8 | Calorimeter Room | 3.3877 | 3.3926 | Yes | - | N/A | 4.6 | 4.6 | N/A | N/A | N/A | N/A | N/A | 3.3249 | 3.3069 | N/A | N/A | 2.1498 | 2.1139 | 2 | 2 | Calorimeter Room | Single | R410A | Australia,Fiji,New Zealand | 127137 | 2025-04-01 |  | Approved | Reverse Cycle | N/A | Yes | Class 9 | Yes | Yes | N/A | Yes | Yes | Yes | N/A | 3.3496 | Unavailable | N/A | N/A |  |  | Yes |  | https://reg.energyrating.gov.au/static/common/images/star_ratings_2014/aircon_rating_2_2.png | AAC4546 | Yes | Variable output compressor | Inverter | No | - | 7100 | 2.119 | - | 750 | 3600 | Yes | 490 | 2100 | - | 1936.766 | 7646.7 | Yes | 620 | 3800 | - | 370 | 2300 | 8000 | 2.461 | 840 | 3800 | No | - | - | Yes | 3050 | 7100 | No | - | - | No | - | - | - | - | - | No | - | - | No | - | - | No | - | - | 62.4 | 64.7 | 4.961 | 4.75 | 5.128 | 7.506 | 6.459 | 5.794 | 389 | 616 | 1800 | 680 | 935 | 2289 | 3 | 3 | 3.5 | 3.184 | 3.641 | 4.16 | 3.463 | 3.861 | 4.173 | 3294 | 1209 | 176 | 1031 | 531 | 113 | 1.5 | 2 | 2.5 | No | - | - | - | - | N/A | N/A | N/A | 5.9 | 3.3194 | 3.2246
[SEER Non Multi-Split <=65kW] GEMS (Air Conditioners up to 65kW) Determination 2019 | MEPS 2019 | AS/NZS 3823.1.1:2012 | GWH24QE-K3DNB2H/O / GWH24QE-K3DNE4H/I | GWH24QE-K3DNB2H/O / GWH24QE-K3DN**H/I | N/A | GREE | 0.71 | Non Ducted | Single Split System | Wall Hung | Air | Air | China | 2.119 | 6.39 | 7.1 | N/A | N/A | N/A | N/A | N/A | 2.461 | 8 | Calorimeter Room | 3.3877 | 3.3926 | Yes | - | N/A | 4.6 | 4.6 | N/A | N/A | N/A | N/A | N/A | 3.3249 | 3.3069 | N/A | N/A | 2.1498 | 2.1139 | 2 | 2 | Calorimeter Room | Single | R410A | Australia,Fiji,New Zealand | 127137 | 2025-04-01 |  | Approved | Reverse Cycle | N/A | Yes | Class 9 | Yes | Yes | N/A | Yes | Yes | Yes | N/A | 3.3496 | Unavailable | N/A | N/A |  |  | Yes |  | https://reg.energyrating.gov.au/static/common/images/star_ratings_2014/aircon_rating_2_2.png | AAC4546 | Yes | Variable output compressor | Inverter | No | - | 7100 | 2.119 | - | 750 | 3600 | Yes | 490 | 2100 | - | 1936.766 | 7646.7 | Yes | 620 | 3800 | - | 370 | 2300 | 8000 | 2.461 | 840 | 3800 | No | - | - | Yes | 3050 | 7100 | No | - | - | No | - | - | - | - | - | No | - | - | No | - | - | No | - | - | 62.4 | 64.7 | 4.961 | 4.75 | 5.128 | 7.506 | 6.459 | 5.794 | 389 | 616 | 1800 | 680 | 935 | 2289 | 3 | 3 | 3.5 | 3.184 | 3.641 | 4.16 | 3.463 | 3.861 | 4.173 | 3294 | 1209 | 176 | 1031 | 531 | 113 | 1.5 | 2 | 2.5 | No | - | - | - | - | N/A | N/A | N/A | 5.9 | 3.3194 | 3.2246
[SEER Non Multi-Split <=65kW] GEMS (Air Conditioners up to 65kW) Determination 2019 | MEPS 2019 | AS/NZS 3823.1.1:2012 | GWH24QE-K6DNC8J |  | N/A | GREE | N/A | Non Ducted | Single Split System | Wall Hung | Air | Air | China | 1.8 | N/A | 7.2 | N/A | N/A | N/A | N/A | N/A | 2.2 | 8.1 | Calorimeter Room | 4.0682 | 3.719 | N/A | - | N/A | N/A | N/A | N/A | N/A | N/A | N/A | N/A | N/A | N/A | N/A | N/A | N/A | N/A | N/A | N/A | N/A | Single | R32 | Australia,Fiji,New Zealand | 133265 | 2025-10-15 |  | Approved | Reverse Cycle | N/A | Yes | Class 9 | Yes | N/A | N/A | N/A | N/A | N/A | N/A | N/A | Available | N/A | N/A |  |  | N/A |  |  | AAC5404 | Yes | Variable output compressor | Inverter | No | - | 7200 | 1.8 | - | 590 | 3500 | No | - | - | - | 1645.2 | 7754.4 | No | 539.26 | 3769.5 | No | - | - | 8100 | 2.2 | 790 | 4200 | No | - | - | Yes | 2650 | 6600 | No | - | - | No | - | - | - | - | - | No | - | - | No | - | - | No | - | - | 60 | 65.5 | 5.397 | 5.197 | 5.649 | 6.686 | 6.239 | 6.094 | 361 | 569 | 1656 | 776 | 982 | 2206 | 3.5 | 3.5 | 4 | 3.473 | 4.145 | 4.842 | 3.849 | 4.43 | 4.856 | 3059 | 1077 | 155 | 940 | 470 | 100 | 1.5 | 2.5 | 3 | No | - | - | - | - | N/A | N/A | N/A | 5.9 | 3.9562 | 3.6487
[SEER Non Multi-Split <=65kW] GEMS (Air Conditioners up to 65kW) Determination 2019 | MEPS 2019 | AS/NZS 3823.1.1:2012 | GWH28AGEXH-K6DNA1A/O / GWH28AGEXH-K6DNA1A/I |  | N/A | GREE | N/A | Non Ducted | Single Split System | Wall Hung | Air | Air | China | 2.297 | N/A | 8.5 | N/A | N/A | N/A | N/A | N/A | 2.647 | 9 | Calorimeter Room | 3.7275 | 3.4658 | N/A | - | N/A | N/A | N/A | N/A | N/A | N/A | N/A | N/A | N/A | N/A | N/A | N/A | N/A | N/A | N/A | N/A | N/A | Single | R32 | Australia,Fiji,New Zealand | 142649 | 2026-10-28 |  | Approved | Reverse Cycle | N/A | Yes | Class 9 | Yes | N/A | N/A | N/A | N/A | N/A | N/A | N/A | Available | N/A | N/A |  |  | N/A |  |  | AAC6327 | Yes | Variable output compressor | Inverter | No | - | 8500 | 2.297 | - | 1100 | 4330 | No | - | - | - | 2099.458 | 9154.5 | Yes | 620 | 4265 | No | - | - | 9000 | 2.647 | 888 | 4345 | Yes | 513 | 2810 | Yes | 2975 | 7620 | No | - | - | Yes | 907 | 3220 | - | - | - | Yes | 2950 | 7200 | No | - | - | Yes | 1490 | 3010 | 64.6 | 71.01 | 5.967 | 5.669 | 6.423 | 23.096 | 10.97 | 9.335 | 386 | 617 | 1719 | 256 | 655 | 1697 | 4 | 4 | 4.5 | 3.698 | 4.334 | 5.129 | 4.118 | 4.761 | 5.196 | 3192 | 1144 | 163 | 976 | 486 | 103 | 2 | 2.5 | 3.5 | No | - | - | - | - | N/A | N/A | N/A | 6.165 | 3.6672 | 3.3735
[SEER Non Multi-Split <=65kW] GEMS (Air Conditioners up to 65kW) Determination 2019 | MEPS 2019 | AS/NZS 3823.1.1:2012 | GWH28AGEXH-K6DNA1A/O / GWH28AGEXH-K6DNA1A/I | GWH28AGEXH-K6DNA1A/O / GWH28QEXH-K6DN**A/I | N/A | GREE | N/A | Non Ducted | Single Split System | Wall Hung | Air | Air | China | 2.297 | N/A | 8.5 | N/A | N/A | N/A | N/A | N/A | 2.55 | 9 | Calorimeter Room | 3.7275 | 3.4658 | N/A | - | N/A | N/A | N/A | N/A | N/A | N/A | N/A | N/A | N/A | N/A | N/A | N/A | N/A | N/A | N/A | N/A | N/A | Single | R32 | Australia,Fiji,New Zealand | 161212 | 2029-05-12 |  | Approved | Reverse Cycle | N/A | Yes | Class 9 | Yes | N/A | N/A | N/A | N/A | N/A | N/A | N/A | Available | N/A | N/A |  |  | N/A |  |  | AAC8223 | Yes | Variable output compressor | Inverter | No | - | 8500 | 2.297 | - | 1100 | 4260 | Yes | 730 | 1870 | - | 2099.458 | 9154.5 | Yes | 620 | 4265 | - | 550 | 4150 | 9000 | 2.55 | 888 | 4345 | Yes | 513 | 2810 | Yes | 2975 | 7620 | No | - | - | Yes | 907 | 3220 | - | - | - | Yes | 2950 | 7200 | No | - | - | Yes | 1490 | 3010 | 64.6 | 71.01 | 5.954 | 5.651 | 6.382 | 11.178 | 8.368 | 8.035 | 387 | 619 | 1730 | 544 | 862 | 1973 | 4 | 4 | 4.5 | 3.73 | 4.376 | 5.137 | 4.139 | 4.783 | 5.198 | 3164 | 1133 | 162 | 971 | 484 | 103 | 2 | 2.5 | 3.5 | No | - | - | - | - | N/A | N/A | N/A | 6.165 | 3.6672 | 3.5008
[SEER Non Multi-Split <=65kW] GEMS (Air Conditioners up to 65kW) Determination 2019 | MEPS 2019 | AS/NZS 3823.1.1:2012 | GWH28AGEXH-K6DNA1A/O / GWH28AGEXH-K6DNA2A/I | GWH28AGEXH-K6DNA1A/O / GWH28QEXH-K6DN**A/I | N/A | GREE | N/A | Non Ducted | Single Split System | Wall Hung | Air | Air | China | 2.297 | N/A | 8.5 | N/A | N/A | N/A | N/A | N/A | 2.55 | 9 | Calorimeter Room | 3.7275 | 3.4658 | N/A | - | N/A | N/A | N/A | N/A | N/A | N/A | N/A | N/A | N/A | N/A | N/A | N/A | N/A | N/A | N/A | N/A | N/A | Single | R32 | Australia,Fiji,New Zealand | 161212 | 2029-05-12 |  | Approved | Reverse Cycle | N/A | Yes | Class 9 | Yes | N/A | N/A | N/A | N/A | N/A | N/A | N/A | Available | N/A | N/A |  |  | N/A |  |  | AAC8223 | Yes | Variable output compressor | Inverter | No | - | 8500 | 2.297 | - | 1100 | 4260 | Yes | 730 | 1870 | - | 2099.458 | 9154.5 | Yes | 620 | 4265 | - | 550 | 4150 | 9000 | 2.55 | 888 | 4345 | Yes | 513 | 2810 | Yes | 2975 | 7620 | No | - | - | Yes | 907 | 3220 | - | - | - | Yes | 2950 | 7200 | No | - | - | Yes | 1490 | 3010 | 64.6 | 71.01 | 5.954 | 5.651 | 6.382 | 11.178 | 8.368 | 8.035 | 387 | 619 | 1730 | 544 | 862 | 1973 | 4 | 4 | 4.5 | 3.73 | 4.376 | 5.137 | 4.139 | 4.783 | 5.198 | 3164 | 1133 | 162 | 971 | 484 | 103 | 2 | 2.5 | 3.5 | No | - | - | - | - | N/A | N/A | N/A | 6.165 | 3.6672 | 3.5008
[SEER Non Multi-Split <=65kW] GEMS (Air Conditioners up to 65kW) Determination 2019 | MEPS 2019 | AS/NZS 3823.1.1:2012 | GWH28AGEXH-K6DNA1A/O / GWH28QEXH-K6DN**A/I | GWH28AGEXH-K6DNA1A/O / GWH28QEXH-K6DN**A/I | N/A | GREE | N/A | Non Ducted | Single Split System | Wall Hung | Air | Air | China | 2.297 | N/A | 8.5 | N/A | N/A | N/A | N/A | N/A | 2.647 | 9 | Calorimeter Room | 3.7275 | 3.4658 | N/A | - | N/A | N/A | N/A | N/A | N/A | N/A | N/A | N/A | N/A | N/A | N/A | N/A | N/A | N/A | N/A | N/A | N/A | Single | R32 | Australia,Fiji,New Zealand | 146102 | 2027-05-30 |  | Approved | Reverse Cycle | N/A | Yes | Class 9 | Yes | N/A | N/A | N/A | N/A | N/A | N/A | N/A | Available | N/A | N/A |  |  | N/A |  |  | AAC6753 | Yes | Variable output compressor | Inverter | No | - | 8500 | 2.297 | - | 1100 | 4330 | No | - | - | - | 2099.458 | 9154.5 | Yes | 620 | 4265 | No | - | - | 9000 | 2.647 | 888 | 4345 | Yes | 513 | 2810 | Yes | 2975 | 7620 | No | - | - | Yes | 907 | 3220 | - | - | - | Yes | 2950 | 7200 | No | - | - | Yes | 1490 | 3010 | 64.6 | 71.01 | 5.967 | 5.669 | 6.423 | 23.096 | 10.97 | 9.335 | 386 | 617 | 1719 | 256 | 655 | 1697 | 4 | 4 | 4.5 | 3.698 | 4.334 | 5.129 | 4.118 | 4.761 | 5.196 | 3192 | 1144 | 163 | 976 | 486 | 103 | 2 | 2.5 | 3.5 | No | - | - | - | - | N/A | N/A | N/A | 6.165 | 3.6672 | 3.3735
[SEER Non Multi-Split <=65kW] GEMS (Air Conditioners up to 65kW) Determination 2019 | MEPS 2019 | AS/NZS 3823.1.1:2012 | GWH28AGEXH-K6DNA1A/O / GWH28QEXH-K6DN**A/I | GWH28AGEXH-K6DNA1A/O / GWH28QEXH-K6DN**A/I | N/A | GREE | N/A | Non Ducted | Single Split System | Wall Hung | Air | Air | China | 2.297 | N/A | 8.5 | N/A | N/A | N/A | N/A | N/A | 2.55 | 9 | Calorimeter Room | 3.7275 | 3.4658 | N/A | - | N/A | N/A | N/A | N/A | N/A | N/A | N/A | N/A | N/A | N/A | N/A | N/A | N/A | N/A | N/A | N/A | N/A | Single | R32 | Australia,Fiji,New Zealand | 161212 | 2029-05-12 |  | Approved | Reverse Cycle | N/A | Yes | Class 9 | Yes | N/A | N/A | N/A | N/A | N/A | N/A | N/A | Available | N/A | N/A |  |  | N/A |  |  | AAC8223 | Yes | Variable output compressor | Inverter | No | - | 8500 | 2.297 | - | 1100 | 4260 | Yes | 730 | 1870 | - | 2099.458 | 9154.5 | Yes | 620 | 4265 | - | 550 | 4150 | 9000 | 2.55 | 888 | 4345 | Yes | 513 | 2810 | Yes | 2975 | 7620 | No | - | - | Yes | 907 | 3220 | - | - | - | Yes | 2950 | 7200 | No | - | - | Yes | 1490 | 3010 | 64.6 | 71.01 | 5.954 | 5.651 | 6.382 | 11.178 | 8.368 | 8.035 | 387 | 619 | 1730 | 544 | 862 | 1973 | 4 | 4 | 4.5 | 3.73 | 4.376 | 5.137 | 4.139 | 4.783 | 5.198 | 3164 | 1133 | 162 | 971 | 484 | 103 | 2 | 2.5 | 3.5 | No | - | - | - | - | N/A | N/A | N/A | 6.165 | 3.6672 | 3.5008
[SEER Non Multi-Split <=65kW] GEMS (Air Conditioners up to 65kW) Determination 2019 | MEPS 2019 | AS/NZS 3823.1.1:2012 | GWH28AGEXH-K6DNA1A/O / GWH28QEXH-K6DNA1A/I | GWH28AGEXH-K6DNA1A/O / GWH28QEXH-K6DN**A/I | N/A | GREE | N/A | Non Ducted | Single Split System | Wall Hung | Air | Air | China | 2.297 | N/A | 8.5 | N/A | N/A | N/A | N/A | N/A | 2.647 | 9 | Calorimeter Room | 3.7275 | 3.4658 | N/A | - | N/A | N/A | N/A | N/A | N/A | N/A | N/A | N/A | N/A | N/A | N/A | N/A | N/A | N/A | N/A | N/A | N/A | Single | R32 | Australia,Fiji,New Zealand | 146102 | 2027-05-30 |  | Approved | Reverse Cycle | N/A | Yes | Class 9 | Yes | N/A | N/A | N/A | N/A | N/A | N/A | N/A | Available | N/A | N/A |  |  | N/A |  |  | AAC6753 | Yes | Variable output compressor | Inverter | No | - | 8500 | 2.297 | - | 1100 | 4330 | No | - | - | - | 2099.458 | 9154.5 | Yes | 620 | 4265 | No | - | - | 9000 | 2.647 | 888 | 4345 | Yes | 513 | 2810 | Yes | 2975 | 7620 | No | - | - | Yes | 907 | 3220 | - | - | - | Yes | 2950 | 7200 | No | - | - | Yes | 1490 | 3010 | 64.6 | 71.01 | 5.967 | 5.669 | 6.423 | 23.096 | 10.97 | 9.335 | 386 | 617 | 1719 | 256 | 655 | 1697 | 4 | 4 | 4.5 | 3.698 | 4.334 | 5.129 | 4.118 | 4.761 | 5.196 | 3192 | 1144 | 163 | 976 | 486 | 103 | 2 | 2.5 | 3.5 | No | - | - | - | - | N/A | N/A | N/A | 6.165 | 3.6672 | 3.3735
[SEER Non Multi-Split <=65kW] GEMS (Air Conditioners up to 65kW) Determination 2019 | MEPS 2019 | AS/NZS 3823.1.1:2012 | GWH28AGEXH-K6DNA1A/O / GWH28QEXH-K6DNA1A/I | GWH28AGEXH-K6DNA1A/O / GWH28QEXH-K6DN**A/I | N/A | GREE | N/A | Non Ducted | Single Split System | Wall Hung | Air | Air | China | 2.297 | N/A | 8.5 | N/A | N/A | N/A | N/A | N/A | 2.55 | 9 | Calorimeter Room | 3.7275 | 3.4658 | N/A | - | N/A | N/A | N/A | N/A | N/A | N/A | N/A | N/A | N/A | N/A | N/A | N/A | N/A | N/A | N/A | N/A | N/A | Single | R32 | Australia,Fiji,New Zealand | 161212 | 2029-05-12 |  | Approved | Reverse Cycle | N/A | Yes | Class 9 | Yes | N/A | N/A | N/A | N/A | N/A | N/A | N/A | Available | N/A | N/A |  |  | N/A |  |  | AAC8223 | Yes | Variable output compressor | Inverter | No | - | 8500 | 2.297 | - | 1100 | 4260 | Yes | 730 | 1870 | - | 2099.458 | 9154.5 | Yes | 620 | 4265 | - | 550 | 4150 | 9000 | 2.55 | 888 | 4345 | Yes | 513 | 2810 | Yes | 2975 | 7620 | No | - | - | Yes | 907 | 3220 | - | - | - | Yes | 2950 | 7200 | No | - | - | Yes | 1490 | 3010 | 64.6 | 71.01 | 5.954 | 5.651 | 6.382 | 11.178 | 8.368 | 8.035 | 387 | 619 | 1730 | 544 | 862 | 1973 | 4 | 4 | 4.5 | 3.73 | 4.376 | 5.137 | 4.139 | 4.783 | 5.198 | 3164 | 1133 | 162 | 971 | 484 | 103 | 2 | 2.5 | 3.5 | No | - | - | - | - | N/A | N/A | N/A | 6.165 | 3.6672 | 3.5008
[SEER Non Multi-Split <=65kW] GEMS (Air Conditioners up to 65kW) Determination 2019 | MEPS 2019 | AS/NZS 3823.1.1:2012 | GWH28AGEXH-K6DNA1A/O / GWH28QEXH-K6DNC8A/I | GWH28AGEXH-K6DNA1A/O / GWH28QEXH-K6DN**A/I | N/A | GREE | N/A | Non Ducted | Single Split System | Wall Hung | Air | Air | China | 2.297 | N/A | 8.5 | N/A | N/A | N/A | N/A | N/A | 2.647 | 9 | Calorimeter Room | 3.7275 | 3.4658 | N/A | - | N/A | N/A | N/A | N/A | N/A | N/A | N/A | N/A | N/A | N/A | N/A | N/A | N/A | N/A | N/A | N/A | N/A | Single | R32 | Australia,Fiji,New Zealand | 146102 | 2027-05-30 |  | Approved | Reverse Cycle | N/A | Yes | Class 9 | Yes | N/A | N/A | N/A | N/A | N/A | N/A | N/A | Available | N/A | N/A |  |  | N/A |  |  | AAC6753 | Yes | Variable output compressor | Inverter | No | - | 8500 | 2.297 | - | 1100 | 4330 | No | - | - | - | 2099.458 | 9154.5 | Yes | 620 | 4265 | No | - | - | 9000 | 2.647 | 888 | 4345 | Yes | 513 | 2810 | Yes | 2975 | 7620 | No | - | - | Yes | 907 | 3220 | - | - | - | Yes | 2950 | 7200 | No | - | - | Yes | 1490 | 3010 | 64.6 | 71.01 | 5.967 | 5.669 | 6.423 | 23.096 | 10.97 | 9.335 | 386 | 617 | 1719 | 256 | 655 | 1697 | 4 | 4 | 4.5 | 3.698 | 4.334 | 5.129 | 4.118 | 4.761 | 5.196 | 3192 | 1144 | 163 | 976 | 486 | 103 | 2 | 2.5 | 3.5 | No | - | - | - | - | N/A | N/A | N/A | 6.165 | 3.6672 | 3.3735
[SEER Non Multi-Split <=65kW] GEMS (Air Conditioners up to 65kW) Determination 2019 | MEPS 2019 | AS/NZS 3823.1.1:2012 | GWH28AGEXH-K6DNA1A/O / GWH28QEXH-K6DNC8A/I | GWH28AGEXH-K6DNA1A/O / GWH28QEXH-K6DN**A/I | N/A | GREE | N/A | Non Ducted | Single Split System | Wall Hung | Air | Air | China | 2.297 | N/A | 8.5 | N/A | N/A | N/A | N/A | N/A | 2.55 | 9 | Calorimeter Room | 3.7275 | 3.4658 | N/A | - | N/A | N/A | N/A | N/A | N/A | N/A | N/A | N/A | N/A | N/A | N/A | N/A | N/A | N/A | N/A | N/A | N/A | Single | R32 | Australia,Fiji,New Zealand | 161212 | 2029-05-12 |  | Approved | Reverse Cycle | N/A | Yes | Class 9 | Yes | N/A | N/A | N/A | N/A | N/A | N/A | N/A | Available | N/A | N/A |  |  | N/A |  |  | AAC8223 | Yes | Variable output compressor | Inverter | No | - | 8500 | 2.297 | - | 1100 | 4260 | Yes | 730 | 1870 | - | 2099.458 | 9154.5 | Yes | 620 | 4265 | - | 550 | 4150 | 9000 | 2.55 | 888 | 4345 | Yes | 513 | 2810 | Yes | 2975 | 7620 | No | - | - | Yes | 907 | 3220 | - | - | - | Yes | 2950 | 7200 | No | - | - | Yes | 1490 | 3010 | 64.6 | 71.01 | 5.954 | 5.651 | 6.382 | 11.178 | 8.368 | 8.035 | 387 | 619 | 1730 | 544 | 862 | 1973 | 4 | 4 | 4.5 | 3.73 | 4.376 | 5.137 | 4.139 | 4.783 | 5.198 | 3164 | 1133 | 162 | 971 | 484 | 103 | 2 | 2.5 | 3.5 | No | - | - | - | - | N/A | N/A | N/A | 6.165 | 3.6672 | 3.5008
[SEER Non Multi-Split <=65kW] GEMS (Air Conditioners up to 65kW) Determination 2019 | MEPS 2019 | AS/NZS 3823.1.1:2012 | GWH28AGEXH-K6DNA1E/O / GWH28QEXH-K6DN**E/I | GWH28AGEXH-K6DNA1E/O / GWH28QEXH-K6DN**E/I | N/A | GREE | N/A | Non Ducted | Single Split System | Wall Hung | Air | Air | China | 2.297 | N/A | 8.5 | N/A | N/A | N/A | N/A | N/A | 2.55 | 9 | Calorimeter Room | 3.7275 | 3.4658 | N/A | - | N/A | N/A | N/A | N/A | N/A | N/A | N/A | N/A | N/A | N/A | N/A | N/A | N/A | N/A | N/A | N/A | N/A | Single | R32 | Australia,Fiji,New Zealand | 147820 | 2027-06-30 |  | Approved | Reverse Cycle | N/A | Yes | Class 9 | Yes | N/A | N/A | N/A | N/A | N/A | N/A | N/A | Available | N/A | N/A |  |  | N/A |  |  | AAC6796 | Yes | Variable output compressor | Inverter | No | - | 8500 | 2.297 | - | 1100 | 4330 | No | - | - | - | 2099.458 | 9154.5 | Yes | 620 | 4265 | No | - | - | 9000 | 2.55 | 888 | 4345 | Yes | 513 | 2810 | Yes | 2975 | 7620 | No | - | - | Yes | 907 | 3220 | - | - | - | Yes | 2950 | 7200 | No | - | - | Yes | 1490 | 3010 | 64.6 | 71.01 | 5.967 | 5.669 | 6.423 | 23.096 | 10.97 | 9.335 | 386 | 617 | 1719 | 256 | 655 | 1697 | 4 | 4 | 4.5 | 3.73 | 4.376 | 5.137 | 4.139 | 4.783 | 5.198 | 3164 | 1133 | 162 | 971 | 484 | 103 | 2 | 2.5 | 3.5 | No | - | - | - | - | N/A | N/A | N/A | 6.165 | 3.6672 | 3.5008
[SEER Non Multi-Split <=65kW] GEMS (Air Conditioners up to 65kW) Determination 2019 | MEPS 2019 | AS/NZS 3823.1.1:2012 | GWH28AGEXH-K6DNA1E/O / GWH28QEXH-K6DNA1E/I | GWH28AGEXH-K6DNA1E/O / GWH28QEXH-K6DN**E/I | N/A | GREE | N/A | Non Ducted | Single Split System | Wall Hung | Air | Air | China | 2.297 | N/A | 8.5 | N/A | N/A | N/A | N/A | N/A | 2.55 | 9 | Calorimeter Room | 3.7275 | 3.4658 | N/A | - | N/A | N/A | N/A | N/A | N/A | N/A | N/A | N/A | N/A | N/A | N/A | N/A | N/A | N/A | N/A | N/A | N/A | Single | R32 | Australia,Fiji,New Zealand | 147820 | 2027-06-30 |  | Approved | Reverse Cycle | N/A | Yes | Class 9 | Yes | N/A | N/A | N/A | N/A | N/A | N/A | N/A | Available | N/A | N/A |  |  | N/A |  |  | AAC6796 | Yes | Variable output compressor | Inverter | No | - | 8500 | 2.297 | - | 1100 | 4330 | No | - | - | - | 2099.458 | 9154.5 | Yes | 620 | 4265 | No | - | - | 9000 | 2.55 | 888 | 4345 | Yes | 513 | 2810 | Yes | 2975 | 7620 | No | - | - | Yes | 907 | 3220 | - | - | - | Yes | 2950 | 7200 | No | - | - | Yes | 1490 | 3010 | 64.6 | 71.01 | 5.967 | 5.669 | 6.423 | 23.096 | 10.97 | 9.335 | 386 | 617 | 1719 | 256 | 655 | 1697 | 4 | 4 | 4.5 | 3.73 | 4.376 | 5.137 | 4.139 | 4.783 | 5.198 | 3164 | 1133 | 162 | 971 | 484 | 103 | 2 | 2.5 | 3.5 | No | - | - | - | - | N/A | N/A | N/A | 6.165 | 3.6672 | 3.5008
[SEER Non Multi-Split <=65kW] GEMS (Air Conditioners up to 65kW) Determination 2019 | MEPS 2019 | AS/NZS 3823.1.1:2012 | GWH28AGEXH-K6DNA1E/O / GWH28QEXH-K6DNC8E/I | GWH28AGEXH-K6DNA1E/O / GWH28QEXH-K6DN**E/I | N/A | GREE | N/A | Non Ducted | Single Split System | Wall Hung | Air | Air | China | 2.297 | N/A | 8.5 | N/A | N/A | N/A | N/A | N/A | 2.55 | 9 | Calorimeter Room | 3.7275 | 3.4658 | N/A | - | N/A | N/A | N/A | N/A | N/A | N/A | N/A | N/A | N/A | N/A | N/A | N/A | N/A | N/A | N/A | N/A | N/A | Single | R32 | Australia,Fiji,New Zealand | 147820 | 2027-06-30 |  | Approved | Reverse Cycle | N/A | Yes | Class 9 | Yes | N/A | N/A | N/A | N/A | N/A | N/A | N/A | Available | N/A | N/A |  |  | N/A |  |  | AAC6796 | Yes | Variable output compressor | Inverter | No | - | 8500 | 2.297 | - | 1100 | 4330 | No | - | - | - | 2099.458 | 9154.5 | Yes | 620 | 4265 | No | - | - | 9000 | 2.55 | 888 | 4345 | Yes | 513 | 2810 | Yes | 2975 | 7620 | No | - | - | Yes | 907 | 3220 | - | - | - | Yes | 2950 | 7200 | No | - | - | Yes | 1490 | 3010 | 64.6 | 71.01 | 5.967 | 5.669 | 6.423 | 23.096 | 10.97 | 9.335 | 386 | 617 | 1719 | 256 | 655 | 1697 | 4 | 4 | 4.5 | 3.73 | 4.376 | 5.137 | 4.139 | 4.783 | 5.198 | 3164 | 1133 | 162 | 971 | 484 | 103 | 2 | 2.5 | 3.5 | No | - | - | - | - | N/A | N/A | N/A | 6.165 | 3.6672 | 3.5008
[SEER Non Multi-Split <=65kW] GEMS (Air Conditioners up to 65kW) Determination 2019 | MEPS 2019 | AS/NZS 3823.1.1:2012 | GWH28ATEXF | GWH28ATEXF | N/A | GREE | N/A | Non Ducted | Single Split System | Wall Hung | Air | Air | China | 2.485 | N/A | 8.2 | N/A | N/A | N/A | N/A | N/A | 2.65 | 9 | Calorimeter Room | 3.4702 | 3.4097 | N/A | - | N/A | N/A | N/A | N/A | N/A | N/A | N/A | N/A | N/A | N/A | N/A | N/A | N/A | N/A | N/A | N/A | N/A | Single | R32 | Australia,Fiji,New Zealand | 161996 | 2029-05-22 |  | Approved | Reverse Cycle | N/A | Yes | Class 9 | Yes | N/A | N/A | N/A | N/A | N/A | N/A | N/A | Available | N/A | N/A |  |  | N/A |  |  | AAC8258 | Yes | Variable output compressor | Inverter | No | - | 8200 | 2.485 | - | 1300 | 4100 | Yes | 620 | 1900 | - | 2271.29 | 8831.4 | Yes | 700 | 4300 | - | 535 | 3800 | 9000 | 2.65 | 940 | 4500 | No | - | - | Yes | 2500 | 6500 | No | - | - | Yes | 930 | 3350 | - | - | - | Yes | 3200 | 7000 | No | - | - | Yes | 1800 | 2830 | 67.8 | 68.9 | 5.285 | 5.011 | 5.683 | 9.212 | 7.504 | 7.014 | 422 | 675 | 1875 | 638 | 929 | 2182 | 3.5 | 3.5 | 4 | 3.611 | 4.475 | 5.303 | 3.945 | 5.448 | 6.371 | 3268 | 1109 | 158 | 1019 | 426 | 87 | 2 | 2.5 | 3.5 | No | - | - | - | - | N/A | N/A | N/A | 6.2 | 3.2722 | 3.3696
[SEER Non Multi-Split <=65kW] GEMS (Air Conditioners up to 65kW) Determination 2019 | MEPS 2019 | AS/NZS 3823.1.1:2012 | GWH28ATEXF-K6DNA1A/O / GWH28ATEXF-K6DNA1A/I |  | N/A | GREE | N/A | Non Ducted | Single Split System | Wall Hung | Air | Air | China | 2.485 | N/A | 8.2 | N/A | N/A | N/A | N/A | N/A | 2.65 | 9 | Calorimeter Room | 3.3032 | 3.4097 | N/A | - | N/A | N/A | N/A | N/A | N/A | N/A | N/A | N/A | N/A | N/A | N/A | N/A | N/A | N/A | N/A | N/A | N/A | Single | R32 | Australia,Fiji,New Zealand | 156540 | 2028-09-04 |  | Approved | Reverse Cycle | N/A | Yes | Class 9 | Yes | N/A | N/A | N/A | N/A | N/A | N/A | N/A | Available | N/A | N/A |  |  | N/A |  |  | AAC7761 | Yes | Variable output compressor | Inverter | No | - | 8200 | 2.485 | - | 1300 | 4100 | No | - | - | - | 2271.29 | 8831.4 | Yes | 700 | 4300 | No | - | - | 9000 | 2.65 | 940 | 4500 | No | - | - | Yes | 2500 | 6500 | No | - | - | Yes | 930 | 3350 | - | - | - | Yes | 3200 | 7000 | No | - | - | Yes | 1800 | 2830 | 67.8 | 68.9 | 5.449 | 5.171 | 5.877 | 25.201 | 10.735 | 8.726 | 410 | 655 | 1814 | 226 | 646 | 1753 | 3.5 | 3.5 | 4 | 3.611 | 4.475 | 5.303 | 3.945 | 5.448 | 6.371 | 3267 | 1107 | 157 | 1018 | 425 | 86 | 2 | 2.5 | 3.5 | No | - | - | - | - | N/A | N/A | N/A | 5.7 | 3.2744 | 3.3717
[SEER Non Multi-Split <=65kW] GEMS (Air Conditioners up to 65kW) Determination 2019 | MEPS 2019 | AS/NZS 3823.1.1:2012 | GWH28ATEXF-K6DNA1A/O / GWH28ATEXF-K6DNA1A/I | GWH28ATEXF | N/A | GREE | N/A | Non Ducted | Single Split System | Wall Hung | Air | Air | China | 2.485 | N/A | 8.2 | N/A | N/A | N/A | N/A | N/A | 2.65 | 9 | Calorimeter Room | 3.4702 | 3.4097 | N/A | - | N/A | N/A | N/A | N/A | N/A | N/A | N/A | N/A | N/A | N/A | N/A | N/A | N/A | N/A | N/A | N/A | N/A | Single | R32 | Australia,Fiji,New Zealand | 161996 | 2029-05-22 |  | Approved | Reverse Cycle | N/A | Yes | Class 9 | Yes | N/A | N/A | N/A | N/A | N/A | N/A | N/A | Available | N/A | N/A |  |  | N/A |  |  | AAC8258 | Yes | Variable output compressor | Inverter | No | - | 8200 | 2.485 | - | 1300 | 4100 | Yes | 620 | 1900 | - | 2271.29 | 8831.4 | Yes | 700 | 4300 | - | 535 | 3800 | 9000 | 2.65 | 940 | 4500 | No | - | - | Yes | 2500 | 6500 | No | - | - | Yes | 930 | 3350 | - | - | - | Yes | 3200 | 7000 | No | - | - | Yes | 1800 | 2830 | 67.8 | 68.9 | 5.285 | 5.011 | 5.683 | 9.212 | 7.504 | 7.014 | 422 | 675 | 1875 | 638 | 929 | 2182 | 3.5 | 3.5 | 4 | 3.611 | 4.475 | 5.303 | 3.945 | 5.448 | 6.371 | 3268 | 1109 | 158 | 1019 | 426 | 87 | 2 | 2.5 | 3.5 | No | - | - | - | - | N/A | N/A | N/A | 6.2 | 3.2722 | 3.3696
[SEER Non Multi-Split <=65kW] GEMS (Air Conditioners up to 65kW) Determination 2019 | MEPS 2019 | AS/NZS 3823.1.1:2012 | GWH28ATEXF-K6DNA1A/O / GWH28ATEXF-K6DNA4A/I | GWH28ATEXF | N/A | GREE | N/A | Non Ducted | Single Split System | Wall Hung | Air | Air | China | 2.485 | N/A | 8.2 | N/A | N/A | N/A | N/A | N/A | 2.65 | 9 | Calorimeter Room | 3.4702 | 3.4097 | N/A | - | N/A | N/A | N/A | N/A | N/A | N/A | N/A | N/A | N/A | N/A | N/A | N/A | N/A | N/A | N/A | N/A | N/A | Single | R32 | Australia,Fiji,New Zealand | 161996 | 2029-05-22 |  | Approved | Reverse Cycle | N/A | Yes | Class 9 | Yes | N/A | N/A | N/A | N/A | N/A | N/A | N/A | Available | N/A | N/A |  |  | N/A |  |  | AAC8258 | Yes | Variable output compressor | Inverter | No | - | 8200 | 2.485 | - | 1300 | 4100 | Yes | 620 | 1900 | - | 2271.29 | 8831.4 | Yes | 700 | 4300 | - | 535 | 3800 | 9000 | 2.65 | 940 | 4500 | No | - | - | Yes | 2500 | 6500 | No | - | - | Yes | 930 | 3350 | - | - | - | Yes | 3200 | 7000 | No | - | - | Yes | 1800 | 2830 | 67.8 | 68.9 | 5.285 | 5.011 | 5.683 | 9.212 | 7.504 | 7.014 | 422 | 675 | 1875 | 638 | 929 | 2182 | 3.5 | 3.5 | 4 | 3.611 | 4.475 | 5.303 | 3.945 | 5.448 | 6.371 | 3268 | 1109 | 158 | 1019 | 426 | 87 | 2 | 2.5 | 3.5 | No | - | - | - | - | N/A | N/A | N/A | 6.2 | 3.2722 | 3.3696
[SEER Non Multi-Split <=65kW] GEMS (Air Conditioners up to 65kW) Determination 2019 | MEPS 2019 | AS/NZS 3823.1.1:2012 | GWH28QE-K3DNB2H/O / GWH28QE-K3DN**H/I | GWH28QE-K3DNB2H/O / GWH28QE-K3DN**H/I | N/A | GREE | 2.3 | Non Ducted | Single Split System | Wall Hung | Air | Air | China | 2.656 | 6.2 | 8.5 | N/A | N/A | N/A | N/A | N/A | 2.727 | 9 | Calorimeter Room | 3.4663 | 3.285 | Yes | - | N/A | 5.54 | 5.54 | 4.9906 | N/A | N/A | N/A | N/A | 3.182 | 3.3973 | N/A | N/A | 1.864 | 2.2946 | 1.5 | 2 | Calorimeter Room | Single | R410A | Australia,Fiji,New Zealand | 126299 | 2025-04-01 |  | Approved | Reverse Cycle | N/A | Yes | Class 9 | Yes | Yes | N/A | Yes | Yes | Yes | N/A | 3.2056 | Available | N/A | N/A |  |  | Yes |  | https://reg.energyrating.gov.au/static/common/images/star_ratings_2014/aircon_rating_1.5_2.png | AAC4419 | Yes | Variable output compressor | Inverter | No | - | 8500 | 2.656 | - | 862 | 4322 | Yes | 531 | 1817 | - | 2427.584 | 9154.5 | Yes | 639 | 4200 | - | 441 | 3332 | 9000 | 2.727 | 850 | 4083 | Yes | 454 | 2334 | Yes | 3129 | 7845 | No | - | - | No | - | - | - | - | - | Yes | 3763 | 8018 | No | - | - | No | - | - | 64.4 | 67 | 5.349 | 5.032 | 5.353 | 8.544 | 7.148 | 5.947 | 435 | 700 | 2068 | 717 | 1014 | 2673 | 3.5 | 3.5 | 3.5 | 3.466 | 3.958 | 4.817 | 3.914 | 4.42 | 4.908 | 3402 | 1248 | 169 | 1024 | 520 | 106 | 1.5 | 2 | 3 | No | - | - | - | - | N/A | N/A | N/A | 5 | 3.1801 | 3.28
[SEER Non Multi-Split <=65kW] GEMS (Air Conditioners up to 65kW) Determination 2019 | MEPS 2019 | AS/NZS 3823.1.1:2012 | GWH28QE-K3DNB2H/O / GWH28QE-K3DNB2H/I | GWH28QE-K3DNB2H/O / GWH28QE-K3DN**H/I | N/A | GREE | 2.3 | Non Ducted | Single Split System | Wall Hung | Air | Air | China | 2.656 | 6.2 | 8.5 | N/A | N/A | N/A | N/A | N/A | 2.727 | 9 | Calorimeter Room | 3.4663 | 3.285 | Yes | - | N/A | 5.54 | 5.54 | 4.9906 | N/A | N/A | N/A | N/A | 3.182 | 3.3973 | N/A | N/A | 1.864 | 2.2946 | 1.5 | 2 | Calorimeter Room | Single | R410A | Australia,Fiji,New Zealand | 126299 | 2025-04-01 |  | Approved | Reverse Cycle | N/A | Yes | Class 9 | Yes | Yes | N/A | Yes | Yes | Yes | N/A | 3.2056 | Available | N/A | N/A |  |  | Yes |  | https://reg.energyrating.gov.au/static/common/images/star_ratings_2014/aircon_rating_1.5_2.png | AAC4419 | Yes | Variable output compressor | Inverter | No | - | 8500 | 2.656 | - | 862 | 4322 | Yes | 531 | 1817 | - | 2427.584 | 9154.5 | Yes | 639 | 4200 | - | 441 | 3332 | 9000 | 2.727 | 850 | 4083 | Yes | 454 | 2334 | Yes | 3129 | 7845 | No | - | - | No | - | - | - | - | - | Yes | 3763 | 8018 | No | - | - | No | - | - | 64.4 | 67 | 5.349 | 5.032 | 5.353 | 8.544 | 7.148 | 5.947 | 435 | 700 | 2068 | 717 | 1014 | 2673 | 3.5 | 3.5 | 3.5 | 3.466 | 3.958 | 4.817 | 3.914 | 4.42 | 4.908 | 3402 | 1248 | 169 | 1024 | 520 | 106 | 1.5 | 2 | 3 | No | - | - | - | - | N/A | N/A | N/A | 5 | 3.1801 | 3.28
[SEER Non Multi-Split <=65kW] GEMS (Air Conditioners up to 65kW) Determination 2019 | MEPS 2019 | AS/NZS 3823.1.1:2012 | GWH28QE-K3DNB2H/O / GWH28QE-K3DNC6H/I | GWH28QE-K3DNB2H/O / GWH28QE-K3DN**H/I | N/A | GREE | 2.3 | Non Ducted | Single Split System | Wall Hung | Air | Air | China | 2.656 | 6.2 | 8.5 | N/A | N/A | N/A | N/A | N/A | 2.727 | 9 | Calorimeter Room | 3.4663 | 3.285 | Yes | - | N/A | 5.54 | 5.54 | 4.9906 | N/A | N/A | N/A | N/A | 3.182 | 3.3973 | N/A | N/A | 1.864 | 2.2946 | 1.5 | 2 | Calorimeter Room | Single | R410A | Australia,Fiji,New Zealand | 126299 | 2025-04-01 |  | Approved | Reverse Cycle | N/A | Yes | Class 9 | Yes | Yes | N/A | Yes | Yes | Yes | N/A | 3.2056 | Available | N/A | N/A |  |  | Yes |  | https://reg.energyrating.gov.au/static/common/images/star_ratings_2014/aircon_rating_1.5_2.png | AAC4419 | Yes | Variable output compressor | Inverter | No | - | 8500 | 2.656 | - | 862 | 4322 | Yes | 531 | 1817 | - | 2427.584 | 9154.5 | Yes | 639 | 4200 | - | 441 | 3332 | 9000 | 2.727 | 850 | 4083 | Yes | 454 | 2334 | Yes | 3129 | 7845 | No | - | - | No | - | - | - | - | - | Yes | 3763 | 8018 | No | - | - | No | - | - | 64.4 | 67 | 5.349 | 5.032 | 5.353 | 8.544 | 7.148 | 5.947 | 435 | 700 | 2068 | 717 | 1014 | 2673 | 3.5 | 3.5 | 3.5 | 3.466 | 3.958 | 4.817 | 3.914 | 4.42 | 4.908 | 3402 | 1248 | 169 | 1024 | 520 | 106 | 1.5 | 2 | 3 | No | - | - | - | - | N/A | N/A | N/A | 5 | 3.1801 | 3.28
[SEER Non Multi-Split <=65kW] GEMS (Air Conditioners up to 65kW) Determination 2019 | MEPS 2019 | AS/NZS 3823.1.1:2012 | GWH28QE-K6DNA1D/O / GWH28QE-K6DNA1D/I | GWH28QE-K6DNA1D/O / GWH28QE-K6DNA1D/I | N/A | GREE | N/A | Non Ducted | Single Split System | Wall Hung | Air | Air | China | 2.2 | N/A | 8 | N/A | N/A | N/A | N/A | N/A | 2.55 | 9 | Calorimeter Room | 3.7451 | 3.4925 | N/A | - | N/A | N/A | N/A | N/A | N/A | N/A | N/A | N/A | N/A | N/A | N/A | N/A | N/A | N/A | N/A | N/A | N/A | Single | R32 | Australia,Fiji,New Zealand | 137450 | 2026-04-26 |  | Approved | Reverse Cycle | N/A | Yes | Class 9 | Yes | N/A | N/A | N/A | N/A | N/A | N/A | N/A | Available | N/A | N/A |  |  | N/A |  |  | AAC5921 | Yes | Variable output compressor | Inverter | No | - | 8000 | 2.2 | - | 840 | 3610 | Yes | 400 | 900 | - | 2010.8 | 8616 | Yes | 760 | 4020 | - | 366 | 2110 | 9000 | 2.55 | 925 | 4510 | No | - | - | Yes | 3050 | 7850 | No | - | - | Yes | 862 | 3400 | - | - | - | Yes | 3920 | 8700 | No | - | - | Yes | 1380 | 2800 | 60.5 | 65.6 | 4.736 | 4.648 | 4.918 | 6.763 | 6.101 | 5.423 | 461 | 711 | 2117 | 853 | 1118 | 2758 | 3 | 3 | 3 | 3.833 | 4.419 | 4.997 | 4.182 | 5.137 | 5.536 | 3079 | 1121 | 166 | 961 | 451 | 97 | 2 | 2.5 | 3 | No | - | - | - | - | N/A | N/A | N/A | 5.8 | 3.6042 | 3.5025
[SEER Non Multi-Split <=65kW] GEMS (Air Conditioners up to 65kW) Determination 2019 | MEPS 2019 | AS/NZS 3823.1.1:2012 | GWH28QE-K6DNA1D/O / GWH28QE-K6DNC8D/I | GWH28QE-K6DNA1D/O / GWH28QE-K6DNA1D/I | N/A | GREE | N/A | Non Ducted | Single Split System | Wall Hung | Air | Air | China | 2.2 | N/A | 8 | N/A | N/A | N/A | N/A | N/A | 2.55 | 9 | Calorimeter Room | 3.7451 | 3.4925 | N/A | - | N/A | N/A | N/A | N/A | N/A | N/A | N/A | N/A | N/A | N/A | N/A | N/A | N/A | N/A | N/A | N/A | N/A | Single | R32 | Australia,Fiji,New Zealand | 137450 | 2026-04-26 |  | Approved | Reverse Cycle | N/A | Yes | Class 9 | Yes | N/A | N/A | N/A | N/A | N/A | N/A | N/A | Available | N/A | N/A |  |  | N/A |  |  | AAC5921 | Yes | Variable output compressor | Inverter | No | - | 8000 | 2.2 | - | 840 | 3610 | Yes | 400 | 900 | - | 2010.8 | 8616 | Yes | 760 | 4020 | - | 366 | 2110 | 9000 | 2.55 | 925 | 4510 | No | - | - | Yes | 3050 | 7850 | No | - | - | Yes | 862 | 3400 | - | - | - | Yes | 3920 | 8700 | No | - | - | Yes | 1380 | 2800 | 60.5 | 65.6 | 4.736 | 4.648 | 4.918 | 6.763 | 6.101 | 5.423 | 461 | 711 | 2117 | 853 | 1118 | 2758 | 3 | 3 | 3 | 3.833 | 4.419 | 4.997 | 4.182 | 5.137 | 5.536 | 3079 | 1121 | 166 | 961 | 451 | 97 | 2 | 2.5 | 3 | No | - | - | - | - | N/A | N/A | N/A | 5.8 | 3.6042 | 3.5025
[SEER Non Multi-Split <=65kW] GEMS (Air Conditioners up to 65kW) Determination 2019 | MEPS 2019 | AS/NZS 3823.1.1:2012 | GWH28QEXH-K6DNA1E/O / GWH28QEXH-K6DN**E/I | GWH28QEXH-K6DNA1E/O / GWH28QEXH-K6DN**E/I | N/A | GREE | N/A | Non Ducted | Single Split System | Wall Hung | Air | Air | China | 2.297 | N/A | 8.5 | N/A | N/A | N/A | N/A | N/A | 2.55 | 9 | Calorimeter Room | 3.7275 | 3.4658 | N/A | - | N/A | N/A | N/A | N/A | N/A | N/A | N/A | N/A | N/A | N/A | N/A | N/A | N/A | N/A | N/A | N/A | N/A | Single | R32 | Australia,Fiji,New Zealand | 149664 | 2027-09-06 |  | Approved | Reverse Cycle | N/A | Yes | Class 9 | Yes | N/A | N/A | N/A | N/A | N/A | N/A | N/A | Available | N/A | N/A |  |  | N/A |  |  | AAC6958 | Yes | Variable output compressor | Inverter | No | - | 8500 | 2.297 | - | 1100 | 4330 | No | - | - | - | 2099.458 | 9154.5 | Yes | 620 | 4265 | No | - | - | 9000 | 2.55 | 888 | 4345 | Yes | 513 | 2810 | Yes | 2975 | 7620 | No | - | - | Yes | 907 | 3220 | - | - | - | Yes | 2950 | 7200 | No | - | - | Yes | 1490 | 3010 | 64.6 | 71.01 | 5.967 | 5.669 | 6.423 | 23.096 | 10.97 | 9.335 | 386 | 617 | 1719 | 256 | 655 | 1697 | 4 | 4 | 4.5 | 3.73 | 4.376 | 5.137 | 4.139 | 4.783 | 5.198 | 3164 | 1133 | 162 | 971 | 484 | 103 | 2 | 2.5 | 3.5 | No | - | - | - | - | N/A | N/A | N/A | 6.165 | 3.6672 | 3.5008
[SEER Non Multi-Split <=65kW] GEMS (Air Conditioners up to 65kW) Determination 2019 | MEPS 2019 | AS/NZS 3823.1.1:2012 | GWH28QEXH-K6DNA1E/O / GWH28QEXH-K6DN**E/I | GWH28QEXH-K6DNA1E/O / GWH28QEXH-K6DN**E/I | N/A | GREE | N/A | Non Ducted | Single Split System | Wall Hung | Air | Air | China | 2.297 | N/A | 8.5 | N/A | N/A | N/A | N/A | N/A | 2.55 | 9 | Calorimeter Room | 3.7275 | 3.4658 | N/A | - | N/A | N/A | N/A | N/A | N/A | N/A | N/A | N/A | N/A | N/A | N/A | N/A | N/A | N/A | N/A | N/A | N/A | Single | R32 | Australia,Fiji,New Zealand | 161233 | 2029-05-12 |  | Approved | Reverse Cycle | N/A | Yes | Class 9 | Yes | N/A | N/A | N/A | N/A | N/A | N/A | N/A | Available | N/A | N/A |  |  | N/A |  |  | AAC8225 | Yes | Variable output compressor | Inverter | No | - | 8500 | 2.297 | - | 1100 | 4260 | Yes | 730 | 1870 | - | 2099.458 | 9154.5 | Yes | 620 | 4265 | - | 550 | 4150 | 9000 | 2.55 | 888 | 4345 | Yes | 513 | 2810 | Yes | 2975 | 7620 | No | - | - | Yes | 907 | 3220 | - | - | - | Yes | 2950 | 7200 | No | - | - | Yes | 1490 | 3010 | 64.6 | 71.01 | 5.954 | 5.651 | 6.382 | 11.178 | 8.368 | 8.035 | 387 | 619 | 1730 | 544 | 862 | 1973 | 4 | 4 | 4.5 | 3.73 | 4.376 | 5.137 | 4.139 | 4.783 | 5.198 | 3164 | 1133 | 162 | 971 | 484 | 103 | 2 | 2.5 | 3.5 | No | - | - | - | - | N/A | N/A | N/A | 6.165 | 3.6672 | 3.5008
[SEER Non Multi-Split <=65kW] GEMS (Air Conditioners up to 65kW) Determination 2019 | MEPS 2019 | AS/NZS 3823.1.1:2012 | GWH28QEXH-K6DNA1E/O / GWH28QEXH-K6DNA1E/I | GWH28QEXH-K6DNA1E/O / GWH28QEXH-K6DN**E/I | N/A | GREE | N/A | Non Ducted | Single Split System | Wall Hung | Air | Air | China | 2.297 | N/A | 8.5 | N/A | N/A | N/A | N/A | N/A | 2.55 | 9 | Calorimeter Room | 3.7275 | 3.4658 | N/A | - | N/A | N/A | N/A | N/A | N/A | N/A | N/A | N/A | N/A | N/A | N/A | N/A | N/A | N/A | N/A | N/A | N/A | Single | R32 | Australia,Fiji,New Zealand | 149664 | 2027-09-06 |  | Approved | Reverse Cycle | N/A | Yes | Class 9 | Yes | N/A | N/A | N/A | N/A | N/A | N/A | N/A | Available | N/A | N/A |  |  | N/A |  |  | AAC6958 | Yes | Variable output compressor | Inverter | No | - | 8500 | 2.297 | - | 1100 | 4330 | No | - | - | - | 2099.458 | 9154.5 | Yes | 620 | 4265 | No | - | - | 9000 | 2.55 | 888 | 4345 | Yes | 513 | 2810 | Yes | 2975 | 7620 | No | - | - | Yes | 907 | 3220 | - | - | - | Yes | 2950 | 7200 | No | - | - | Yes | 1490 | 3010 | 64.6 | 71.01 | 5.967 | 5.669 | 6.423 | 23.096 | 10.97 | 9.335 | 386 | 617 | 1719 | 256 | 655 | 1697 | 4 | 4 | 4.5 | 3.73 | 4.376 | 5.137 | 4.139 | 4.783 | 5.198 | 3164 | 1133 | 162 | 971 | 484 | 103 | 2 | 2.5 | 3.5 | No | - | - | - | - | N/A | N/A | N/A | 6.165 | 3.6672 | 3.5008
[SEER Non Multi-Split <=65kW] GEMS (Air Conditioners up to 65kW) Determination 2019 | MEPS 2019 | AS/NZS 3823.1.1:2012 | GWH28QEXH-K6DNA1E/O / GWH28QEXH-K6DNA1E/I | GWH28QEXH-K6DNA1E/O / GWH28QEXH-K6DN**E/I | N/A | GREE | N/A | Non Ducted | Single Split System | Wall Hung | Air | Air | China | 2.297 | N/A | 8.5 | N/A | N/A | N/A | N/A | N/A | 2.55 | 9 | Calorimeter Room | 3.7275 | 3.4658 | N/A | - | N/A | N/A | N/A | N/A | N/A | N/A | N/A | N/A | N/A | N/A | N/A | N/A | N/A | N/A | N/A | N/A | N/A | Single | R32 | Australia,Fiji,New Zealand | 161233 | 2029-05-12 |  | Approved | Reverse Cycle | N/A | Yes | Class 9 | Yes | N/A | N/A | N/A | N/A | N/A | N/A | N/A | Available | N/A | N/A |  |  | N/A |  |  | AAC8225 | Yes | Variable output compressor | Inverter | No | - | 8500 | 2.297 | - | 1100 | 4260 | Yes | 730 | 1870 | - | 2099.458 | 9154.5 | Yes | 620 | 4265 | - | 550 | 4150 | 9000 | 2.55 | 888 | 4345 | Yes | 513 | 2810 | Yes | 2975 | 7620 | No | - | - | Yes | 907 | 3220 | - | - | - | Yes | 2950 | 7200 | No | - | - | Yes | 1490 | 3010 | 64.6 | 71.01 | 5.954 | 5.651 | 6.382 | 11.178 | 8.368 | 8.035 | 387 | 619 | 1730 | 544 | 862 | 1973 | 4 | 4 | 4.5 | 3.73 | 4.376 | 5.137 | 4.139 | 4.783 | 5.198 | 3164 | 1133 | 162 | 971 | 484 | 103 | 2 | 2.5 | 3.5 | No | - | - | - | - | N/A | N/A | N/A | 6.165 | 3.6672 | 3.5008
[SEER Non Multi-Split <=65kW] GEMS (Air Conditioners up to 65kW) Determination 2019 | MEPS 2019 | AS/NZS 3823.1.1:2012 | GWH28QEXH-K6DNA1E/O / GWH28QEXH-K6DNC8E/I | GWH28QEXH-K6DNA1E/O / GWH28QEXH-K6DN**E/I | N/A | GREE | N/A | Non Ducted | Single Split System | Wall Hung | Air | Air | China | 2.297 | N/A | 8.5 | N/A | N/A | N/A | N/A | N/A | 2.55 | 9 | Calorimeter Room | 3.7275 | 3.4658 | N/A | - | N/A | N/A | N/A | N/A | N/A | N/A | N/A | N/A | N/A | N/A | N/A | N/A | N/A | N/A | N/A | N/A | N/A | Single | R32 | Australia,Fiji,New Zealand | 149664 | 2027-09-06 |  | Approved | Reverse Cycle | N/A | Yes | Class 9 | Yes | N/A | N/A | N/A | N/A | N/A | N/A | N/A | Available | N/A | N/A |  |  | N/A |  |  | AAC6958 | Yes | Variable output compressor | Inverter | No | - | 8500 | 2.297 | - | 1100 | 4330 | No | - | - | - | 2099.458 | 9154.5 | Yes | 620 | 4265 | No | - | - | 9000 | 2.55 | 888 | 4345 | Yes | 513 | 2810 | Yes | 2975 | 7620 | No | - | - | Yes | 907 | 3220 | - | - | - | Yes | 2950 | 7200 | No | - | - | Yes | 1490 | 3010 | 64.6 | 71.01 | 5.967 | 5.669 | 6.423 | 23.096 | 10.97 | 9.335 | 386 | 617 | 1719 | 256 | 655 | 1697 | 4 | 4 | 4.5 | 3.73 | 4.376 | 5.137 | 4.139 | 4.783 | 5.198 | 3164 | 1133 | 162 | 971 | 484 | 103 | 2 | 2.5 | 3.5 | No | - | - | - | - | N/A | N/A | N/A | 6.165 | 3.6672 | 3.5008
[SEER Non Multi-Split <=65kW] GEMS (Air Conditioners up to 65kW) Determination 2019 | MEPS 2019 | AS/NZS 3823.1.1:2012 | GWH28QEXH-K6DNA1E/O / GWH28QEXH-K6DNC8E/I | GWH28QEXH-K6DNA1E/O / GWH28QEXH-K6DN**E/I | N/A | GREE | N/A | Non Ducted | Single Split System | Wall Hung | Air | Air | China | 2.297 | N/A | 8.5 | N/A | N/A | N/A | N/A | N/A | 2.55 | 9 | Calorimeter Room | 3.7275 | 3.4658 | N/A | - | N/A | N/A | N/A | N/A | N/A | N/A | N/A | N/A | N/A | N/A | N/A | N/A | N/A | N/A | N/A | N/A | N/A | Single | R32 | Australia,Fiji,New Zealand | 161233 | 2029-05-12 |  | Approved | Reverse Cycle | N/A | Yes | Class 9 | Yes | N/A | N/A | N/A | N/A | N/A | N/A | N/A | Available | N/A | N/A |  |  | N/A |  |  | AAC8225 | Yes | Variable output compressor | Inverter | No | - | 8500 | 2.297 | - | 1100 | 4260 | Yes | 730 | 1870 | - | 2099.458 | 9154.5 | Yes | 620 | 4265 | - | 550 | 4150 | 9000 | 2.55 | 888 | 4345 | Yes | 513 | 2810 | Yes | 2975 | 7620 | No | - | - | Yes | 907 | 3220 | - | - | - | Yes | 2950 | 7200 | No | - | - | Yes | 1490 | 3010 | 64.6 | 71.01 | 5.954 | 5.651 | 6.382 | 11.178 | 8.368 | 8.035 | 387 | 619 | 1730 | 544 | 862 | 1973 | 4 | 4 | 4.5 | 3.73 | 4.376 | 5.137 | 4.139 | 4.783 | 5.198 | 3164 | 1133 | 162 | 971 | 484 | 103 | 2 | 2.5 | 3.5 | No | - | - | - | - | N/A | N/A | N/A | 6.165 | 3.6672 | 3.5008
[SEER Non Multi-Split <=65kW] GEMS (Air Conditioners up to 65kW) Determination 2019 | MEPS 2019 | AS/NZS 3823.1.1:2012 | GWH32QF-K6DN**D/I / GWH32QF-K6DNB2D/O | GWH32QF-K6DN**D/I / GWH32QF-K6DNB2D/O | N/A | GREE | N/A | Non Ducted | Single Split System | Wall Hung | Air | Air | China | 2.67 | N/A | 9.4 | N/A | N/A | N/A | N/A | N/A | 3.05 | 10.3 | Calorimeter Room | 3.3703 | 3.5754 | N/A | - | N/A | N/A | N/A | N/A | N/A | N/A | N/A | N/A | N/A | N/A | N/A | N/A | N/A | N/A | N/A | N/A | N/A | Single | R32 | Australia,Fiji,New Zealand | 137671 | 2026-05-14 |  | Approved | Reverse Cycle | N/A | Yes | Class 9 | Yes | N/A | N/A | Yes | Yes | Yes | N/A | N/A | Available | N/A | N/A |  |  | N/A |  |  | AAC6001 | Yes | Variable output compressor | Inverter | No | - | 9400 | 2.67 | - | 1087 | 4930 | No | - | - | - | 2440.38 | 10123.8 | Yes | 792 | 4730 | Yes | 545 | 3510 | 10300 | 3.05 | 944 | 4700 | Yes | 450 | 2540 | Yes | 3022 | 8570 | No | - | - | No | - | - | - | - | - | Yes | 3332 | 8360 | No | - | - | No | - | - | 68.7 | 67.7 | 4.947 | 4.747 | 5.123 | 6.556 | 5.891 | 5.752 | 520 | 820 | 2390 | 1036 | 1362 | 3056 | 3 | 3 | 3.5 | 3.609 | 4.139 | 5.137 | 4.136 | 4.722 | 5.292 | 3740 | 1367 | 183 | 1110 | 558 | 114 | 2 | 2.5 | 3.5 | No | - | - | - | - | N/A | N/A | N/A | 6 | 3.4941 | 3.3547
[SEER Non Multi-Split <=65kW] GEMS (Air Conditioners up to 65kW) Determination 2019 | MEPS 2019 | AS/NZS 3823.1.1:2012 | GWH32QF-K6DNB2D/O / GWH32QF-K6DNB2D/I | GWH32QF-K6DN**D/I / GWH32QF-K6DNB2D/O | N/A | GREE | N/A | Non Ducted | Single Split System | Wall Hung | Air | Air | China | 2.67 | N/A | 9.4 | N/A | N/A | N/A | N/A | N/A | 3.05 | 10.3 | Calorimeter Room | 3.3703 | 3.5754 | N/A | - | N/A | N/A | N/A | N/A | N/A | N/A | N/A | N/A | N/A | N/A | N/A | N/A | N/A | N/A | N/A | N/A | N/A | Single | R32 | Australia,Fiji,New Zealand | 137671 | 2026-05-14 |  | Approved | Reverse Cycle | N/A | Yes | Class 9 | Yes | N/A | N/A | Yes | Yes | Yes | N/A | N/A | Available | N/A | N/A |  |  | N/A |  |  | AAC6001 | Yes | Variable output compressor | Inverter | No | - | 9400 | 2.67 | - | 1087 | 4930 | No | - | - | - | 2440.38 | 10123.8 | Yes | 792 | 4730 | Yes | 545 | 3510 | 10300 | 3.05 | 944 | 4700 | Yes | 450 | 2540 | Yes | 3022 | 8570 | No | - | - | No | - | - | - | - | - | Yes | 3332 | 8360 | No | - | - | No | - | - | 68.7 | 67.7 | 4.947 | 4.747 | 5.123 | 6.556 | 5.891 | 5.752 | 520 | 820 | 2390 | 1036 | 1362 | 3056 | 3 | 3 | 3.5 | 3.609 | 4.139 | 5.137 | 4.136 | 4.722 | 5.292 | 3740 | 1367 | 183 | 1110 | 558 | 114 | 2 | 2.5 | 3.5 | No | - | - | - | - | N/A | N/A | N/A | 6 | 3.4941 | 3.3547
[SEER Non Multi-Split <=65kW] GEMS (Air Conditioners up to 65kW) Determination 2019 | MEPS 2019 | AS/NZS 3823.1.1:2012 | GWH32QF-K6DNB2D/O / GWH32QF-K6DNB4D/I | GWH32QF-K6DN**D/I / GWH32QF-K6DNB2D/O | N/A | GREE | N/A | Non Ducted | Single Split System | Wall Hung | Air | Air | China | 2.67 | N/A | 9.4 | N/A | N/A | N/A | N/A | N/A | 3.05 | 10.3 | Calorimeter Room | 3.3703 | 3.5754 | N/A | - | N/A | N/A | N/A | N/A | N/A | N/A | N/A | N/A | N/A | N/A | N/A | N/A | N/A | N/A | N/A | N/A | N/A | Single | R32 | Australia,Fiji,New Zealand | 137671 | 2026-05-14 |  | Approved | Reverse Cycle | N/A | Yes | Class 9 | Yes | N/A | N/A | Yes | Yes | Yes | N/A | N/A | Available | N/A | N/A |  |  | N/A |  |  | AAC6001 | Yes | Variable output compressor | Inverter | No | - | 9400 | 2.67 | - | 1087 | 4930 | No | - | - | - | 2440.38 | 10123.8 | Yes | 792 | 4730 | Yes | 545 | 3510 | 10300 | 3.05 | 944 | 4700 | Yes | 450 | 2540 | Yes | 3022 | 8570 | No | - | - | No | - | - | - | - | - | Yes | 3332 | 8360 | No | - | - | No | - | - | 68.7 | 67.7 | 4.947 | 4.747 | 5.123 | 6.556 | 5.891 | 5.752 | 520 | 820 | 2390 | 1036 | 1362 | 3056 | 3 | 3 | 3.5 | 3.609 | 4.139 | 5.137 | 4.136 | 4.722 | 5.292 | 3740 | 1367 | 183 | 1110 | 558 | 114 | 2 | 2.5 | 3.5 | No | - | - | - | - | N/A | N/A | N/A | 6 | 3.4941 | 3.3547
[SEER Non Multi-Split <=65kW] GEMS (Air Conditioners up to 65kW) Determination 2019 | MEPS 2019 | AS/NZS 3823.1.1:2012 | GWH32QFXH-K6DNB2A/O / GVH32ALXH-K6DNC7A/I |  | N/A | GREE | N/A | Non Ducted | Single Split System | Floor Mounted | Air | Air | China | 2.73 | N/A | 10 | N/A | N/A | N/A | N/A | N/A | 3.029 | 10.3 | Calorimeter Room | 3.6121 | 3.7689 | N/A | - | N/A | N/A | N/A | N/A | N/A | N/A | N/A | N/A | N/A | N/A | N/A | N/A | N/A | N/A | N/A | N/A | N/A | Single | R32 | Australia,Fiji,New Zealand | 148805 | 2027-08-09 |  | Approved | Reverse Cycle | N/A | Yes | Class 11 | Yes | N/A | N/A | Yes | Yes | Yes | N/A | N/A | Available | N/A | N/A |  |  | N/A |  |  | AAC6857 | Yes | Variable output compressor | Inverter | No | - | 10000 | 2.73 | - | 1260 | 4890 | No | - | - | - | 2495.22 | 10770 | Yes | 860 | 4950 | No | - | - | 10300 | 3.029 | 1050 | 4720 | Yes | 650 | 2350 | Yes | 3056 | 8023.5 | No | - | - | No | - | - | - | - | - | No | - | - | No | - | - | No | - | - | 64.6 | 72.1 | 4.932 | 4.794 | 5.295 | 8.83 | 6.922 | 6.386 | 550 | 858 | 2453 | 810 | 1226 | 2922 | 3 | 3 | 3.5 | 3.1 | 3.549 | 3.973 | 3.313 | 3.603 | 3.86 | 4359 | 1599 | 240 | 1389 | 734 | 158 | 1.5 | 2 | 2 | No | - | - | - | - | N/A | N/A | N/A | 8.8 | 3.6235 | 3.3674
[SEER Non Multi-Split <=65kW] GEMS (Air Conditioners up to 65kW) Determination 2019 | MEPS 2019 | AS/NZS 3823.1.1:2012 | GWH32QFXH-K6DNB2A/O / GWH32QFXH-K6DNB**/I | GWH32QFXH-K6DNB2A/O / GWH32QFXH-K6DNB**/I | N/A | GREE | N/A | Non Ducted | Single Split System | Wall Hung | Air | Air | China | 2.73 | N/A | 10 | N/A | N/A | N/A | N/A | N/A | 3.029 | 10.3 | Calorimeter Room | 3.7145 | 3.4509 | N/A | - | N/A | N/A | N/A | N/A | N/A | N/A | N/A | N/A | N/A | N/A | N/A | N/A | N/A | N/A | N/A | N/A | N/A | Single | R32 | Australia,Fiji,New Zealand | 147611 | 2027-06-15 |  | Approved | Reverse Cycle | N/A | Yes | Class 11 | Yes | N/A | N/A | N/A | N/A | N/A | N/A | N/A | Unavailable | N/A | N/A |  |  | N/A |  |  | AAC6774 | Yes | Variable output compressor | Inverter | No | - | 10000 | 2.73 | - | 1260 | 5000 | No | - | - | - | 2495.22 | 10770 | Yes | 760 | 5200 | No | - | - | 10300 | 3.029 | 942 | 4990 | No | - | - | Yes | 3350 | 7970 | No | - | - | Yes | 942 | 3650 | - | - | - | Yes | 3473 | 7210 | No | - | - | Yes | 1668 | 3870 | 69.2 | 70.5 | 5.847 | 5.547 | 6.184 | 14.846 | 9.469 | 8.192 | 466 | 745 | 2104 | 480 | 897 | 2279 | 4 | 4 | 4.5 | 3.571 | 4.489 | 5.588 | 4.17 | 5.699 | 6.477 | 3780 | 1262 | 170 | 1102 | 465 | 96 | 2 | 2.5 | 4 | No | - | - | - | - | N/A | N/A | N/A | 6.165 | 3.6353 | 3.3772
[SEER Non Multi-Split <=65kW] GEMS (Air Conditioners up to 65kW) Determination 2019 | MEPS 2019 | AS/NZS 3823.1.1:2012 | GWH32QFXH-K6DNB2A/O / GWH32QFXH-K6DNB**/I | GWH32QFXH-K6DNB2A/O / GWH32QFXH-K6DNB**/I | N/A | GREE | N/A | Non Ducted | Single Split System | Wall Hung | Air | Air | China | 2.73 | N/A | 10 | N/A | N/A | N/A | N/A | N/A | 3.029 | 10.3 | Calorimeter Room | 3.7145 | 3.4509 | N/A | - | N/A | N/A | N/A | N/A | N/A | N/A | N/A | N/A | N/A | N/A | N/A | N/A | N/A | N/A | N/A | N/A | N/A | Single | R32 | Australia,Fiji,New Zealand | 148118 | 2027-07-17 |  | Approved | Reverse Cycle | N/A | Yes | Class 11 | Yes | N/A | N/A | N/A | N/A | N/A | N/A | N/A | Unavailable | N/A | N/A |  |  | N/A |  |  | AAC6824 | Yes | Variable output compressor | Inverter | No | - | 10000 | 2.73 | - | 1260 | 5000 | No | - | - | - | 2495.22 | 10770 | Yes | 760 | 5200 | No | - | - | 10300 | 3.029 | 957 | 4990 | No | - | - | Yes | 3350 | 7970 | No | - | - | Yes | 942 | 3650 | - | - | - | Yes | 3473 | 7210 | No | - | - | Yes | 1668 | 3870 | 69.2 | 70.5 | 5.847 | 5.547 | 6.184 | 14.846 | 9.469 | 8.192 | 466 | 745 | 2104 | 480 | 897 | 2279 | 4 | 4 | 4.5 | 3.553 | 4.453 | 5.488 | 4.129 | 5.592 | 6.314 | 3799 | 1273 | 173 | 1113 | 474 | 98 | 2 | 2.5 | 3.5 | No | - | - | - | - | N/A | N/A | N/A | 6.165 | 3.6353 | 3.3772
[SEER Non Multi-Split <=65kW] GEMS (Air Conditioners up to 65kW) Determination 2019 | MEPS 2019 | AS/NZS 3823.1.1:2012 | GWH32QFXH-K6DNB2A/O / GWH32QFXH-K6DNB**/I | GWH32QFXH-K6DNB2A/O / GWH32QFXH-K6DNB**/I | N/A | GREE | N/A | Non Ducted | Single Split System | Wall Hung | Air | Air | China | 2.73 | N/A | 10 | N/A | N/A | N/A | N/A | N/A | 3.029 | 10.3 | Calorimeter Room | 3.7145 | 3.4509 | N/A | - | N/A | N/A | N/A | N/A | N/A | N/A | N/A | N/A | N/A | N/A | N/A | N/A | N/A | N/A | N/A | N/A | N/A | Single | R32 | Australia,Fiji,New Zealand | 161797 | 2029-05-20 |  | Approved | Reverse Cycle | N/A | Yes | Class 11 | Yes | N/A | N/A | N/A | N/A | N/A | N/A | N/A | Unavailable | N/A | N/A |  |  | N/A |  |  | AAC8247 | Yes | Variable output compressor | Inverter | No | - | 10000 | 2.73 | - | 1260 | 5000 | Yes | 680 | 2400 | - | 2495.22 | 10770 | Yes | 760 | 5200 | - | 530 | 4067 | 10300 | 3.029 | 965 | 4980 | No | - | - | Yes | 3350 | 7970 | No | - | - | Yes | 942 | 3650 | - | - | - | Yes | 3430 | 7370 | No | - | - | Yes | 1663 | 3600 | 69.2 | 70.5 | 5.874 | 5.571 | 6.187 | 10.759 | 8.399 | 7.822 | 464 | 742 | 2103 | 667 | 1013 | 2388 | 4 | 4 | 4.5 | 3.602 | 4.489 | 5.453 | 4.14 | 5.563 | 6.271 | 3748 | 1263 | 174 | 1110 | 476 | 99 | 2 | 2.5 | 3.5 | No | - | - | - | - | N/A | N/A | N/A | 6.165 | 3.6353 | 3.3772
[SEER Non Multi-Split <=65kW] GEMS (Air Conditioners up to 65kW) Determination 2019 | MEPS 2019 | AS/NZS 3823.1.1:2012 | GWH32QFXH-K6DNB2A/O / GWH32QFXH-K6DNB2A/I |  | N/A | GREE | N/A | Non Ducted | Single Split System | Wall Hung | Air | Air | China | 2.474 | N/A | 9.4 | N/A | N/A | N/A | N/A | N/A | 3.029 | 10.3 | Calorimeter Room | 3.888 | 3.4509 | N/A | - | N/A | N/A | N/A | N/A | N/A | N/A | N/A | N/A | N/A | N/A | N/A | N/A | N/A | N/A | N/A | N/A | N/A | Single | R32 | Australia,Fiji,New Zealand | 142507 | 2026-10-28 |  | Approved | Reverse Cycle | N/A | Yes | Class 9 | Yes | N/A | N/A | N/A | N/A | N/A | N/A | N/A | Unavailable | N/A | N/A |  |  | N/A |  |  | AAC6328 | Yes | Variable output compressor | Inverter | No | - | 9400 | 2.474 | - | 1010 | 4500 | No | - | - | - | 2261.236 | 10123.8 | Yes | 664 | 4560 | No | - | - | 10300 | 3.029 | 957 | 4990 | No | - | - | Yes | 3350 | 7970 | No | - | - | Yes | 942 | 3650 | - | - | - | Yes | 3473 | 7210 | No | - | - | Yes | 1668 | 3870 | 69.2 | 70.5 | 5.776 | 5.506 | 6.071 | 11.52 | 8.432 | 7.59 | 443 | 705 | 2014 | 584 | 948 | 2313 | 4 | 4 | 4.5 | 3.553 | 4.453 | 5.488 | 4.129 | 5.592 | 6.314 | 3799 | 1273 | 173 | 1113 | 474 | 98 | 2 | 2.5 | 3.5 | No | - | - | - | - | N/A | N/A | N/A | 6.165 | 3.7678 | 3.3772
[SEER Non Multi-Split <=65kW] GEMS (Air Conditioners up to 65kW) Determination 2019 | MEPS 2019 | AS/NZS 3823.1.1:2012 | GWH32QFXH-K6DNB2A/O / GWH32QFXH-K6DNB2A/I | GWH32QFXH-K6DNB2A/O / GWH32QFXH-K6DNB**/I | N/A | GREE | N/A | Non Ducted | Single Split System | Wall Hung | Air | Air | China | 2.73 | N/A | 10 | N/A | N/A | N/A | N/A | N/A | 3.029 | 10.3 | Calorimeter Room | 3.7145 | 3.4509 | N/A | - | N/A | N/A | N/A | N/A | N/A | N/A | N/A | N/A | N/A | N/A | N/A | N/A | N/A | N/A | N/A | N/A | N/A | Single | R32 | Australia,Fiji,New Zealand | 147611 | 2027-06-15 |  | Approved | Reverse Cycle | N/A | Yes | Class 11 | Yes | N/A | N/A | N/A | N/A | N/A | N/A | N/A | Unavailable | N/A | N/A |  |  | N/A |  |  | AAC6774 | Yes | Variable output compressor | Inverter | No | - | 10000 | 2.73 | - | 1260 | 5000 | No | - | - | - | 2495.22 | 10770 | Yes | 760 | 5200 | No | - | - | 10300 | 3.029 | 942 | 4990 | No | - | - | Yes | 3350 | 7970 | No | - | - | Yes | 942 | 3650 | - | - | - | Yes | 3473 | 7210 | No | - | - | Yes | 1668 | 3870 | 69.2 | 70.5 | 5.847 | 5.547 | 6.184 | 14.846 | 9.469 | 8.192 | 466 | 745 | 2104 | 480 | 897 | 2279 | 4 | 4 | 4.5 | 3.571 | 4.489 | 5.588 | 4.17 | 5.699 | 6.477 | 3780 | 1262 | 170 | 1102 | 465 | 96 | 2 | 2.5 | 4 | No | - | - | - | - | N/A | N/A | N/A | 6.165 | 3.6353 | 3.3772
[SEER Non Multi-Split <=65kW] GEMS (Air Conditioners up to 65kW) Determination 2019 | MEPS 2019 | AS/NZS 3823.1.1:2012 | GWH32QFXH-K6DNB2A/O / GWH32QFXH-K6DNB2A/I | GWH32QFXH-K6DNB2A/O / GWH32QFXH-K6DNB**/I | N/A | GREE | N/A | Non Ducted | Single Split System | Wall Hung | Air | Air | China | 2.73 | N/A | 10 | N/A | N/A | N/A | N/A | N/A | 3.029 | 10.3 | Calorimeter Room | 3.7145 | 3.4509 | N/A | - | N/A | N/A | N/A | N/A | N/A | N/A | N/A | N/A | N/A | N/A | N/A | N/A | N/A | N/A | N/A | N/A | N/A | Single | R32 | Australia,Fiji,New Zealand | 148118 | 2027-07-17 |  | Approved | Reverse Cycle | N/A | Yes | Class 11 | Yes | N/A | N/A | N/A | N/A | N/A | N/A | N/A | Unavailable | N/A | N/A |  |  | N/A |  |  | AAC6824 | Yes | Variable output compressor | Inverter | No | - | 10000 | 2.73 | - | 1260 | 5000 | No | - | - | - | 2495.22 | 10770 | Yes | 760 | 5200 | No | - | - | 10300 | 3.029 | 957 | 4990 | No | - | - | Yes | 3350 | 7970 | No | - | - | Yes | 942 | 3650 | - | - | - | Yes | 3473 | 7210 | No | - | - | Yes | 1668 | 3870 | 69.2 | 70.5 | 5.847 | 5.547 | 6.184 | 14.846 | 9.469 | 8.192 | 466 | 745 | 2104 | 480 | 897 | 2279 | 4 | 4 | 4.5 | 3.553 | 4.453 | 5.488 | 4.129 | 5.592 | 6.314 | 3799 | 1273 | 173 | 1113 | 474 | 98 | 2 | 2.5 | 3.5 | No | - | - | - | - | N/A | N/A | N/A | 6.165 | 3.6353 | 3.3772
[SEER Non Multi-Split <=65kW] GEMS (Air Conditioners up to 65kW) Determination 2019 | MEPS 2019 | AS/NZS 3823.1.1:2012 | GWH32QFXH-K6DNB2A/O / GWH32QFXH-K6DNB2A/I | GWH32QFXH-K6DNB2A/O / GWH32QFXH-K6DNB**/I | N/A | GREE | N/A | Non Ducted | Single Split System | Wall Hung | Air | Air | China | 2.73 | N/A | 10 | N/A | N/A | N/A | N/A | N/A | 3.029 | 10.3 | Calorimeter Room | 3.7145 | 3.4509 | N/A | - | N/A | N/A | N/A | N/A | N/A | N/A | N/A | N/A | N/A | N/A | N/A | N/A | N/A | N/A | N/A | N/A | N/A | Single | R32 | Australia,Fiji,New Zealand | 161797 | 2029-05-20 |  | Approved | Reverse Cycle | N/A | Yes | Class 11 | Yes | N/A | N/A | N/A | N/A | N/A | N/A | N/A | Unavailable | N/A | N/A |  |  | N/A |  |  | AAC8247 | Yes | Variable output compressor | Inverter | No | - | 10000 | 2.73 | - | 1260 | 5000 | Yes | 680 | 2400 | - | 2495.22 | 10770 | Yes | 760 | 5200 | - | 530 | 4067 | 10300 | 3.029 | 965 | 4980 | No | - | - | Yes | 3350 | 7970 | No | - | - | Yes | 942 | 3650 | - | - | - | Yes | 3430 | 7370 | No | - | - | Yes | 1663 | 3600 | 69.2 | 70.5 | 5.874 | 5.571 | 6.187 | 10.759 | 8.399 | 7.822 | 464 | 742 | 2103 | 667 | 1013 | 2388 | 4 | 4 | 4.5 | 3.602 | 4.489 | 5.453 | 4.14 | 5.563 | 6.271 | 3748 | 1263 | 174 | 1110 | 476 | 99 | 2 | 2.5 | 3.5 | No | - | - | - | - | N/A | N/A | N/A | 6.165 | 3.6353 | 3.3772
[SEER Non Multi-Split <=65kW] GEMS (Air Conditioners up to 65kW) Determination 2019 | MEPS 2019 | AS/NZS 3823.1.1:2012 | GWH32QFXH-K6DNB2A/O / GWH32QFXH-K6DNB4A/I |  | N/A | GREE | N/A | Non Ducted | Single Split System | Wall Hung | Air | Air | China | 2.474 | N/A | 9.4 | N/A | N/A | N/A | N/A | N/A | 3.029 | 10.3 | Calorimeter Room | 3.888 | 3.4509 | N/A | - | N/A | N/A | N/A | N/A | N/A | N/A | N/A | N/A | N/A | N/A | N/A | N/A | N/A | N/A | N/A | N/A | N/A | Single | R32 | Australia,Fiji,New Zealand | 146458 | 2027-04-25 |  | Approved | Reverse Cycle | N/A | Yes | Class 9 | Yes | N/A | N/A | N/A | N/A | N/A | N/A | N/A | Unavailable | N/A | N/A |  |  | N/A |  |  | AAC6621 | Yes | Variable output compressor | Inverter | No | - | 9400 | 2.474 | - | 1010 | 4500 | No | - | - | - | 2261.236 | 10123.8 | Yes | 664 | 4560 | No | - | - | 10300 | 3.029 | 957 | 4990 | No | - | - | Yes | 3350 | 7970 | No | - | - | Yes | 942 | 3650 | - | - | - | Yes | 3473 | 7210 | No | - | - | Yes | 1668 | 3870 | 69.2 | 70.5 | 5.776 | 5.506 | 6.071 | 11.52 | 8.432 | 7.59 | 443 | 705 | 2014 | 584 | 948 | 2313 | 4 | 4 | 4.5 | 3.553 | 4.453 | 5.488 | 4.129 | 5.592 | 6.314 | 3799 | 1273 | 173 | 1113 | 474 | 98 | 2 | 2.5 | 3.5 | No | - | - | - | - | N/A | N/A | N/A | 6.165 | 3.7678 | 3.3772
[SEER Non Multi-Split <=65kW] GEMS (Air Conditioners up to 65kW) Determination 2019 | MEPS 2019 | AS/NZS 3823.1.1:2012 | GWH32QFXH-K6DNB2A/O / GWH32QFXH-K6DNB4A/I | GWH32QFXH-K6DNB2A/O / GWH32QFXH-K6DNB**/I | N/A | GREE | N/A | Non Ducted | Single Split System | Wall Hung | Air | Air | China | 2.73 | N/A | 10 | N/A | N/A | N/A | N/A | N/A | 3.029 | 10.3 | Calorimeter Room | 3.7145 | 3.4509 | N/A | - | N/A | N/A | N/A | N/A | N/A | N/A | N/A | N/A | N/A | N/A | N/A | N/A | N/A | N/A | N/A | N/A | N/A | Single | R32 | Australia,Fiji,New Zealand | 147611 | 2027-06-15 |  | Approved | Reverse Cycle | N/A | Yes | Class 11 | Yes | N/A | N/A | N/A | N/A | N/A | N/A | N/A | Unavailable | N/A | N/A |  |  | N/A |  |  | AAC6774 | Yes | Variable output compressor | Inverter | No | - | 10000 | 2.73 | - | 1260 | 5000 | No | - | - | - | 2495.22 | 10770 | Yes | 760 | 5200 | No | - | - | 10300 | 3.029 | 942 | 4990 | No | - | - | Yes | 3350 | 7970 | No | - | - | Yes | 942 | 3650 | - | - | - | Yes | 3473 | 7210 | No | - | - | Yes | 1668 | 3870 | 69.2 | 70.5 | 5.847 | 5.547 | 6.184 | 14.846 | 9.469 | 8.192 | 466 | 745 | 2104 | 480 | 897 | 2279 | 4 | 4 | 4.5 | 3.571 | 4.489 | 5.588 | 4.17 | 5.699 | 6.477 | 3780 | 1262 | 170 | 1102 | 465 | 96 | 2 | 2.5 | 4 | No | - | - | - | - | N/A | N/A | N/A | 6.165 | 3.6353 | 3.3772
[SEER Non Multi-Split <=65kW] GEMS (Air Conditioners up to 65kW) Determination 2019 | MEPS 2019 | AS/NZS 3823.1.1:2012 | GWH32QFXH-K6DNB2A/O / GWH32QFXH-K6DNB4A/I | GWH32QFXH-K6DNB2A/O / GWH32QFXH-K6DNB**/I | N/A | GREE | N/A | Non Ducted | Single Split System | Wall Hung | Air | Air | China | 2.73 | N/A | 10 | N/A | N/A | N/A | N/A | N/A | 3.029 | 10.3 | Calorimeter Room | 3.7145 | 3.4509 | N/A | - | N/A | N/A | N/A | N/A | N/A | N/A | N/A | N/A | N/A | N/A | N/A | N/A | N/A | N/A | N/A | N/A | N/A | Single | R32 | Australia,Fiji,New Zealand | 148118 | 2027-07-17 |  | Approved | Reverse Cycle | N/A | Yes | Class 11 | Yes | N/A | N/A | N/A | N/A | N/A | N/A | N/A | Unavailable | N/A | N/A |  |  | N/A |  |  | AAC6824 | Yes | Variable output compressor | Inverter | No | - | 10000 | 2.73 | - | 1260 | 5000 | No | - | - | - | 2495.22 | 10770 | Yes | 760 | 5200 | No | - | - | 10300 | 3.029 | 957 | 4990 | No | - | - | Yes | 3350 | 7970 | No | - | - | Yes | 942 | 3650 | - | - | - | Yes | 3473 | 7210 | No | - | - | Yes | 1668 | 3870 | 69.2 | 70.5 | 5.847 | 5.547 | 6.184 | 14.846 | 9.469 | 8.192 | 466 | 745 | 2104 | 480 | 897 | 2279 | 4 | 4 | 4.5 | 3.553 | 4.453 | 5.488 | 4.129 | 5.592 | 6.314 | 3799 | 1273 | 173 | 1113 | 474 | 98 | 2 | 2.5 | 3.5 | No | - | - | - | - | N/A | N/A | N/A | 6.165 | 3.6353 | 3.3772
[SEER Non Multi-Split <=65kW] GEMS (Air Conditioners up to 65kW) Determination 2019 | MEPS 2019 | AS/NZS 3823.1.1:2012 | GWH32QFXH-K6DNB2A/O / GWH32QFXH-K6DNB4A/I | GWH32QFXH-K6DNB2A/O / GWH32QFXH-K6DNB**/I | N/A | GREE | N/A | Non Ducted | Single Split System | Wall Hung | Air | Air | China | 2.73 | N/A | 10 | N/A | N/A | N/A | N/A | N/A | 3.029 | 10.3 | Calorimeter Room | 3.7145 | 3.4509 | N/A | - | N/A | N/A | N/A | N/A | N/A | N/A | N/A | N/A | N/A | N/A | N/A | N/A | N/A | N/A | N/A | N/A | N/A | Single | R32 | Australia,Fiji,New Zealand | 161797 | 2029-05-20 |  | Approved | Reverse Cycle | N/A | Yes | Class 11 | Yes | N/A | N/A | N/A | N/A | N/A | N/A | N/A | Unavailable | N/A | N/A |  |  | N/A |  |  | AAC8247 | Yes | Variable output compressor | Inverter | No | - | 10000 | 2.73 | - | 1260 | 5000 | Yes | 680 | 2400 | - | 2495.22 | 10770 | Yes | 760 | 5200 | - | 530 | 4067 | 10300 | 3.029 | 965 | 4980 | No | - | - | Yes | 3350 | 7970 | No | - | - | Yes | 942 | 3650 | - | - | - | Yes | 3430 | 7370 | No | - | - | Yes | 1663 | 3600 | 69.2 | 70.5 | 5.874 | 5.571 | 6.187 | 10.759 | 8.399 | 7.822 | 464 | 742 | 2103 | 667 | 1013 | 2388 | 4 | 4 | 4.5 | 3.602 | 4.489 | 5.453 | 4.14 | 5.563 | 6.271 | 3748 | 1263 | 174 | 1110 | 476 | 99 | 2 | 2.5 | 3.5 | No | - | - | - | - | N/A | N/A | N/A | 6.165 | 3.6353 | 3.3772
[SEER Multi-Split <=65kW] GEMS (Air Conditioners up to 65kW) Determination 2019 | MEPS 2019 | AS/NZS 3823.1.4:2012 | GWHD(18)NK6KO |  | N/A | GREE | N/A | Non Ducted | fixed | N/A | Air | Air | China | 1.5 | N/A | 5.24 | N/A | N/A | N/A | N/A | N/A | 1.15 | 5.4 | Enthalpy Test Room | 3.7125 | 4.8049 | N/A | - | N/A | N/A | N/A | N/A | N/A | N/A | N/A | N/A | N/A | N/A | N/A | N/A | N/A | N/A | N/A | N/A | N/A | Single | R32 | Australia,Fiji,New Zealand | 134821 | 2026-01-25 |  | Approved | Reverse Cycle | N/A | Yes | Class 19 | Yes | N/A | N/A | Yes | Yes | Yes | N/A | N/A | Available | N/A | N/A |  |  | N/A |  |  | AAC5728 | Yes | Variable output compressor | Inverter | No | - | 5240 | 1.5 | - | 550 | 2620 | No | - | - | - | 1371 | 5643.48 | No | 502.7 | 2821.74 | No | - | - | 5400 | 1.15 | 490 | 2700 | No | - | - | Yes | 1550 | 4550 | No | - | - | No | - | - | - | - | - | - | - | - | No | - | - | No | - | - | N/A | 64.4 | 4.131 | 4.077 | 4.608 | 5.265 | 4.975 | 4.985 | 334 | 517 | 1466 | 708 | 887 | 1954 | 2.5 | 2.5 | 3 | 3.913 | 4.599 | 5.081 | 4.208 | 4.767 | 5.069 | 1824 | 664 | 114 | 586 | 304 | 76 | 2 | 3 | 3.5 | N/A | N/A | N/A | N/A | N/A | N/A | N/A | N/A | 9.818 | 3.4177 | 4.564
[SEER Multi-Split <=65kW] GEMS (Air Conditioners up to 65kW) Determination 2019 | MEPS 2019 | AS/NZS 3823.1.4:2012 | GWHD(18)NK6PO |  | N/A | GREE | N/A | Non Ducted | vrf | Floor Mounted | Air | Air | China | 1.38 | N/A | 5.3 | N/A | N/A | N/A | N/A | N/A | 1.3 | 5.6 | Enthalpy Test Room | 3.8452 | 4.3724 | N/A | - | N/A | N/A | N/A | N/A | N/A | N/A | N/A | N/A | N/A | N/A | N/A | N/A | N/A | N/A | N/A | N/A | N/A | Single | R32 | Australia,Fiji,New Zealand | 154828 | 2028-06-11 |  | Approved | Reverse Cycle | N/A | Yes | Class 19 | Yes | N/A | N/A | Yes | Yes | Yes | N/A | N/A | Available | N/A | N/A |  |  | N/A |  |  | AAC7564 | Yes | Variable output compressor | Inverter | No | - | 5300 | 1.38 | - | 510 | 2650 | No | - | - | - | 1261.32 | 5708.1 | No | 466.14 | 2854.05 | No | - | - | 5600 | 1.3 | 500 | 2800 | No | - | - | Yes | 1500 | 4700 | No | - | - | No | - | - | - | - | - | No | - | - | No | - | - | No | - | - | 64.6 | 63.7 | 4.713 | 4.612 | 5.099 | 5.863 | 5.522 | 5.49 | 301 | 468 | 1346 | 648 | 813 | 1799 | 3 | 3 | 3.5 | 3.921 | 4.572 | 5.142 | 4.244 | 4.795 | 5.143 | 1880 | 683 | 108 | 595 | 306 | 71 | 2 | 3 | 3.5 | N/A | N/A | N/A | N/A | N/A | N/A | N/A | N/A | 6.6 | 3.7795 | 4.235
[SEER Multi-Split <=65kW] GEMS (Air Conditioners up to 65kW) Determination 2019 | MEPS 2019 | AS/NZS 3823.1.4:2012 | GWHD(24)NK6KO |  | N/A | GREE | N/A | Non Ducted | vrf | N/A | Air | Air | China | 2 | N/A | 7.3 | N/A | N/A | N/A | N/A | N/A | 1.9 | 8.5 | Enthalpy Test Room | 3.7221 | 4.5016 | N/A | - | N/A | N/A | N/A | N/A | N/A | N/A | N/A | N/A | N/A | N/A | N/A | N/A | N/A | N/A | N/A | N/A | N/A | Single | R32 | Australia,Fiji,New Zealand | 135153 | 2026-01-07 |  | Approved | Reverse Cycle | N/A | Yes | Class 19 | Yes | N/A | N/A | N/A | N/A | N/A | N/A | N/A | Unavailable | N/A | N/A |  |  | N/A |  |  | AAC5627 | Yes | Variable output compressor | Inverter | No | - | 7300 | 2 | - | 830 | 3400 | No | - | - | - | 1828 | 7862.1 | No | 758.62 | 3661.8 | No | - | - | 8500 | 1.9 | 720 | 3900 | No | - | - | Yes | 2500 | 7900 | No | - | - | No | - | - | - | - | - | No | - | - | No | - | - | No | - | - | N/A | 57.57 | 3.819 | 3.827 | 4.3 | 4.736 | 4.519 | 4.594 | 506 | 769 | 2191 | 1099 | 1363 | 2955 | 2 | 2 | 2.5 | 4.081 | 4.595 | 5.034 | 4.327 | 4.759 | 5.028 | 2750 | 1041 | 176 | 894 | 476 | 117 | 2.5 | 3 | 3.5 | N/A | N/A | N/A | N/A | N/A | N/A | N/A | N/A | 13.7 | 3.5674 | 4.3672
[SEER Multi-Split <=65kW] GEMS (Air Conditioners up to 65kW) Determination 2019 | MEPS 2019 | AS/NZS 3823.1.4:2012 | GWHD(24)NK6PO |  | N/A | GREE | N/A | Non Ducted | vrf | Floor Mounted | Air | Air | China | 1.96 | N/A | 7.3 | N/A | N/A | N/A | N/A | N/A | 2 | 8.3 | Enthalpy Test Room | 3.7521 | 4.27 | N/A | - | N/A | N/A | N/A | N/A | N/A | N/A | N/A | N/A | N/A | N/A | N/A | N/A | N/A | N/A | N/A | N/A | N/A | Single | R32 | Australia,Fiji,New Zealand | 154831 | 2028-06-11 |  | Approved | Reverse Cycle | N/A | Yes | Class 19 | Yes | N/A | N/A | Yes | Yes | Yes | N/A | N/A | Available | N/A | N/A |  |  | N/A |  |  | AAC7562 | Yes | Variable output compressor | Inverter | No | - | 7300 | 1.96 | - | 655 | 3650 | No | - | - | - | 1791.44 | 7862.1 | No | 598.67 | 3931.05 | No | - | - | 8300 | 2 | 740 | 4150 | No | - | - | Yes | 2200 | 6800 | No | - | - | No | - | - | - | - | - | No | - | - | No | - | - | No | - | - | 64.6 | 66.4 | 4.949 | 4.782 | 5.265 | 6.204 | 5.798 | 5.697 | 396 | 623 | 1797 | 844 | 1068 | 2389 | 3 | 3 | 3.5 | 3.84 | 4.51 | 5.141 | 4.19 | 4.762 | 5.148 | 2841 | 1021 | 156 | 890 | 453 | 101 | 2 | 3 | 3.5 | N/A | N/A | N/A | N/A | N/A | N/A | N/A | N/A | 8.1 | 3.6732 | 4.094
[SEER Multi-Split <=65kW] GEMS (Air Conditioners up to 65kW) Determination 2019 | MEPS 2019 | AS/NZS 3823.1.4:2012 | GWHD(28)NK6KO |  | N/A | GREE | N/A | Non Ducted | vrf | N/A | Air | Air | China | 2.3 | N/A | 8.2 | N/A | N/A | N/A | N/A | N/A | 2.1 | 8.8 | Calorimeter Room | 3.6796 | 4.7528 | N/A | - | N/A | N/A | N/A | N/A | N/A | N/A | N/A | N/A | N/A | N/A | N/A | N/A | N/A | N/A | N/A | N/A | N/A | Single | R32 | Australia,Fiji,New Zealand | 133735 | 2025-11-10 |  | Approved | Reverse Cycle | N/A | Yes | Class 19 | Yes | N/A | N/A | N/A | N/A | N/A | N/A | N/A | Unavailable | N/A | N/A |  |  | N/A |  |  | AAC5482 | Yes | Variable output compressor | Inverter | No | - | 8200 | 2.3 | - | 820 | 3800 | No | - | - | - | 2102.2 | 8831.4 | No | 749.48 | 4092.6 | No | - | - | 8800 | 2.1 | 790 | 4300 | No | - | - | Yes | 2900 | 8300 | No | - | - | No | - | - | - | - | - | No | - | - | No | - | - | No | - | - | N/A | 57.28 | 4.085 | 4.054 | 4.567 | 5.19 | 4.916 | 4.923 | 530 | 814 | 2315 | 1124 | 1406 | 3096 | 2.5 | 2.5 | 3 | 3.954 | 4.498 | 5.008 | 4.237 | 4.703 | 5.013 | 2940 | 1103 | 185 | 947 | 500 | 123 | 2 | 2.5 | 3.5 | N/A | N/A | N/A | N/A | N/A | N/A | N/A | N/A | 15.2 | 3.4873 | 4.0904
[SEER Multi-Split <=65kW] GEMS (Air Conditioners up to 65kW) Determination 2019 | MEPS 2019 | AS/NZS 3823.1.4:2012 | GWHD(28)NK6PO |  | N/A | GREE | N/A | Non Ducted | vrf | Floor Mounted | Air | Air | China | 1.88 | N/A | 8.2 | N/A | N/A | N/A | N/A | N/A | 2.12 | 8.8 | Enthalpy Test Room | 4.3797 | 4.3459 | N/A | - | N/A | N/A | N/A | N/A | N/A | N/A | N/A | N/A | N/A | N/A | N/A | N/A | N/A | N/A | N/A | N/A | N/A | Single | R32 | Australia,Fiji,New Zealand | 154836 | 2028-06-11 |  | Approved | Reverse Cycle | N/A | Yes | Class 19 | Yes | N/A | N/A | Yes | Yes | Yes | N/A | N/A | Available | N/A | N/A |  |  | N/A |  |  | AAC7563 | Yes | Variable output compressor | Inverter | No | - | 8200 | 1.88 | - | 680 | 4100 | No | - | - | - | 1718.32 | 8831.4 | No | 621.52 | 4415.7 | No | - | - | 8800 | 2.12 | 780 | 4400 | No | - | - | Yes | 2100 | 6900 | No | - | - | No | - | - | - | - | - | No | - | - | No | - | - | No | - | - | 64.6 | 68.8 | 5.354 | 5.245 | 5.844 | 6.733 | 6.341 | 6.309 | 408 | 634 | 1814 | 870 | 1093 | 2420 | 3.5 | 3.5 | 4 | 3.817 | 4.505 | 5.17 | 4.189 | 4.768 | 5.177 | 3032 | 1087 | 168 | 947 | 483 | 110 | 2 | 3 | 3.5 | N/A | N/A | N/A | N/A | N/A | N/A | N/A | N/A | 10 | 4.2847 | 4.0858
[SEER Multi-Split <=65kW] GEMS (Air Conditioners up to 65kW) Determination 2019 | MEPS 2019 | AS/NZS 3823.1.4:2012 | GWHD(36)NK6KO |  | N/A | GREE | N/A | Non Ducted | fixed | N/A | Air | Air | China | 3.1 | N/A | 10.1 | N/A | N/A | N/A | N/A | N/A | 3.1 | 10.5 | Enthalpy Test Room | 3.5708 | 3.6608 | N/A | - | N/A | N/A | N/A | N/A | N/A | N/A | N/A | N/A | N/A | N/A | N/A | N/A | N/A | N/A | N/A | N/A | N/A | Single | R32 | Australia,Fiji,New Zealand | 132982 | 2025-11-02 |  | Approved | Reverse Cycle | N/A | Yes | Class 20 | Yes | N/A | N/A | Yes | Yes | Yes | N/A | N/A | Available | N/A | N/A |  |  | N/A |  |  | AAC5452 | Yes | Variable output compressor | Inverter | No | - | 10100 | 3.1 | - | 960 | 5500 | No | - | - | - | 2833.4 | 10877.7 | No | 877.44 | 5923.5 | No | - | - | 10500 | 3.1 | 860 | 5000 | No | - | - | Yes | 2800 | 8400 | - | - | - | No | - | - | - | - | - | - | - | - | No | - | - | No | - | - | N/A | 70 | 4.696 | 4.481 | 5.064 | 6.099 | 5.64 | 5.551 | 569 | 910 | 2574 | 1179 | 1510 | 3384 | 3 | 2.5 | 3.5 | 3.667 | 4.345 | 5.295 | 4.136 | 4.769 | 5.342 | 3775 | 1354 | 206 | 1152 | 584 | 135 | 2 | 2.5 | 3.5 | N/A | N/A | N/A | N/A | N/A | N/A | N/A | N/A | 15.864 | 3.2027 | 3.3295
[SEER Multi-Split <=65kW] GEMS (Air Conditioners up to 65kW) Determination 2019 | MEPS 2019 | AS/NZS 3823.1.4:2012 | GWHD(36)NK6PO |  | N/A | GREE | N/A | Non Ducted | vrf | Floor Mounted | Air | Air | China | 2.65 | N/A | 10.6 | N/A | N/A | N/A | N/A | N/A | 2.85 | 11.4 | Enthalpy Test Room | 4.1166 | 4.1845 | N/A | - | N/A | N/A | N/A | N/A | N/A | N/A | N/A | N/A | N/A | N/A | N/A | N/A | N/A | N/A | N/A | N/A | N/A | Single | R32 | Australia,Fiji,New Zealand | 154839 | 2028-06-12 |  | Approved | Reverse Cycle | N/A | Yes | Class 20 | Yes | N/A | N/A | Yes | Yes | Yes | N/A | N/A | Available | N/A | N/A |  |  | N/A |  |  | AAC7566 | Yes | Variable output compressor | Inverter | No | - | 10600 | 2.65 | - | 860 | 5300 | No | - | - | - | 2422.1 | 11416.2 | No | 786.04 | 5708.1 | No | - | - | 11400 | 2.85 | 1000 | 5700 | No | - | - | Yes | 3900 | 10500 | No | - | - | No | - | - | - | - | - | No | - | - | No | - | - | No | - | - | 64.6 | 69.1 | 5.439 | 5.236 | 5.758 | 6.835 | 6.372 | 6.24 | 524 | 827 | 2386 | 1113 | 1412 | 3168 | 3.5 | 3.5 | 4 | 3.901 | 4.546 | 5.214 | 4.261 | 4.824 | 5.228 | 3840 | 1390 | 210 | 1201 | 613 | 136 | 2 | 3 | 3.5 | N/A | N/A | N/A | N/A | N/A | N/A | N/A | N/A | 10.5 | 3.9471 | 3.9508
[SEER Multi-Split <=65kW] GEMS (Air Conditioners up to 65kW) Determination 2019 | MEPS 2019 | AS/NZS 3823.1.4:2012 | GWHD(42)NK6PO |  | N/A | GREE | N/A | Non Ducted | vrf | Floor Mounted | Air | Air | China | 3.1 | N/A | 12.3 | N/A | N/A | N/A | N/A | N/A | 3.2 | 12.6 | Enthalpy Test Room | 3.8917 | 4.6757 | N/A | - | N/A | N/A | N/A | N/A | N/A | N/A | N/A | N/A | N/A | N/A | N/A | N/A | N/A | N/A | N/A | N/A | N/A | Single | R32 | Australia,Fiji,New Zealand | 154840 | 2028-06-11 |  | Approved | Reverse Cycle | N/A | Yes | Class 20 | Yes | N/A | N/A | Yes | Yes | Yes | N/A | N/A | Available | N/A | N/A |  |  | N/A |  |  | AAC7565 | Yes | Variable output compressor | Inverter | No | - | 12300 | 3.1 | - | 980 | 6150 | No | - | - | - | 2833.4 | 13247.1 | No | 895.72 | 6623.55 | No | - | - | 12600 | 3.2 | 1050 | 6300 | No | - | - | Yes | 3750 | 11000 | No | - | - | No | - | - | - | - | - | No | - | - | No | - | - | No | - | - | 64.6 | 71.4 | 5.499 | 5.277 | 5.802 | 6.93 | 6.448 | 6.298 | 601 | 953 | 2748 | 1274 | 1619 | 3642 | 3.5 | 3.5 | 4 | 3.971 | 4.676 | 5.474 | 4.388 | 5.016 | 5.497 | 4170 | 1495 | 223 | 1291 | 654 | 145 | 2 | 3 | 3.5 | N/A | N/A | N/A | N/A | N/A | N/A | N/A | N/A | 12 | 3.9165 | 3.8882
[SEER Non Multi-Split <=65kW] GEMS (Air Conditioners up to 65kW) Determination 2019 | MEPS 2019 | AS/NZS 3823.1.2:2012 | 1U100S2SN5FA / AD100S2SM7FA |  | N/A | Haier | N/A | Ducted | Single Split System | - | Air | Air | China | 3.17 | N/A | 10 | N/A | N/A | N/A | N/A | N/A | 3.14 | 10.8 | Enthalpy Test Room | 3.2095 | 3.5611 | N/A | - | N/A | N/A | N/A | N/A | N/A | N/A | N/A | N/A | N/A | N/A | N/A | N/A | N/A | N/A | N/A | N/A | N/A | Single | R32 | Australia,Fiji,New Zealand | 140058 | 2026-08-12 |  | Approved | Reverse Cycle | N/A | Yes | Class 11 | Yes | N/A | N/A | N/A | N/A | N/A | N/A | N/A | Available | N/A | N/A |  |  | N/A |  |  | AAC6205 | Yes | Variable output compressor | Inverter | No | - | 10000 | 3.17 | - | 1250 | 5000 | No | - | - | - | 2897.38 | 10770 | No | 1142.5 | 5385 | No | - | - | 10800 | 3.14 | 1350 | 5400 | No | - | - | Yes | 3400 | 8700 | No | - | - | No | - | - | - | - | - | No | - | - | No | - | - | No | - | - | - | 68 | 3.864 | 3.767 | 4.074 | 4.652 | 4.383 | 4.35 | 704 | 1094 | 3192 | 1552 | 1945 | 4296 | 2 | 2 | 2.5 | 3.019 | 3.397 | 3.69 | 3.191 | 3.496 | 3.681 | 4693 | 1753 | 271 | 1513 | 794 | 174 | 1.5 | 1.5 | 2 | No | - | - | - | - | N/A | N/A | N/A | 10 | 3.1213 | 3.4029
[SEER Non Multi-Split <=65kW] GEMS (Air Conditioners up to 65kW) Determination 2019 | MEPS 2019 | AS/NZS 3823.1.1:2012 | 1U100S2SN5FA / ABH105K5ERG |  | N/A | Haier | N/A | Non Ducted | Single Split System | Cassette | Air | Air | China | 3.16 | N/A | 10 | N/A | N/A | N/A | N/A | N/A | 3.25 | 11.5 | Enthalpy Test Room | 3.2695 | 3.55 | N/A | - | N/A | N/A | N/A | N/A | N/A | N/A | N/A | N/A | N/A | N/A | N/A | N/A | N/A | N/A | N/A | N/A | N/A | Single | R32 | Australia,Fiji,New Zealand | 153233 | 2028-04-12 |  | Approved | Reverse Cycle | N/A | Yes | Class 11 | Yes | N/A | N/A | N/A | N/A | N/A | N/A | N/A | Available | N/A | N/A |  |  | N/A |  |  | AAC7420 | Yes | Variable output compressor | Inverter | No | - | 10000 | 3.16 | - | 1150 | 5000 | No | - | - | - | 2888.24 | 10770 | No | 1051.1 | 5385 | No | - | - | 11500 | 3.25 | 1150 | 5550 | No | - | - | Yes | 3200 | 9900 | No | - | - | No | - | - | - | - | - | No | - | - | No | - | - | No | - | - | - | - | 4.083 | 3.953 | 4.284 | 4.979 | 4.668 | 4.598 | 665 | 1042 | 3034 | 1449 | 1825 | 4063 | 2.5 | 2 | 2.5 | 3.528 | 3.956 | 4.436 | 3.784 | 4.16 | 4.447 | 4279 | 1605 | 242 | 1361 | 713 | 156 | 2 | 2 | 2.5 | No | - | - | - | - | N/A | N/A | N/A | 10 | 3.1311 | 3.502
[SEER Non Multi-Split <=65kW] GEMS (Air Conditioners up to 65kW) Determination 2019 | MEPS 2019 | AS/NZS 3823.1.2:2012 | 1U100S2SN5FA / AD100S2SH5FA |  | N/A | Haier | N/A | Ducted | Single Split System | - | Air | Air | China | 3.12 | N/A | 10 | N/A | N/A | N/A | N/A | N/A | 3.19 | 11.5 | Enthalpy Test Room | 3.3566 | 4.0391 | N/A | - | N/A | N/A | N/A | N/A | N/A | N/A | N/A | N/A | N/A | N/A | N/A | N/A | N/A | N/A | N/A | N/A | N/A | Single | R32 | Australia,Fiji,New Zealand | 140056 | 2026-08-13 |  | Approved | Reverse Cycle | N/A | Yes | Class 11 | Yes | N/A | N/A | N/A | N/A | N/A | N/A | N/A | Available | N/A | N/A |  |  | N/A |  |  | AAC6208 | Yes | Variable output compressor | Inverter | No | - | 10000 | 3.12 | - | 1100 | 5000 | No | - | - | - | 2851.68 | 10770 | No | 1005.4 | 5385 | No | - | - | 11500 | 3.19 | 1300 | 5750 | No | - | - | Yes | 3200 | 8400 | No | - | - | No | - | - | - | - | - | No | - | - | No | - | - | - | - | - | - | 68 | 4.217 | 4.072 | 4.419 | 5.171 | 4.839 | 4.753 | 644 | 1011 | 2941 | 1394 | 1760 | 3930 | 2.5 | 2.5 | 2.5 | 3.056 | 3.567 | 4.071 | 3.239 | 3.772 | 4.066 | 4936 | 1777 | 262 | 1586 | 784 | 169 | 1.5 | 2 | 2.5 | No | - | - | - | - | N/A | N/A | N/A | 10 | 3.1708 | 3.5672
[SEER Non Multi-Split <=65kW] GEMS (Air Conditioners up to 65kW) Determination 2019 | MEPS 2019 | AS/NZS 3823.1.2:2012 | 1U125S2SN5FA / AD125S2SH5FA |  | N/A | Haier | N/A | Ducted | Single Split System | - | Air | Air | China | 3.89 | N/A | 12.5 | N/A | N/A | N/A | N/A | N/A | 3.73 | 14 | Enthalpy Test Room | 3.239 | 3.8562 | N/A | - | N/A | N/A | N/A | N/A | N/A | N/A | N/A | N/A | N/A | N/A | N/A | N/A | N/A | N/A | N/A | N/A | N/A | Single | R32 | Australia,Fiji,New Zealand | 148740 | 2027-08-11 |  | Approved | Reverse Cycle | N/A | Yes | Class 11 | Yes | N/A | N/A | N/A | N/A | N/A | N/A | N/A | Available | N/A | N/A |  |  | N/A |  |  | AAC6862 | Yes | Variable output compressor | Inverter | No | - | 12500 | 3.89 | - | 1480 | 6250 | No | - | - | - | 3555.46 | 13462.5 | No | 1352.72 | 6731.25 | No | - | - | 14000 | 3.73 | 1650 | 7000 | No | - | - | Yes | 3800 | 10000 | No | - | - | No | - | - | - | - | - | No | - | - | No | - | - | No | - | - | - | - | 4.088 | 3.96 | 4.254 | 4.909 | 4.609 | 4.546 | 836 | 1306 | 3826 | 1842 | 2316 | 5143 | 2.5 | 2 | 2.5 | 2.995 | 3.486 | 3.918 | 3.158 | 3.525 | 3.906 | 6126 | 2207 | 325 | 1975 | 1015 | 208 | 1 | 1.5 | 2 | No | - | - | - | - | N/A | N/A | N/A | 10 | 3.1857 | 3.7196
[SEER Non Multi-Split <=65kW] GEMS (Air Conditioners up to 65kW) Determination 2019 | MEPS 2019 | AS/NZS 3823.1.1:2012 | 1U125S2SP5FA / ABH125K5ERG |  | N/A | Haier | N/A | Non Ducted | Single Split System | Cassette | Air | Air | China | 3.8 | N/A | 12 | N/A | N/A | N/A | N/A | N/A | 4 | 13 | Enthalpy Test Room | 3.2418 | 3.2926 | N/A | - | N/A | N/A | N/A | N/A | N/A | N/A | N/A | N/A | N/A | N/A | N/A | N/A | N/A | N/A | N/A | N/A | N/A | Single | R32 | Australia,Fiji,New Zealand | 153236 | 2028-04-12 |  | Approved | Reverse Cycle | N/A | Yes | Class 11 | Yes | N/A | N/A | N/A | N/A | N/A | N/A | N/A | Available | N/A | N/A |  |  | N/A |  |  | AAC7421 | Yes | Variable output compressor | Inverter | No | - | 12000 | 3.8 | - | 1500 | 6000 | No | - | - | - | 3473.2 | 12924 | No | 1371 | 6462 | No | - | - | 13000 | 4 | 1800 | 6500 | No | - | - | Yes | 3800 | 10000 | No | - | - | No | - | - | - | - | - | No | - | - | No | - | - | No | - | - | - | - | 3.915 | 3.806 | 4.088 | 4.679 | 4.404 | 4.36 | 838 | 1305 | 3821 | 1856 | 2327 | 5147 | 2 | 2 | 2.5 | 2.8 | 3.105 | 3.337 | 2.849 | 3.182 | 3.325 | 6084 | 2300 | 352 | 2032 | 1043 | 226 | 1 | 1.5 | 1.5 | No | - | - | - | - | N/A | N/A | N/A | 10 | 3.1301 | 3.2228
[SEER Non Multi-Split <=65kW] GEMS (Air Conditioners up to 65kW) Determination 2019 | MEPS 2019 | AS/NZS 3823.1.2:2012 | 1U125S2SP5FA / AD125S2SH5FA |  | N/A | Haier | N/A | Ducted | Single Split System | - | Air | Air | China | 3.68 | N/A | 12.5 | N/A | N/A | N/A | N/A | N/A | 3.68 | 14 | Enthalpy Test Room | 3.4711 | 4.0579 | N/A | - | N/A | N/A | N/A | N/A | N/A | N/A | N/A | N/A | N/A | N/A | N/A | N/A | N/A | N/A | N/A | N/A | N/A | Single | R32 | Australia,Fiji,New Zealand | 140059 | 2026-08-18 |  | Approved | Reverse Cycle | N/A | Yes | Class 11 | Yes | N/A | N/A | N/A | N/A | N/A | N/A | N/A | Available | N/A | N/A |  |  | N/A |  |  | AAC6216 | Yes | Variable output compressor | Inverter | No | - | 12500 | 3.68 | - | 1700 | 6250 | No | - | - | - | 3363.52 | 13462.5 | No | 1553.8 | 6731.25 | No | - | - | 14000 | 3.68 | 1850 | 7000 | No | - | - | Yes | 3600 | 11500 | No | - | - | No | - | - | - | - | - | No | - | - | No | - | - | No | - | - | - | 69 | 3.788 | 3.731 | 4.003 | 4.425 | 4.201 | 4.228 | 904 | 1388 | 4067 | 2046 | 2543 | 5530 | 2 | 2 | 2.5 | 3.155 | 3.419 | 3.514 | 3.21 | 3.417 | 3.491 | 5816 | 2250 | 359 | 1943 | 1046 | 231 | 1.5 | 1.5 | 2 | No | - | - | - | - | N/A | N/A | N/A | 10 | 3.3658 | 3.7697
[SEER Non Multi-Split <=65kW] GEMS (Air Conditioners up to 65kW) Determination 2019 | MEPS 2019 | AS/NZS 3823.1.2:2012 | 1U125S2SP5FA / AD125S2SM7FA |  | N/A | Haier | N/A | Ducted | Single Split System | - | Air | Air | China | 3.77 | N/A | 12 | N/A | N/A | N/A | N/A | N/A | 4.01 | 14 | Enthalpy Test Room | 3.3196 | 3.4769 | N/A | - | N/A | N/A | N/A | N/A | N/A | N/A | N/A | N/A | N/A | N/A | N/A | N/A | N/A | N/A | N/A | N/A | N/A | Single | R32 | Australia,Fiji,New Zealand | 140060 | 2026-08-12 |  | Approved | Reverse Cycle | N/A | Yes | Class 11 | Yes | N/A | N/A | N/A | N/A | N/A | N/A | N/A | Available | N/A | N/A |  |  | N/A |  |  | AAC6206 | Yes | Variable output compressor | Inverter | No | - | 12000 | 3.77 | - | 1600 | 6000 | No | - | - | - | 3445.78 | 12924 | No | 1462.4 | 6462 | No | - | - | 14000 | 4.01 | 1800 | 7000 | No | - | - | Yes | 3800 | 10500 | No | - | - | No | - | - | - | - | - | No | - | - | No | - | - | No | - | - | - | 69 | 3.76 | 3.678 | 3.947 | 4.445 | 4.201 | 4.19 | 874 | 1351 | 3959 | 1954 | 2440 | 5356 | 2 | 2 | 2 | 2.938 | 3.306 | 3.594 | 3.018 | 3.407 | 3.581 | 6246 | 2326 | 352 | 2066 | 1049 | 226 | 1 | 1.5 | 2 | No | - | - | - | - | N/A | N/A | N/A | 10 | 3.1547 | 3.4621
[SEER Non Multi-Split <=65kW] GEMS (Air Conditioners up to 65kW) Determination 2019 | MEPS 2019 | AS/NZS 3823.1.1:2012 | 1U140S2SP5FA / AB140S5SR1FA |  | N/A | Haier | N/A | Non Ducted | Single Split System | Cassette | Air | Air | China | 4.09 | N/A | 14 | N/A | N/A | N/A | N/A | N/A | 4.05 | 14.5 | Enthalpy Test Room | 3.357 | 3.532 | N/A | - | N/A | N/A | N/A | N/A | N/A | N/A | N/A | N/A | N/A | N/A | N/A | N/A | N/A | N/A | N/A | N/A | N/A | Single | R32 | Australia,Fiji,New Zealand | 158740 | 2029-01-07 |  | Approved | Reverse Cycle | N/A | Yes | Class 11 | Yes | N/A | N/A | N/A | N/A | N/A | N/A | N/A | Available | N/A | N/A |  |  | N/A |  |  | AAC7995 | Yes | Variable output compressor | Inverter | No | - | 14000 | 4.09 | - | 1660 | 7000 | No | - | - | - | 3738.26 | 15078 | No | 1517.24 | 7539 | No | - | - | 14500 | 4.05 | 1680 | 7250 | No | - | - | Yes | 4200 | 12550 | No | - | - | No | - | - | - | - | - | No | - | - | No | - | - | No | - | - | - | - | 4.161 | 4.056 | 4.358 | 4.955 | 4.672 | 4.639 | 920 | 1428 | 4183 | 2044 | 2559 | 5643 | 2.5 | 2.5 | 2.5 | 3.337 | 3.681 | 3.975 | 3.497 | 3.787 | 3.969 | 5699 | 2168 | 334 | 1851 | 981 | 214 | 1.5 | 2 | 2 | No | - | - | - | - | N/A | N/A | N/A | 11 | 3.3921 | 3.5477
[SEER Non Multi-Split <=65kW] GEMS (Air Conditioners up to 65kW) Determination 2019 | MEPS 2019 | AS/NZS 3823.1.2:2012 | 1U140S2SP5FA / AD140S2SH5FA |  | N/A | Haier | N/A | Ducted | Single Split System | - | Air | Air | China | 4.43 | N/A | 14 | N/A | N/A | N/A | N/A | N/A | 4.57 | 16 | Enthalpy Test Room | 3.5847 | 3.7655 | N/A | - | N/A | N/A | N/A | N/A | N/A | N/A | N/A | N/A | N/A | N/A | N/A | N/A | N/A | N/A | N/A | N/A | N/A | Single | R32 | Australia,Fiji,New Zealand | 140061 | 2026-08-18 |  | Approved | Reverse Cycle | N/A | Yes | Class 11 | Yes | N/A | N/A | N/A | N/A | N/A | N/A | N/A | Available | N/A | N/A |  |  | N/A |  |  | AAC6217 | Yes | Variable output compressor | Inverter | No | - | 14000 | 4.43 | - | 1550 | 7000 | No | - | - | - | 4049.02 | 15078 | No | 1416.7 | 7539 | No | - | - | 16000 | 4.57 | 1950 | 8000 | No | - | - | Yes | 4200 | 11500 | No | - | - | No | - | - | - | - | - | No | - | - | No | - | - | No | - | - | - | 72 | 4.285 | 4.11 | 4.404 | 5.186 | 4.84 | 4.728 | 895 | 1412 | 4141 | 1954 | 2472 | 5539 | 2.5 | 2.5 | 2.5 | 2.956 | 3.39 | 3.783 | 3.089 | 3.427 | 3.775 | 7091 | 2589 | 380 | 2304 | 1189 | 243 | 1 | 1.5 | 2 | No | - | - | - | - | N/A | N/A | N/A | 10 | 3.1363 | 3.4754
[SEER Non Multi-Split <=65kW] GEMS (Air Conditioners up to 65kW) Determination 2019 | MEPS 2019 | AS/NZS 3823.1.2:2012 | 1U140S2SP5FA / AD140S2SM7FA |  | N/A | Haier | N/A | Ducted | Single Split System | - | Air | Air | China | 4.11 | N/A | 13 | N/A | N/A | N/A | N/A | N/A | 4.29 | 15 | Enthalpy Test Room | 3.3218 | 3.5318 | N/A | - | N/A | N/A | N/A | N/A | N/A | N/A | N/A | N/A | N/A | N/A | N/A | N/A | N/A | N/A | N/A | N/A | N/A | Single | R32 | Australia,Fiji,New Zealand | 140062 | 2026-08-13 |  | Approved | Reverse Cycle | N/A | Yes | Class 11 | Yes | N/A | N/A | N/A | N/A | N/A | N/A | N/A | Available | N/A | N/A |  |  | N/A |  |  | AAC6207 | Yes | Variable output compressor | Inverter | No | - | 13000 | 4.11 | - | 1600 | 6500 | No | - | - | - | 3756.54 | 14001 | No | 1462.4 | 7000.5 | No | - | - | 15000 | 4.29 | 1900 | 7500 | No | - | - | Yes | 4200 | 11500 | No | - | - | No | - | - | - | - | - | No | - | - | No | - | - | No | - | - | - | 70 | 3.977 | 3.858 | 4.134 | 4.749 | 4.465 | 4.41 | 895 | 1397 | 4096 | 1982 | 2488 | 5514 | 2 | 2 | 2.5 | 2.978 | 3.351 | 3.646 | 3.06 | 3.455 | 3.634 | 6599 | 2457 | 370 | 2182 | 1107 | 237 | 1 | 1.5 | 2 | No | - | - | - | - | N/A | N/A | N/A | 10 | 3.1372 | 3.4692
[SEER Non Multi-Split <=65kW] GEMS (Air Conditioners up to 65kW) Determination 2019 | MEPS 2019 | AS/NZS 3823.1.2:2012 | 1U160S2SP5FA / AD160S2SH5FA |  | N/A | Haier | N/A | Ducted | Single Split System | - | Air | Air | China | 4.83 | N/A | 15.5 | N/A | N/A | N/A | N/A | N/A | 4.8 | 18 | Enthalpy Test Room | 3.4049 | 3.7148 | N/A | - | N/A | N/A | N/A | N/A | N/A | N/A | N/A | N/A | N/A | N/A | N/A | N/A | N/A | N/A | N/A | N/A | N/A | Single | R32 | Australia,Fiji,New Zealand | 140063 | 2026-08-18 |  | Approved | Reverse Cycle | N/A | Yes | Class 11 | Yes | N/A | N/A | N/A | N/A | N/A | N/A | N/A | Available | N/A | N/A |  |  | N/A |  |  | AAC6218 | Yes | Variable output compressor | Inverter | No | - | 15500 | 4.83 | - | 1800 | 7525 | No | - | - | - | 4414.62 | 16693.5 | No | 1645.2 | 8104.425 | No | - | - | 18000 | 4.8 | 2200 | 9000 | No | - | - | Yes | 4200 | 12000 | No | - | - | No | - | - | - | - | - | No | - | - | No | - | - | No | - | - | - | 73 | 4.108 | 3.974 | 4.236 | 4.899 | 4.597 | 4.518 | 1037 | 1621 | 4770 | 2294 | 2884 | 6420 | 2.5 | 2 | 2.5 | 2.722 | 3.138 | 3.784 | 2.921 | 3.416 | 3.768 | 8656 | 3142 | 424 | 2737 | 1340 | 271 | 1 | 1.5 | 2 | No | - | - | - | - | N/A | N/A | N/A | 10 | 3.1868 | 3.7238
[SEER Non Multi-Split <=65kW] GEMS (Air Conditioners up to 65kW) Determination 2019 | MEPS 2019 | AS/NZS 3823.1.2:2012 | 1U180S2SP5FA / AD180S2SH5FA |  | N/A | Haier | N/A | Ducted | Single Split System | - | Air | Air | China | 5.63 | N/A | 18 | N/A | N/A | N/A | N/A | N/A | 5.33 | 20 | Enthalpy Test Room | 3.2305 | 3.8724 | N/A | - | N/A | N/A | N/A | N/A | N/A | N/A | N/A | N/A | N/A | N/A | N/A | N/A | N/A | N/A | N/A | N/A | N/A | Single | R32 | Australia,Fiji,New Zealand | 148216 | 2027-07-19 |  | Approved | Reverse Cycle | N/A | Yes | Class 11 | Yes | N/A | N/A | N/A | N/A | N/A | N/A | N/A | Available | N/A | N/A |  |  | N/A |  |  | AAC6832 | Yes | Variable output compressor | Inverter | No | - | 18000 | 5.63 | - | 2200 | 9000 | No | - | - | - | 5145.82 | 19386 | No | 2010.8 | 9693 | No | - | - | 20000 | 5.33 | 2500 | 10000 | No | - | - | Yes | 4500 | 13000 | No | - | - | No | - | - | - | - | - | No | - | - | No | - | - | No | - | - | - | - | 4.022 | 3.9 | 4.173 | 4.792 | 4.505 | 4.449 | 1227 | 1915 | 5621 | 2721 | 3416 | 7570 | 2.5 | 2 | 2.5 | 2.676 | 3.08 | 3.703 | 2.868 | 3.165 | 3.686 | 9789 | 3561 | 486 | 3102 | 1608 | 311 | 1 | 1.5 | 2 | No | - | - | - | - | N/A | N/A | N/A | 13 | 3.1724 | 3.7217
[SEER Non Multi-Split <=65kW] GEMS (Air Conditioners up to 65kW) Determination 2019 | MEPS 2019 | AS/NZS 3823.1.1:2012 | 1U25MAEFRA / AS25QCEHRA |  | N/A | Haier | N/A | Non Ducted | Single Split System | Wall Hung | Air | Air | China | 0.52 | N/A | 2.5 | N/A | N/A | N/A | N/A | N/A | 0.7 | 3.2 | Calorimeter Room | 5.0052 | 4.8786 | N/A | - | N/A | N/A | N/A | N/A | N/A | N/A | N/A | N/A | N/A | N/A | N/A | N/A | N/A | N/A | N/A | N/A | N/A | Single | R32 | Australia,Fiji,New Zealand | 147748 | 2027-07-04 |  | Approved | Reverse Cycle | N/A | Yes | Class 8 | Yes | N/A | N/A | N/A | N/A | N/A | N/A | N/A | Available | N/A | N/A |  |  | N/A |  |  | AAC6803 | Yes | Variable output compressor | Inverter | No | - | 2500 | 0.52 | - | 340 | 1200 | No | - | - | - | 475.28 | 2692.5 | Yes | 135 | 1150 | No | - | - | 3200 | 0.7 | 300 | 1600 | No | - | - | No | - | - | - | 800 | 2900 | No | - | - | - | - | - | - | - | - | No | - | - | No | - | - | 61.9 | 61.2 | 9.388 | 8.799 | 12.196 | -7.48 | -42.829 | -8.724 | 70 | 114 | 263 | -249 | -55 | -542 | 7.5 | 7 | 10 | 4.042 | 4.543 | 4.913 | 4.255 | 4.675 | 4.905 | 1039 | 388 | 60 | 336 | 176 | 39 | 2.5 | 3 | 3 | No | - | - | - | - | N/A | N/A | N/A | 2.2 | 4.7399 | 4.5234
[SEER Non Multi-Split <=65kW] GEMS (Air Conditioners up to 65kW) Determination 2019 | MEPS 2019 | AS/NZS 3823.1.1:2012 | 1U25MAFFRA / AS25QCFHRA |  | N/A | Haier | N/A | Non Ducted | Single Split System | Wall Hung | Air | Air | China | 0.49 | N/A | 2.5 | N/A | N/A | N/A | N/A | N/A | 0.69 | 3.2 | Calorimeter Room | 5.1127 | 5.0726 | N/A | - | N/A | N/A | N/A | N/A | N/A | N/A | N/A | N/A | N/A | N/A | N/A | N/A | N/A | N/A | N/A | N/A | N/A | Single | R32 | Australia,Fiji,New Zealand | 161810 | 2029-05-20 |  | Approved | Reverse Cycle | N/A | Yes | Class 8 | Yes | N/A | N/A | N/A | N/A | N/A | N/A | N/A | Available | N/A | N/A |  |  | N/A |  |  | AAC8249 | Yes | Variable output compressor | Inverter | No | - | 2500 | 0.49 | - | 240 | 1350 | Yes | 220 | 1000 | - | 447.86 | 2692.5 | Yes | 150 | 1250 | - | 100 | 800 | 3200 | 0.69 | 250 | 1500 | No | - | - | Yes | 1000 | 3400 | No | - | - | No | - | - | - | - | - | No | - | - | No | - | - | No | - | - | 61.9 | 61.2 | 7.731 | 7.643 | 8.606 | 13.561 | 8.957 | 8.812 | 86 | 132 | 375 | 130 | 236 | 528 | 6 | 6 | 7 | 4.57 | 5.015 | 5.544 | 4.833 | 5.231 | 5.549 | 919 | 352 | 54 | 296 | 158 | 35 | 3 | 3.5 | 4 | No | - | - | - | - | N/A | N/A | N/A | 2.2 | 5.0258 | 4.5882
[SEER Non Multi-Split <=65kW] GEMS (Air Conditioners up to 65kW) Determination 2019 | MEPS 2019 | AS/NZS 3823.1.1:2012 | 1U25YAMCRA / AS25TBMCRA |  | N/A | Haier | N/A | Non Ducted | Single Split System | Wall Hung | Air | - | China | 0.65 | N/A | 2.5 | N/A | N/A | N/A | N/A | N/A | - | - | Calorimeter Room | 3.9736 | - | N/A | - | N/A | N/A | N/A | N/A | N/A | N/A | N/A | N/A | N/A | N/A | N/A | N/A | N/A | N/A | N/A | N/A | N/A | Single | R32 | Australia,Fiji,New Zealand | 161825 | 2029-05-20 |  | Approved | Cooling Only | N/A | Yes | Class 8 | Yes | N/A | N/A | N/A | N/A | N/A | N/A | N/A | Available | N/A | N/A |  |  | N/A |  |  | AAC8251 | Yes | Variable output compressor | Inverter | No | - | 2500 | 0.65 | - | 250 | 1250 | No | - | - | - | 594.1 | 2692.5 | No | 228.5 | 1346.25 | No | - | - | - | - | - | - | - | - | - | - | - | - | - | - | - | - | - | - | - | - | - | - | - | - | - | - | - | - | - | - | 57.3 | 59.8 | 4.891 | 4.735 | 5.067 | 5.84 | 5.484 | 5.408 | 140 | 219 | 643 | 310 | 390 | 865 | 3 | 3 | 3.5 | - | - | - | - | - | - | - | - | - | - | - | - | - | - | - | No | - | - | - | - | N/A | N/A | N/A | 1.5 | 3.8164 | -
[SEER Non Multi-Split <=65kW] GEMS (Air Conditioners up to 65kW) Determination 2019 | MEPS 2019 | AS/NZS 3823.1.1:2012 | 1U25YAMFRA / AS25TBMHRA |  | N/A | Haier | N/A | Non Ducted | Single Split System | Wall Hung | Air | Air | China | 0.67 | N/A | 2.5 | N/A | N/A | N/A | N/A | N/A | 0.8 | 3 | Calorimeter Room | 3.8599 | 3.7688 | N/A | - | N/A | N/A | N/A | N/A | N/A | N/A | N/A | N/A | N/A | N/A | N/A | N/A | N/A | N/A | N/A | N/A | N/A | Single | R32 | Australia,Fiji,New Zealand | 155110 | 2028-07-04 |  | Approved | Reverse Cycle | N/A | Yes | Class 8 | Yes | N/A | N/A | N/A | N/A | N/A | N/A | N/A | Available | N/A | N/A |  |  | N/A |  |  | AAC7619 | Yes | Variable output compressor | Inverter | No | - | 2500 | 0.67 | - | 260 | 1250 | No | - | - | - | 612.38 | 2692.5 | No | 237.64 | 1346.25 | No | - | - | 3000 | 0.8 | 310 | 1500 | No | - | - | Yes | 1090 | 2950 | No | - | - | No | - | - | - | - | - | No | - | - | No | - | - | No | - | - | 56.3 | 59.1 | 4.689 | 4.549 | 4.883 | 5.611 | 5.274 | 5.211 | 146 | 228 | 667 | 322 | 405 | 897 | 3 | 3 | 3 | 3.632 | 4.034 | 4.444 | 3.849 | 4.196 | 4.445 | 1082 | 408 | 61 | 347 | 183 | 39 | 2 | 2.5 | 2.5 | No | - | - | - | - | N/A | N/A | N/A | 1.705 | 3.6995 | 3.7232
[SEER Non Multi-Split <=65kW] GEMS (Air Conditioners up to 65kW) Determination 2019 | MEPS 2019 | AS/NZS 3823.1.1:2012 | 1U26JACFRA / AS26FBBHRA |  | N/A | Haier | N/A | Non Ducted | Single Split System | Wall Hung | Air | Air | China | 0.5 | N/A | 2.55 | N/A | N/A | N/A | N/A | N/A | 0.66 | 3.3 | Calorimeter Room | 4.9379 | 4.7015 | N/A | - | N/A | N/A | N/A | N/A | N/A | N/A | N/A | N/A | N/A | N/A | N/A | N/A | N/A | N/A | N/A | N/A | N/A | Single | R32 | Australia,Fiji,New Zealand | 140299 | 2026-07-27 |  | Approved | Reverse Cycle | N/A | Yes | Class 8 | Yes | N/A | N/A | N/A | N/A | N/A | N/A | N/A | Available | N/A | N/A |  |  | N/A |  |  | AAC6185 | Yes | Variable output compressor | Inverter | No | - | 2550 | 0.5 | - | 200 | 1230 | No | - | - | - | 457 | 2746.35 | No | 182.8 | 1324.71 | Yes | 150 | 1260 | 3300 | 0.66 | 290 | 1650 | Yes | 210 | 1300 | No | - | - | - | 800 | 2550 | No | - | - | - | - | - | - | - | - | No | - | - | No | - | - | 59.1 | 64.6 | 6.113 | 6.055 | 6.573 | 7.722 | 7.289 | 7.023 | 112 | 172 | 503 | 237 | 297 | 677 | 4.5 | 4.5 | 5 | 3.881 | 4.585 | 5.682 | 4.423 | 5.101 | 5.76 | 1115 | 397 | 54 | 333 | 166 | 34 | 2 | 3 | 4 | No | - | - | - | - | N/A | N/A | N/A | 2.17 | 5.0263 | 4.945
[SEER Non Multi-Split <=65kW] GEMS (Air Conditioners up to 65kW) Determination 2019 | MEPS Oct 2011 | AS/NZS 3823.1.1:2012 | 1U26MA4ERA / AS26TB4HRA |  | N/A | Haier | 2.45 | Non Ducted | Single Split System | Wall Hung | Air | Air | China | 0.71 | 0.2 | 2.65 | 200 | 0 | 0 | 0 | 290 | 0.77 | 2.9 | Calorimeter Room | 3.861 | 4.4239 | Yes | 0 | N/A | 0.8 | 0.78 | 0 | 0 | N/A | N/A | N/A | 3.8462 | 4.4091 | N/A | N/A | 3.1925 | 4.3182 | 3 | 4 | Calorimeter Room | Single | R410A | Australia,Fiji,New Zealand | 122820 | 2024-09-12 |  | Approved | Reverse Cycle | 865 | Yes | Class 8 | No | - | Yes | - | - | - | H0011800967 | 3.861 | Available | N/A | N/A |  |  | Yes |  | https://reg.energyrating.gov.au/static/common/images/star_ratings_2014/aircon_rating_3_4.png | AAC4212 | N/A | Variable output compressor | Inverter | N/A | N/A | N/A | 0.71 | N/A | N/A | N/A | N/A | N/A | N/A | N/A | N/A | N/A | N/A | N/A | N/A | N/A | N/A | N/A | N/A | 0.77 | N/A | N/A | N/A | N/A | N/A | N/A | N/A | N/A | N/A | N/A | N/A | N/A | N/A | N/A | N/A | N/A | N/A | N/A | N/A | N/A | N/A | N/A | N/A | N/A | N/A | N/A | N/A | N/A | N/A | N/A | N/A | N/A | N/A | N/A | N/A | N/A | N/A | N/A | N/A | N/A | N/A | N/A | N/A | N/A | N/A | N/A | N/A | N/A | N/A | N/A | N/A | N/A | N/A | N/A | N/A | N/A | N/A | N/A | N/A | N/A | N/A | N/A | N/A | N/A | N/A | N/A | N/A | 3.7182 | 3.7534
[SEER Non Multi-Split <=65kW] GEMS (Air Conditioners up to 65kW) Determination 2019 | MEPS 2019 | AS/NZS 3823.1.1:2012 | 1U26MACFRA / AS26TACHRA |  | N/A | Haier | N/A | Non Ducted | Single Split System | Wall Hung | Air | Air | China | 0.67 | N/A | 2.5 | N/A | N/A | N/A | N/A | N/A | 0.78 | 2.9 | Calorimeter Room | 4.0186 | 4.2982 | N/A | - | N/A | N/A | N/A | N/A | N/A | N/A | N/A | N/A | N/A | N/A | N/A | N/A | N/A | N/A | N/A | N/A | N/A | Single | R32 | Australia,Fiji,New Zealand | 129752 | 2025-06-19 |  | Approved | Reverse Cycle | N/A | Yes | Class 8 | Yes | N/A | N/A | N/A | N/A | N/A | N/A | N/A | Available | N/A | N/A |  |  | N/A |  |  | AAC4930 | Yes | Variable output compressor | Inverter | No | - | 2500 | 0.67 | - | 250 | 1250 | No | - | - | - | 612.38 | 2692.5 | No | 228.5 | 1346.25 | No | - | - | 2900 | 0.78 | 290 | 1450 | No | - | - | No | - | - | - | 695 | 2000 | No | - | - | - | - | - | - | - | - | No | - | - | No | - | - | 51.2 | 61 | 4.705 | 4.573 | 4.969 | 5.736 | 5.39 | 5.328 | 144 | 225 | 654 | 314 | 395 | 876 | 3 | 3 | 3 | 3.172 | 3.694 | 4.532 | 3.577 | 4.064 | 4.572 | 1199 | 432 | 59 | 362 | 183 | 38 | 1.5 | 2 | 3 | No | - | - | - | - | N/A | N/A | N/A | 2.3 | 3.6885 | 3.6813
[SEER Non Multi-Split <=65kW] GEMS (Air Conditioners up to 65kW) Determination 2019 | MEPS 2019 | AS/NZS 3823.1.1:2012 | 1U26MADFRA / AS26PBDHRA |  | N/A | Haier | N/A | Non Ducted | Single Split System | Wall Hung | Air | Air | China | 0.56 | N/A | 2.5 | N/A | N/A | N/A | N/A | N/A | 0.68 | 3 | Calorimeter Room | 4.9165 | 4.7662 | N/A | - | N/A | N/A | N/A | N/A | N/A | N/A | N/A | N/A | N/A | N/A | N/A | N/A | N/A | N/A | N/A | N/A | N/A | Single | R32 | Australia,Fiji,New Zealand | 139673 | 2026-07-05 |  | Approved | Reverse Cycle | N/A | Yes | Class 8 | Yes | N/A | N/A | N/A | N/A | N/A | N/A | N/A | Available | N/A | N/A |  |  | N/A |  |  | AAC6153 | Yes | Variable output compressor | Inverter | No | - | 2500 | 0.56 | - | 200 | 1250 | No | - | - | - | 511.84 | 2692.5 | No | 182.8 | 1346.25 | No | - | - | 3000 | 0.68 | 250 | 1500 | No | - | - | No | - | - | - | 650 | 2200 | No | - | - | - | - | - | - | - | - | No | - | - | No | - | - | 57.7 | 58.5 | 5.674 | 5.519 | 6.068 | 7.046 | 6.614 | 6.538 | 118 | 185 | 534 | 255 | 321 | 713 | 4 | 4 | 4.5 | 3.788 | 4.505 | 5.457 | 4.263 | 4.917 | 5.493 | 1039 | 368 | 52 | 315 | 158 | 33 | 2 | 3 | 3.5 | No | - | - | - | - | N/A | N/A | N/A | 2.37 | 4.4013 | 4.3604
[SEER Non Multi-Split <=65kW] GEMS (Air Conditioners up to 65kW) Determination 2019 | MEPS 2019 | AS/NZS 3823.1.1:2012 | 1U35JACFRA / AS35FBBHRA |  | N/A | Haier | N/A | Non Ducted | Single Split System | Wall Hung | Air | Air | China | 0.78 | N/A | 3.4 | N/A | N/A | N/A | N/A | N/A | 0.81 | 3.8 | Calorimeter Room | 4.3542 | 4.3253 | N/A | - | N/A | N/A | N/A | N/A | N/A | N/A | N/A | N/A | N/A | N/A | N/A | N/A | N/A | N/A | N/A | N/A | N/A | Single | R32 | Australia,Fiji,New Zealand | 140128 | 2026-07-23 |  | Approved | Reverse Cycle | N/A | Yes | Class 8 | Yes | N/A | N/A | N/A | N/A | N/A | N/A | N/A | Unavailable | N/A | N/A |  |  | N/A |  |  | AAC6178 | Yes | Variable output compressor | Inverter | No | - | 3400 | 0.78 | - | 280 | 1700 | No | - | - | - | 712.92 | 3661.8 | No | 255.92 | 1830.9 | No | - | - | 3800 | 0.81 | 350 | 1820 | No | - | - | No | - | - | - | 1050 | 3000 | No | - | - | - | - | - | - | - | - | No | - | - | No | - | - | 57.9 | 64.5 | 5.793 | 5.574 | 5.979 | 6.996 | 6.542 | 6.41 | 161 | 253 | 741 | 352 | 444 | 992 | 4 | 4 | 4 | 3.528 | 4.063 | 4.764 | 3.887 | 4.371 | 4.792 | 1410 | 513 | 72 | 435 | 221 | 45 | 2 | 2.5 | 3 | No | - | - | - | - | N/A | N/A | N/A | 1.85 | 4.3243 | 4.6554
[SEER Non Multi-Split <=65kW] GEMS (Air Conditioners up to 65kW) Determination 2019 | MEPS Oct 2011 | AS/NZS 3823.1.1:2012 | 1U35MA4ERA / AS35TB4HRA |  | N/A | Haier | 0.5 | Non Ducted | Single Split System | Wall Hung | Air | Air | China | 0.94 | 3 | 3.5 | 200 | 0 | 0 | 0 | 290 | 1.02 | 3.8 | Calorimeter Room | 4.069 | 4.2654 | Yes | 0 | N/A | 0.8 | 0.83 | 0 | 0 | N/A | N/A | N/A | 4.0568 | 4.2535 | N/A | N/A | 3.6137 | 4.0071 | 3.5 | 4 | Calorimeter Room | Single | R410A | Australia,Fiji,New Zealand | 123427 | 2024-09-13 |  | Approved | Reverse Cycle | 865 | Yes | Class 8 | No | - | Yes | - | - | - | H0011800967 | 4.069 | Available | N/A | N/A |  |  | Yes |  | https://reg.energyrating.gov.au/static/common/images/star_ratings_2014/aircon_rating_3.5_4.png | AAC4213 | Yes | Variable output compressor | Inverter | N/A | N/A | 3550 | 0.94 | N/A | 444 | 1950 | N/A | N/A | N/A | N/A | 877.44 | 3823.35 | N/A | 405.816 | 2100.15 | N/A | N/A | N/A | 4000 | 1.02 | 530 | 2160 | N/A | N/A | N/A | N/A | N/A | N/A | N/A | 1350 | 3700 | N/A | N/A | N/A | N/A | N/A | N/A | N/A | N/A | N/A | N/A | N/A | N/A | N/A | N/A | N/A | 52 | 67 | 4.47 | 4.344 | 4.628 | 5.208 | 4.91 | 4.901 | 219 | 340 | 1001 | 495 | 619 | 1356 | 2.5 | 2.5 | 3 | 3.197 | 3.491 | 3.719 | 3.323 | 3.572 | 3.716 | 1638 | 627 | 95 | 534 | 284 | 60 | 1.5 | 1.5 | 2 | N/A | N/A | N/A | N/A | N/A | N/A | N/A | N/A | 1.8 | 3.7127 | 3.7153
[SEER Non Multi-Split <=65kW] GEMS (Air Conditioners up to 65kW) Determination 2019 | MEPS 2019 | AS/NZS 3823.1.1:2012 | 1U35MACFRA / AS35TBCHRA |  | N/A | Haier | N/A | Non Ducted | Single Split System | Wall Hung | Air | Air | China | 0.94 | N/A | 3.5 | N/A | N/A | N/A | N/A | N/A | 1 | 3.7 | Calorimeter Room | 4.1036 | 4.2973 | N/A | - | N/A | N/A | N/A | N/A | N/A | N/A | N/A | N/A | N/A | N/A | N/A | N/A | N/A | N/A | N/A | N/A | N/A | Single | R32 | Australia,Fiji,New Zealand | 129732 | 2025-06-19 |  | Approved | Reverse Cycle | N/A | Yes | Class 8 | Yes | N/A | N/A | N/A | N/A | N/A | N/A | N/A | Available | N/A | N/A |  |  | N/A |  |  | AAC4929 | Yes | Variable output compressor | Inverter | No | - | 3500 | 0.94 | - | 350 | 1750 | No | - | - | - | 859.16 | 3769.5 | No | 319.9 | 1884.75 | No | - | - | 3700 | 1 | 370 | 1850 | No | - | - | No | - | - | - | 1020 | 2800 | No | - | - | - | - | - | - | - | - | No | - | - | No | - | - | 53 | 61.6 | 4.914 | 4.726 | 5.02 | 5.844 | 5.47 | 5.36 | 196 | 309 | 910 | 435 | 548 | 1223 | 3 | 3 | 3.5 | 3.288 | 3.816 | 4.55 | 3.657 | 4.137 | 4.578 | 1473 | 531 | 72 | 449 | 227 | 46 | 1.5 | 2 | 3 | No | - | - | - | - | N/A | N/A | N/A | 1.6 | 3.7021 | 3.6801
[SEER Non Multi-Split <=65kW] GEMS (Air Conditioners up to 65kW) Determination 2019 | MEPS 2019 | AS/NZS 3823.1.1:2012 | 1U35MADFRA / AS35PBDHRA |  | N/A | Haier | N/A | Non Ducted | Single Split System | Wall Hung | Air | Air | China | 0.92 | N/A | 3.5 | N/A | N/A | N/A | N/A | N/A | 1 | 3.7 | Calorimeter Room | 4.1115 | 4.1817 | N/A | - | N/A | N/A | N/A | N/A | N/A | N/A | N/A | N/A | N/A | N/A | N/A | N/A | N/A | N/A | N/A | N/A | N/A | Single | R32 | Australia,Fiji,New Zealand | 139663 | 2026-07-05 |  | Approved | Reverse Cycle | N/A | Yes | Class 8 | Yes | N/A | N/A | N/A | N/A | N/A | N/A | N/A | Available | N/A | N/A |  |  | N/A |  |  | AAC6152 | Yes | Variable output compressor | Inverter | No | - | 3500 | 0.92 | - | 290 | 1700 | No | - | - | - | 840.88 | 3769.5 | No | 265.06 | 1830.9 | No | - | - | 3700 | 1 | 350 | 1850 | No | - | - | No | - | - | - | 860 | 2700 | No | - | - | - | - | - | - | - | - | No | - | - | No | - | - | 59.7 | 62.5 | 5.268 | 5.053 | 5.494 | 6.561 | 6.105 | 5.941 | 180 | 285 | 827 | 384 | 488 | 1100 | 3.5 | 3.5 | 3.5 | 3.452 | 4.046 | 4.816 | 3.844 | 4.379 | 4.841 | 1406 | 504 | 72 | 430 | 218 | 46 | 1.5 | 2.5 | 3 | No | - | - | - | - | N/A | N/A | N/A | 2.96 | 3.7634 | 3.6633
[SEER Non Multi-Split <=65kW] GEMS (Air Conditioners up to 65kW) Determination 2019 | MEPS 2019 | AS/NZS 3823.1.1:2012 | 1U35MAEFRA / AS35QCEHRA |  | N/A | Haier | N/A | Non Ducted | Single Split System | Wall Hung | Air | Air | China | 0.83 | N/A | 3.5 | N/A | N/A | N/A | N/A | N/A | 0.86 | 3.7 | Calorimeter Room | 4.4339 | 4.3422 | N/A | - | N/A | N/A | N/A | N/A | N/A | N/A | N/A | N/A | N/A | N/A | N/A | N/A | N/A | N/A | N/A | N/A | N/A | Single | R32 | Australia,Fiji,New Zealand | 147750 | 2027-07-04 |  | Approved | Reverse Cycle | N/A | Yes | Class 8 | Yes | N/A | N/A | N/A | N/A | N/A | N/A | N/A | Available | N/A | N/A |  |  | N/A |  |  | AAC6802 | Yes | Variable output compressor | Inverter | No | - | 3500 | 0.83 | - | 470 | 1750 | No | - | - | - | 758.62 | 3769.5 | Yes | 200 | 1600 | No | - | - | 3700 | 0.86 | 340 | 1850 | No | - | - | No | - | - | - | 840 | 3100 | No | - | - | - | - | - | - | - | - | No | - | - | No | - | - | 62.8 | 62.9 | 8.612 | 7.91 | 10.253 | -7.14 | -83.391 | -17.545 | 109 | 181 | 442 | -363 | -41 | -379 | 7 | 6 | 8.5 | 3.968 | 4.542 | 5.004 | 4.234 | 4.717 | 5 | 1223 | 448 | 68 | 390 | 201 | 43 | 2 | 3 | 3.5 | No | - | - | - | - | N/A | N/A | N/A | 2.2 | 4.1794 | 4.2654
[SEER Non Multi-Split <=65kW] GEMS (Air Conditioners up to 65kW) Determination 2019 | MEPS 2019 | AS/NZS 3823.1.1:2012 | 1U35MAFFRA / AS35QCFHRA |  | N/A | Haier | N/A | Non Ducted | Single Split System | Wall Hung | Air | Air | China | 0.8 | N/A | 3.5 | N/A | N/A | N/A | N/A | N/A | 0.83 | 3.7 | Calorimeter Room | 4.3799 | 4.454 | N/A | - | N/A | N/A | N/A | N/A | N/A | N/A | N/A | N/A | N/A | N/A | N/A | N/A | N/A | N/A | N/A | N/A | N/A | Single | R32 | Australia,Fiji,New Zealand | 161813 | 2029-05-20 |  | Approved | Reverse Cycle | N/A | Yes | Class 8 | Yes | N/A | N/A | N/A | N/A | N/A | N/A | N/A | Available | N/A | N/A |  |  | N/A |  |  | AAC8246 | Yes | Variable output compressor | Inverter | No | - | 3500 | 0.8 | - | 295 | 1750 | No | - | - | - | 731.2 | 3769.5 | Yes | 200 | 1550 | No | - | - | 3700 | 0.83 | 320 | 1850 | No | - | - | Yes | 1190 | 3700 | No | - | - | No | - | - | - | - | - | No | - | - | No | - | - | No | - | - | 62.8 | 62.9 | 6.329 | 6.073 | 6.62 | 11.843 | 8.772 | 8.076 | 150 | 238 | 687 | 212 | 339 | 809 | 4.5 | 4.5 | 5 | 4.292 | 4.806 | 5.309 | 4.559 | 5.005 | 5.31 | 1131 | 424 | 64 | 362 | 190 | 41 | 2.5 | 3 | 3.5 | No | - | - | - | - | N/A | N/A | N/A | 2.2 | 4.3347 | 4.4182
[SEER Non Multi-Split <=65kW] GEMS (Air Conditioners up to 65kW) Determination 2019 | MEPS 2019 | AS/NZS 3823.1.1:2012 | 1U35MAMCRA / AS35TBMCRA |  | N/A | Haier | N/A | Non Ducted | Single Split System | Wall Hung | Air | - | China | 0.94 | N/A | 3.5 | N/A | N/A | N/A | N/A | N/A | - | - | Calorimeter Room | 3.7494 | - | N/A | - | N/A | N/A | N/A | N/A | N/A | N/A | N/A | N/A | N/A | N/A | N/A | N/A | N/A | N/A | N/A | N/A | N/A | Single | R32 | Australia,Fiji,New Zealand | 161827 | 2029-05-20 |  | Approved | Cooling Only | N/A | Yes | Class 8 | Yes | N/A | N/A | N/A | N/A | N/A | N/A | N/A | Available | N/A | N/A |  |  | N/A |  |  | AAC8252 | Yes | Variable output compressor | Inverter | No | - | 3500 | 0.94 | - | 350 | 1750 | No | - | - | - | 859.16 | 3769.5 | No | 319.9 | 1884.75 | No | - | - | - | - | - | - | - | - | - | - | - | - | - | - | - | - | - | - | - | - | - | - | - | - | - | - | - | - | - | - | 58.2 | 61.9 | 4.82 | 4.657 | 4.996 | 5.796 | 5.434 | 5.345 | 199 | 311 | 912 | 437 | 550 | 1225 | 3 | 3 | 3 | - | - | - | - | - | - | - | - | - | - | - | - | - | - | - | No | - | - | - | - | N/A | N/A | N/A | 2.3 | 3.6929 | -
[SEER Non Multi-Split <=65kW] GEMS (Air Conditioners up to 65kW) Determination 2019 | MEPS 2019 | AS/NZS 3823.1.1:2012 | 1U35MAMFRA / AS35TBMHRA |  | N/A | Haier | N/A | Non Ducted | Single Split System | Wall Hung | Air | Air | China | 0.94 | N/A | 3.5 | N/A | N/A | N/A | N/A | N/A | 1 | 3.7 | Calorimeter Room | 3.7987 | 3.7928 | N/A | - | N/A | N/A | N/A | N/A | N/A | N/A | N/A | N/A | N/A | N/A | N/A | N/A | N/A | N/A | N/A | N/A | N/A | Single | R32 | Australia,Fiji,New Zealand | 155112 | 2028-07-04 |  | Approved | Reverse Cycle | N/A | Yes | Class 8 | Yes | N/A | N/A | N/A | N/A | N/A | N/A | N/A | Available | N/A | N/A |  |  | N/A |  |  | AAC7618 | Yes | Variable output compressor | Inverter | No | - | 3500 | 0.94 | - | 360 | 1750 | No | - | - | - | 859.16 | 3769.5 | No | 329.04 | 1884.75 | No | - | - | 3700 | 1 | 390 | 1850 | No | - | - | Yes | 1430 | 3600 | No | - | - | No | - | - | - | - | - | No | - | - | No | - | - | No | - | - | 57.1 | 60.2 | 4.775 | 4.615 | 4.925 | 5.687 | 5.337 | 5.254 | 201 | 315 | 927 | 446 | 561 | 1247 | 3 | 3 | 3 | 3.522 | 3.949 | 4.358 | 3.745 | 4.109 | 4.358 | 1376 | 514 | 76 | 440 | 229 | 49 | 2 | 2 | 2.5 | No | - | - | - | - | N/A | N/A | N/A | 1.955 | 3.6974 | 3.6757
[SEER Non Multi-Split <=65kW] GEMS (Air Conditioners up to 65kW) Determination 2019 | MEPS 2019 | AS/NZS 3823.1.1:2012 | 1U50KAMCRA / AS50TDMCRA |  | N/A | Haier | N/A | Non Ducted | Single Split System | Wall Hung | Air | - | China | 1.4 | N/A | 5 | N/A | N/A | N/A | N/A | N/A | - | - | Calorimeter Room | 3.6588 | - | N/A | - | N/A | N/A | N/A | N/A | N/A | N/A | N/A | N/A | N/A | N/A | N/A | N/A | N/A | N/A | N/A | N/A | N/A | Single | R32 | Australia,Fiji,New Zealand | 161828 | 2029-05-20 |  | Approved | Cooling Only | N/A | Yes | Class 9 | Yes | N/A | N/A | N/A | N/A | N/A | N/A | N/A | Available | N/A | N/A |  |  | N/A |  |  | AAC8253 | Yes | Variable output compressor | Inverter | No | - | 5000 | 1.4 | - | 600 | 2500 | No | - | - | - | 1279.6 | 5385 | No | 548.4 | 2692.5 | No | - | - | - | - | - | - | - | - | - | - | - | - | - | - | - | - | - | - | - | - | - | - | - | - | - | - | - | - | - | - | 60.4 | 65.1 | 4.299 | 4.186 | 4.431 | 5.001 | 4.719 | 4.689 | 322 | 499 | 1473 | 727 | 908 | 1997 | 2.5 | 2.5 | 2.5 | - | - | - | - | - | - | - | - | - | - | - | - | - | - | - | No | - | - | - | - | N/A | N/A | N/A | 2.1997 | 3.5526 | -
[SEER Non Multi-Split <=65kW] GEMS (Air Conditioners up to 65kW) Determination 2019 | MEPS 2019 | AS/NZS 3823.1.1:2012 | 1U50KAMFRA / AS50TCMHRA |  | N/A | Haier | N/A | Non Ducted | Single Split System | Wall Hung | Air | Air | China | 1.4 | N/A | 5 | N/A | N/A | N/A | N/A | N/A | 1.54 | 5.2 | Calorimeter Room | 3.6588 | 3.4181 | N/A | - | N/A | N/A | N/A | N/A | N/A | N/A | N/A | N/A | N/A | N/A | N/A | N/A | N/A | N/A | N/A | N/A | N/A | Single | R32 | Australia,Fiji,New Zealand | 155116 | 2028-07-04 |  | Approved | Reverse Cycle | N/A | Yes | Class 9 | Yes | N/A | N/A | N/A | N/A | N/A | N/A | N/A | Available | N/A | N/A |  |  | N/A |  |  | AAC7617 | Yes | Variable output compressor | Inverter | No | - | 5000 | 1.4 | - | 600 | 2500 | No | - | - | - | 1279.6 | 5385 | No | 548.4 | 2692.5 | No | - | - | 5200 | 1.54 | 620 | 2600 | No | - | - | Yes | 1950 | 5000 | No | - | - | No | - | - | - | - | - | No | - | - | No | - | - | No | - | - | 60.4 | 65.1 | 4.299 | 4.186 | 4.431 | 5.001 | 4.719 | 4.689 | 322 | 499 | 1473 | 727 | 908 | 1997 | 2.5 | 2.5 | 2.5 | 3.237 | 3.547 | 3.858 | 3.4 | 3.665 | 3.855 | 2102 | 802 | 119 | 679 | 360 | 75 | 1.5 | 2 | 2 | No | - | - | - | - | N/A | N/A | N/A | 2.1997 | 3.5526 | 3.3604
[SEER Non Multi-Split <=65kW] GEMS (Air Conditioners up to 65kW) Determination 2019 | MEPS 2019 | AS/NZS 3823.1.1:2012 | 1U50WAEFRA / AS50QDEHRA |  | N/A | Haier | N/A | Non Ducted | Single Split System | Wall Hung | Air | Air | China | 1.24 | N/A | 5 | N/A | N/A | N/A | N/A | N/A | 1.48 | 6 | Calorimeter Room | 4.0487 | 4.1049 | N/A | - | N/A | N/A | N/A | N/A | N/A | N/A | N/A | N/A | N/A | N/A | N/A | N/A | N/A | N/A | N/A | N/A | N/A | Single | R32 | Australia,New Zealand | 146530 | 2027-05-04 |  | Approved | Reverse Cycle | N/A | Yes | Class 9 | Yes | N/A | N/A | N/A | N/A | N/A | N/A | N/A | Available | N/A | N/A |  |  | N/A |  |  | AAC6655 | Yes | Variable output compressor | Inverter | No | - | 5000 | 1.24 | - | 540 | 2500 | No | - | - | - | 1133.36 | 5385 | Yes | 280 | 2200 | No | - | - | 6000 | 1.48 | 540 | 3000 | No | - | - | No | - | - | - | 1440 | 4600 | No | - | - | - | - | - | - | - | - | No | - | - | No | - | - | 64 | 66 | 7.373 | 6.834 | 7.934 | -5.394 | 21.949 | 23.943 | 184 | 302 | 819 | -684 | 191 | 387 | 5.5 | 5 | 6 | 3.67 | 4.302 | 5.067 | 4.065 | 4.629 | 5.091 | 2141 | 765 | 106 | 656 | 330 | 67 | 2 | 2.5 | 3.5 | No | - | - | - | - | N/A | N/A | N/A | 2.69 | 4.0029 | 4.0293
[SEER Non Multi-Split <=65kW] GEMS (Air Conditioners up to 65kW) Determination 2019 | MEPS 2019 | AS/NZS 3823.1.1:2012 | 1U50WAFFRA / AS50QDFHRA |  | N/A | Haier | N/A | Non Ducted | Single Split System | Wall Hung | Air | Air | China | 1.16 | N/A | 5 | N/A | N/A | N/A | N/A | N/A | 1.48 | 6 | Calorimeter Room | 4.3046 | 4.0804 | N/A | - | N/A | N/A | N/A | N/A | N/A | N/A | N/A | N/A | N/A | N/A | N/A | N/A | N/A | N/A | N/A | N/A | N/A | Single | R32 | Australia,Fiji,New Zealand | 161815 | 2029-05-20 |  | Approved | Reverse Cycle | N/A | Yes | Class 9 | Yes | N/A | N/A | N/A | N/A | N/A | N/A | N/A | Available | N/A | N/A |  |  | N/A |  |  | AAC8250 | Yes | Variable output compressor | Inverter | No | - | 5000 | 1.16 | - | 440 | 2500 | No | - | - | - | 1060.24 | 5385 | Yes | 350 | 2500 | No | - | - | 6000 | 1.48 | 500 | 2800 | No | - | - | Yes | 1900 | 5800 | No | - | - | No | - | - | - | - | - | No | - | - | No | - | - | No | - | - | 63.7 | 64.7 | 5.87 | 5.654 | 6.08 | 7.959 | 7.082 | 6.741 | 233 | 366 | 1071 | 454 | 603 | 1387 | 4 | 4 | 4.5 | 4.053 | 4.558 | 5.16 | 4.366 | 4.815 | 5.174 | 1939 | 722 | 104 | 611 | 318 | 66 | 2.5 | 3 | 3.5 | No | - | - | - | - | N/A | N/A | N/A | 2.7 | 4.2767 | 4.0292
[SEER Non Multi-Split <=65kW] GEMS (Air Conditioners up to 65kW) Determination 2019 | MEPS 2019 | AS/NZS 3823.1.1:2012 | 1U53RABFRA / AS53FEBHRA |  | N/A | Haier | N/A | Non Ducted | Single Split System | Wall Hung | Air | Air | China | 1.16 | N/A | 5.1 | N/A | N/A | N/A | N/A | N/A | 1.26 | 5.7 | Calorimeter Room | 4.5144 | 4.5346 | N/A | - | N/A | N/A | N/A | N/A | N/A | N/A | N/A | N/A | N/A | N/A | N/A | N/A | N/A | N/A | N/A | N/A | N/A | Single | R32 | Australia,Fiji,New Zealand | 140064 | 2026-07-26 |  | Approved | Reverse Cycle | N/A | Yes | Class 9 | Yes | N/A | N/A | N/A | N/A | N/A | N/A | N/A | Available | N/A | N/A |  |  | N/A |  |  | AAC6183 | Yes | Variable output compressor | Inverter | No | - | 5100 | 1.16 | - | 440 | 2550 | No | - | - | - | 1060.24 | 5492.7 | No | 402.16 | 2746.35 | No | - | - | 5700 | 1.26 | 560 | 2850 | No | - | - | No | - | - | - | 2100 | 5200 | No | - | - | - | - | - | - | - | - | No | - | - | No | - | - | 59.9 | 62.8 | 5.713 | 5.508 | 5.858 | 6.788 | 6.362 | 6.25 | 246 | 385 | 1136 | 545 | 686 | 1528 | 4 | 4 | 4 | 3.552 | 4.052 | 4.652 | 3.864 | 4.311 | 4.669 | 2100 | 769 | 108 | 655 | 335 | 68 | 2 | 2.5 | 3 | No | - | - | - | - | N/A | N/A | N/A | 2.11 | 4.3697 | 4.4983
[SEER Non Multi-Split <=65kW] GEMS (Air Conditioners up to 65kW) Determination 2019 | MEPS 2019 | AS/NZS 3823.1.1:2012 | 1U53RACFRA / AS53TCCHRA |  | N/A | Haier | N/A | Non Ducted | Single Split System | Wall Hung | Air | Air | China | 1.52 | N/A | 5 | N/A | N/A | N/A | N/A | N/A | 1.59 | 5.2 | Calorimeter Room | 3.5589 | 3.2932 | N/A | - | N/A | N/A | N/A | N/A | N/A | N/A | N/A | N/A | N/A | N/A | N/A | N/A | N/A | N/A | N/A | N/A | N/A | Single | R32 | Australia,Fiji,New Zealand | 129747 | 2025-06-19 |  | Approved | Reverse Cycle | N/A | Yes | Class 9 | Yes | N/A | N/A | N/A | N/A | N/A | N/A | N/A | Available | N/A | N/A |  |  | N/A |  |  | AAC4933 | Yes | Variable output compressor | Inverter | No | - | 5000 | 1.52 | - | 580 | 2500 | No | - | - | - | 1389.28 | 5385 | No | 530.12 | 2692.5 | No | - | - | 5200 | 1.59 | 600 | 2600 | No | - | - | No | - | - | - | 1500 | 4140 | No | - | - | - | - | - | - | - | - | No | - | - | No | - | - | 58.8 | 63.8 | 4.094 | 3.985 | 4.325 | 4.969 | 4.675 | 4.63 | 332 | 516 | 1502 | 725 | 911 | 2017 | 2.5 | 2 | 2.5 | 3.122 | 3.53 | 3.972 | 3.359 | 3.712 | 3.978 | 2187 | 814 | 123 | 693 | 361 | 79 | 1.5 | 2 | 2 | No | - | - | - | - | N/A | N/A | N/A | 5.14 | 3.2523 | 3.2351
[SEER Non Multi-Split <=65kW] GEMS (Air Conditioners up to 65kW) Determination 2019 | MEPS 2019 | AS/NZS 3823.1.1:2012 | 1U53WADFRA / AS53PDDHRA |  | N/A | Haier | N/A | Non Ducted | Single Split System | Wall Hung | Air | Air | China | 1.3 | N/A | 5 | N/A | N/A | N/A | N/A | N/A | 1.4 | 5.5 | Calorimeter Room | 4.2684 | 4.1595 | N/A | - | N/A | N/A | N/A | N/A | N/A | N/A | N/A | N/A | N/A | N/A | N/A | N/A | N/A | N/A | N/A | N/A | N/A | Single | R32 | Australia,Fiji,New Zealand | 139674 | 2026-07-09 |  | Approved | Reverse Cycle | N/A | Yes | Class 9 | Yes | N/A | N/A | N/A | N/A | N/A | N/A | N/A | Available | N/A | N/A |  |  | N/A |  |  | AAC6165 | Yes | Variable output compressor | Inverter | No | - | 5000 | 1.3 | - | 480 | 2500 | No | - | - | - | 1188.2 | 5385 | No | 438.72 | 2692.5 | No | - | - | 5500 | 1.4 | 540 | 2750 | No | - | - | No | - | - | - | 1370 | 4400 | No | - | - | - | - | - | - | - | - | No | - | - | No | - | - | 63.7 | 65.7 | 5.108 | 4.908 | 5.212 | 6.08 | 5.687 | 5.568 | 270 | 424 | 1252 | 597 | 753 | 1682 | 3.5 | 3 | 3.5 | 3.595 | 4.129 | 4.667 | 3.889 | 4.35 | 4.675 | 2002 | 729 | 104 | 628 | 321 | 66 | 2 | 2.5 | 3 | No | - | - | - | - | N/A | N/A | N/A | 2.18 | 3.8245 | 3.908
[SEER Non Multi-Split <=65kW] GEMS (Air Conditioners up to 65kW) Determination 2019 | MEPS 2019 | AS/NZS 3823.1.1:2012 | 1U60KAEFRA / AS60QEEHRA |  | N/A | Haier | N/A | Non Ducted | Single Split System | Wall Hung | Air | Air | China | 1.49 | N/A | 6 | N/A | N/A | N/A | N/A | N/A | 1.73 | 7 | Calorimeter Room | 4.0209 | 4.1422 | N/A | - | N/A | N/A | N/A | N/A | N/A | N/A | N/A | N/A | N/A | N/A | N/A | N/A | N/A | N/A | N/A | N/A | N/A | Single | R32 | Australia,Fiji,New Zealand | 153001 | 2028-03-14 |  | Approved | Reverse Cycle | N/A | Yes | Class 9 | Yes | N/A | N/A | N/A | N/A | N/A | N/A | N/A | Available | N/A | N/A |  |  | N/A |  |  | AAC7353 | Yes | Variable output compressor | Inverter | No | - | 6000 | 1.49 | - | 735 | 3000 | No | - | - | - | 1361.86 | 6462 | Yes | 450 | 3000 | No | - | - | 7000 | 1.73 | 690 | 3500 | No | - | - | Yes | 2150 | 6200 | No | - | - | No | - | - | - | - | - | No | - | - | No | - | - | No | - | - | 66.2 | 67.2 | 6.136 | 5.849 | 6.369 | 15.061 | 9.583 | 8.349 | 271 | 428 | 1230 | 288 | 536 | 1346 | 4.5 | 4 | 4.5 | 3.712 | 4.228 | 4.664 | 3.961 | 4.394 | 4.662 | 2467 | 904 | 130 | 783 | 403 | 82 | 2 | 2.5 | 3 | No | - | - | - | - | N/A | N/A | N/A | 1.8164 | 4.0103 | 4.0319
[SEER Non Multi-Split <=65kW] GEMS (Air Conditioners up to 65kW) Determination 2019 | MEPS 2019 | AS/NZS 3823.1.1:2012 | 1U71KAMCRA / AS71TDMCRA |  | N/A | Haier | N/A | Non Ducted | Single Split System | Wall Hung | Air | - | China | 2.1 | N/A | 7 | N/A | N/A | N/A | N/A | N/A | - | - | Calorimeter Room | 3.5209 | - | N/A | - | N/A | N/A | N/A | N/A | N/A | N/A | N/A | N/A | N/A | N/A | N/A | N/A | N/A | N/A | N/A | N/A | N/A | Single | R32 | Australia,Fiji,New Zealand | 161829 | 2029-05-22 |  | Approved | Cooling Only | N/A | Yes | Class 9 | Yes | N/A | N/A | N/A | N/A | N/A | N/A | N/A | Available | N/A | N/A |  |  | N/A |  |  | AAC8256 | Yes | Variable output compressor | Inverter | No | - | 7000 | 2.1 | - | 800 | 3500 | No | - | - | - | 1919.4 | 7539 | No | 731.2 | 3769.5 | No | - | - | - | - | - | - | - | - | - | - | - | - | - | - | - | - | - | - | - | - | - | - | - | - | - | - | - | - | - | - | 63.3 | 66.3 | 4.356 | 4.193 | 4.439 | 5.147 | 4.822 | 4.731 | 444 | 697 | 2059 | 988 | 1244 | 2772 | 2.5 | 2.5 | 2.5 | - | - | - | - | - | - | - | - | - | - | - | - | - | - | - | No | - | - | - | - | N/A | N/A | N/A | 3.13 | 3.3166 | -
[SEER Non Multi-Split <=65kW] GEMS (Air Conditioners up to 65kW) Determination 2019 | MEPS 2019 | AS/NZS 3823.1.1:2012 | 1U71KAMFRA / AS71TEMHRA |  | N/A | Haier | N/A | Non Ducted | Single Split System | Wall Hung | Air | Air | China | 2.1 | N/A | 7 | N/A | N/A | N/A | N/A | N/A | 2.05 | 7.5 | Calorimeter Room | 3.5209 | 3.8683 | N/A | - | N/A | N/A | N/A | N/A | N/A | N/A | N/A | N/A | N/A | N/A | N/A | N/A | N/A | N/A | N/A | N/A | N/A | Single | R32 | Australia,Fiji,New Zealand | 155117 | 2028-07-04 |  | Approved | Reverse Cycle | N/A | Yes | Class 9 | Yes | N/A | N/A | N/A | N/A | N/A | N/A | N/A | Available | N/A | N/A |  |  | N/A |  |  | AAC7621 | Yes | Variable output compressor | Inverter | No | - | 7000 | 2.1 | - | 800 | 3500 | No | - | - | - | 1919.4 | 7539 | No | 731.2 | 3769.5 | No | - | - | 7500 | 2.05 | 800 | 3750 | No | - | - | Yes | 2700 | 7000 | No | - | - | No | - | - | - | - | - | No | - | - | No | - | - | No | - | - | 63.3 | 66.3 | 4.356 | 4.193 | 4.439 | 5.147 | 4.822 | 4.731 | 444 | 697 | 2059 | 988 | 1244 | 2772 | 2.5 | 2.5 | 2.5 | 3.471 | 3.9 | 4.307 | 3.694 | 4.059 | 4.306 | 2829 | 1053 | 154 | 902 | 469 | 98 | 1.5 | 2 | 2.5 | No | - | - | - | - | N/A | N/A | N/A | 3.13 | 3.3166 | 3.6398
[SEER Non Multi-Split <=65kW] GEMS (Air Conditioners up to 65kW) Determination 2019 | MEPS 2019 | AS/NZS 3823.1.1:2012 | 1U71RACFRA / AS71TECHRA |  | N/A | Haier | N/A | Non Ducted | Single Split System | Wall Hung | Air | Air | China | 2.14 | N/A | 7 | N/A | N/A | N/A | N/A | N/A | 2.29 | 7.5 | Calorimeter Room | 3.4742 | 3.6451 | N/A | - | N/A | N/A | N/A | N/A | N/A | N/A | N/A | N/A | N/A | N/A | N/A | N/A | N/A | N/A | N/A | N/A | N/A | Single | R32 | Australia,Fiji,New Zealand | 129790 | 2025-06-19 |  | Approved | Reverse Cycle | N/A | Yes | Class 9 | Yes | N/A | N/A | N/A | N/A | N/A | N/A | N/A | Available | N/A | N/A |  |  | N/A |  |  | AAC4931 | Yes | Variable output compressor | Inverter | No | - | 7000 | 2.14 | - | 850 | 3500 | No | - | - | - | 1955.96 | 7539 | No | 776.9 | 3769.5 | No | - | - | 7500 | 2.29 | 850 | 3750 | No | - | - | No | - | - | - | 2343 | 6000 | No | - | - | - | - | - | - | - | - | No | - | - | No | - | - | 61 | 65.4 | 4.068 | 3.951 | 4.227 | 4.837 | 4.551 | 4.502 | 472 | 735 | 2158 | 1048 | 1315 | 2909 | 2.5 | 2 | 2.5 | 3.082 | 3.507 | 4.032 | 3.356 | 3.731 | 4.045 | 3188 | 1175 | 169 | 996 | 513 | 107 | 1.5 | 2 | 2.5 | No | - | - | - | - | N/A | N/A | N/A | 5 | 3.2454 | 3.2511
[SEER Non Multi-Split <=65kW] GEMS (Air Conditioners up to 65kW) Determination 2019 | MEPS 2019 | AS/NZS 3823.1.1:2012 | 1U71S2SS5FA / ABH071H5ERG |  | N/A | Haier | N/A | Non Ducted | Single Split System | Cassette | Air | Air | China | 2.07 | N/A | 7.1 | N/A | N/A | N/A | N/A | N/A | 2.1 | 8 | Enthalpy Test Room | 3.439 | 3.7606 | N/A | - | N/A | N/A | N/A | N/A | N/A | N/A | N/A | N/A | N/A | N/A | N/A | N/A | N/A | N/A | N/A | N/A | N/A | Single | R32 | Australia,Fiji,New Zealand | 153221 | 2028-04-12 |  | Approved | Reverse Cycle | N/A | Yes | Class 9 | Yes | N/A | N/A | N/A | N/A | N/A | N/A | N/A | Available | N/A | N/A |  |  | N/A |  |  | AAC7419 | Yes | Variable output compressor | Inverter | No | - | 7100 | 2.07 | - | 900 | 3550 | No | - | - | - | 1891.98 | 7646.7 | No | 822.6 | 3823.35 | No | - | - | 8000 | 2.1 | 850 | 4000 | No | - | - | Yes | 2400 | 6740 | No | - | - | No | - | - | - | - | - | No | - | - | No | - | - | No | - | - | - | - | 3.797 | 3.762 | 4.14 | 4.6 | 4.37 | 4.41 | 503 | 771 | 2222 | 1108 | 1379 | 3002 | 2 | 2 | 2.5 | 3.448 | 3.927 | 4.33 | 3.679 | 4.078 | 4.326 | 3052 | 1133 | 180 | 979 | 512 | 117 | 1.5 | 2 | 2.5 | No | - | - | - | - | N/A | N/A | N/A | 10 | 3.3748 | 3.7492
[SEER Non Multi-Split <=65kW] GEMS (Air Conditioners up to 65kW) Determination 2019 | MEPS 2019 | AS/NZS 3823.1.2:2012 | 1U71S2SS5FA / AD71S2SM7FA |  | N/A | Haier | N/A | Ducted | Single Split System | - | Air | Air | China | 2.1 | N/A | 7.1 | N/A | N/A | N/A | N/A | N/A | 2.2 | 7.8 | Enthalpy Test Room | 3.4543 | 3.7146 | N/A | - | N/A | N/A | N/A | N/A | N/A | N/A | N/A | N/A | N/A | N/A | N/A | N/A | N/A | N/A | N/A | N/A | N/A | Single | R32 | Australia,Fiji,New Zealand | 139868 | 2026-08-12 |  | Approved | Reverse Cycle | N/A | Yes | Class 10 | Yes | N/A | N/A | N/A | N/A | N/A | N/A | N/A | Available | N/A | N/A |  |  | N/A |  |  | AAC6204 | Yes | Variable output compressor | Inverter | No | - | 7100 | 2.1 | - | 960 | 3550 | No | - | - | - | 1919.4 | 7646.7 | No | 877.44 | 3823.35 | No | - | - | 7800 | 2.2 | 1000 | 3880 | No | - | - | Yes | 2500 | 6800 | No | - | - | No | - | - | - | - | - | No | - | - | No | - | - | No | - | - | - | 64 | 3.631 | 3.609 | 3.964 | 4.359 | 4.151 | 4.209 | 527 | 804 | 2323 | 1171 | 1453 | 3147 | 2 | 2 | 2 | 3.111 | 3.403 | 3.59 | 3.216 | 3.453 | 3.576 | 3297 | 1271 | 207 | 1090 | 586 | 135 | 1.5 | 1.5 | 2 | No | - | - | - | - | N/A | N/A | N/A | 10 | 3.3274 | 3.4918
[SEER Non Multi-Split <=65kW] GEMS (Air Conditioners up to 65kW) Determination 2019 | MEPS 2019 | AS/NZS 3823.1.1:2012 | 1U71SABFRA / AS71FEBHRA |  | N/A | Haier | N/A | Non Ducted | Single Split System | Wall Hung | Air | Air | China | 1.71 | N/A | 7.1 | N/A | N/A | N/A | N/A | N/A | 1.89 | 7.6 | Calorimeter Room | 4.0082 | 4.0036 | N/A | - | N/A | N/A | N/A | N/A | N/A | N/A | N/A | N/A | N/A | N/A | N/A | N/A | N/A | N/A | N/A | N/A | N/A | Single | R32 | Australia,Fiji,New Zealand | 140065 | 2026-07-26 |  | Approved | Reverse Cycle | N/A | Yes | Class 9 | Yes | N/A | N/A | N/A | N/A | N/A | N/A | N/A | Available | N/A | N/A |  |  | N/A |  |  | AAC6182 | Yes | Variable output compressor | Inverter | No | - | 7100 | 1.71 | - | 700 | 3550 | No | - | - | - | 1562.94 | 7646.7 | No | 639.8 | 3823.35 | No | - | - | 7600 | 1.89 | 770 | 3800 | No | - | - | No | - | - | - | 2050 | 6500 | No | - | - | - | - | - | - | - | - | No | - | - | No | - | - | 62.2 | 67.7 | 5.144 | 4.991 | 5.292 | 6.032 | 5.678 | 5.617 | 381 | 593 | 1751 | 855 | 1072 | 2367 | 3.5 | 3 | 3.5 | 3.627 | 4.103 | 4.534 | 3.867 | 4.272 | 4.534 | 2742 | 1014 | 148 | 872 | 451 | 94 | 2 | 2.5 | 3 | No | - | - | - | - | N/A | N/A | N/A | 2.85 | 4.1288 | 4.0008
[SEER Non Multi-Split <=65kW] GEMS (Air Conditioners up to 65kW) Determination 2019 | MEPS 2019 | AS/NZS 3823.1.1:2012 | 1U71WADFRA / AS71PDDHRA |  | N/A | Haier | N/A | Non Ducted | Single Split System | Wall Hung | Air | Air | China | 2.12 | N/A | 7 | N/A | N/A | N/A | N/A | N/A | 2.27 | 7.5 | Calorimeter Room | 3.4641 | 3.6704 | N/A | - | N/A | N/A | N/A | N/A | N/A | N/A | N/A | N/A | N/A | N/A | N/A | N/A | N/A | N/A | N/A | N/A | N/A | Single | R32 | Australia,Fiji,New Zealand | 139626 | 2026-07-08 |  | Approved | Reverse Cycle | N/A | Yes | Class 9 | Yes | N/A | N/A | N/A | N/A | N/A | N/A | N/A | Available | N/A | N/A |  |  | N/A |  |  | AAC6161 | Yes | Variable output compressor | Inverter | No | - | 7000 | 2.12 | - | 780 | 3400 | No | - | - | - | 1937.68 | 7539 | No | 712.92 | 3661.8 | No | - | - | 7500 | 2.27 | 850 | 3800 | No | - | - | No | - | - | - | 2210 | 6100 | No | - | - | - | - | - | - | - | - | No | - | - | No | - | - | 63.9 | 67.4 | 4.367 | 4.196 | 4.419 | 5.148 | 4.816 | 4.706 | 445 | 698 | 2070 | 990 | 1247 | 2788 | 2.5 | 2.5 | 2.5 | 3.196 | 3.627 | 4.09 | 3.445 | 3.818 | 4.097 | 3069 | 1130 | 160 | 965 | 497 | 101 | 1.5 | 2 | 2.5 | No | - | - | - | - | N/A | N/A | N/A | 2.43 | 3.2891 | 3.2921
[SEER Non Multi-Split <=65kW] GEMS (Air Conditioners up to 65kW) Determination 2019 | MEPS 2019 | AS/NZS 3823.1.1:2012 | 1U71WAEFRA / AS71QEEHRA |  | N/A | Haier | N/A | Non Ducted | Single Split System | Wall Hung | Air | Air | China | 2.02 | N/A | 7.1 | N/A | N/A | N/A | N/A | N/A | 2.28 | 8 | Calorimeter Room | 3.5518 | 3.5953 | N/A | - | N/A | N/A | N/A | N/A | N/A | N/A | N/A | N/A | N/A | N/A | N/A | N/A | N/A | N/A | N/A | N/A | N/A | Single | R32 | Australia,New Zealand | 146537 | 2027-05-08 |  | Approved | Reverse Cycle | N/A | Yes | Class 9 | Yes | N/A | N/A | N/A | N/A | N/A | N/A | N/A | Available | N/A | N/A |  |  | N/A |  |  | AAC6661 | Yes | Variable output compressor | Inverter | No | - | 7100 | 2.02 | - | 980 | 3550 | No | - | - | - | 1846.28 | 7646.7 | Yes | 490 | 3500 | No | - | - | 8000 | 2.28 | 740 | 4000 | No | - | - | No | - | - | - | 2230 | 6650 | No | - | - | - | - | - | - | - | - | No | - | - | No | - | - | 62.2 | 68.3 | 6.646 | 6.138 | 7.036 | -230.034 | 16.522 | 13.135 | 294 | 481 | 1315 | -28 | 364 | 1009 | 5 | 4.5 | 5.5 | 3.635 | 4.242 | 4.935 | 3.999 | 4.536 | 4.953 | 2880 | 1032 | 143 | 888 | 447 | 91 | 2 | 2.5 | 3 | No | - | - | - | - | N/A | N/A | N/A | 2.84 | 3.4982 | 3.4941
[SEER Non Multi-Split <=65kW] GEMS (Air Conditioners up to 65kW) Determination 2019 | MEPS 2019 | AS/NZS 3823.1.1:2012 | 1U71WAFFRA / AS71QEFHRA |  | N/A | Haier | N/A | Non Ducted | Single Split System | Wall Hung | Air | Air | China | 1.92 | N/A | 7.1 | N/A | N/A | N/A | N/A | N/A | 2.15 | 8 | Calorimeter Room | 3.7242 | 3.7666 | N/A | - | N/A | N/A | N/A | N/A | N/A | N/A | N/A | N/A | N/A | N/A | N/A | N/A | N/A | N/A | N/A | N/A | N/A | Single | R32 | Australia,Fiji,New Zealand | 161823 | 2029-05-20 |  | Approved | Reverse Cycle | N/A | Yes | Class 9 | Yes | N/A | N/A | N/A | N/A | N/A | N/A | N/A | Available | N/A | N/A |  |  | N/A |  |  | AAC8245 | Yes | Variable output compressor | Inverter | No | - | 7100 | 1.92 | - | 840 | 3400 | No | - | - | - | 1754.88 | 7646.7 | Yes | 550 | 3750 | No | - | - | 8000 | 2.15 | 740 | 3900 | No | - | - | Yes | 2850 | 7600 | No | - | - | No | - | - | - | - | - | No | - | - | No | - | - | No | - | - | 62.2 | 68.6 | 5.878 | 5.553 | 6.065 | 11.614 | 8.531 | 7.548 | 333 | 533 | 1527 | 441 | 711 | 1760 | 4 | 4 | 4.5 | 3.723 | 4.24 | 4.832 | 4.037 | 4.492 | 4.848 | 2813 | 1032 | 146 | 880 | 452 | 92 | 2 | 2.5 | 3 | No | - | - | - | - | N/A | N/A | N/A | 2.8 | 3.6798 | 3.7046
[SEER Non Multi-Split <=65kW] GEMS (Air Conditioners up to 65kW) Determination 2019 | MEPS 2019 | AS/NZS 3823.1.1:2012 | 1U80QAFFRA / AS80QFFHRA |  | N/A | Haier | N/A | Non Ducted | Single Split System | Wall Hung | Air | Air | China | 2.1 | N/A | 8 | N/A | N/A | N/A | N/A | N/A | 2.29 | 9 | Calorimeter Room | 3.9124 | 3.9689 | N/A | - | N/A | N/A | N/A | N/A | N/A | N/A | N/A | N/A | N/A | N/A | N/A | N/A | N/A | N/A | N/A | N/A | N/A | Single | R32 | Australia,Fiji,New Zealand | 159540 | 2029-02-19 |  | Approved | Reverse Cycle | N/A | Yes | Class 9 | Yes | N/A | N/A | N/A | N/A | N/A | N/A | N/A | Available | N/A | N/A |  |  | N/A |  |  | AAC8063 | Yes | Variable output compressor | Inverter | No | - | 8000 | 2.1 | - | 730 | 4000 | No | - | - | - | 1919.4 | 8616 | No | 667.22 | 4308 | No | - | - | 9000 | 2.29 | 780 | 4500 | No | - | - | Yes | 3400 | 8500 | No | - | - | No | - | - | - | - | - | No | - | - | - | - | - | No | - | - | 64.6 | 69.7 | 5.341 | 5.084 | 5.367 | 6.364 | 5.921 | 5.749 | 415 | 658 | 1947 | 914 | 1159 | 2608 | 3.5 | 3.5 | 3.5 | 3.873 | 4.55 | 5.271 | 4.258 | 4.854 | 5.289 | 3040 | 1081 | 150 | 937 | 469 | 94 | 2 | 3 | 3.5 | - | - | - | - | - | N/A | N/A | N/A | 2.5 | 3.7943 | 3.9157
[SEER Non Multi-Split <=65kW] GEMS (Air Conditioners up to 65kW) Determination 2019 | MEPS 2019 | AS/NZS 3823.1.1:2012 | 1U82SAAFRA / AS82FFAHRA |  | N/A | Haier | N/A | Non Ducted | Single Split System | Wall Hung | Air | Air | China | 2.27 | N/A | 8.2 | N/A | N/A | N/A | N/A | N/A | 2.5 | 9 | Calorimeter Room | 3.4483 | 3.4295 | N/A | - | N/A | N/A | N/A | N/A | N/A | N/A | N/A | N/A | N/A | N/A | N/A | N/A | N/A | N/A | N/A | N/A | N/A | Single | R32 | Australia,Fiji,New Zealand | 140066 | 2026-07-26 |  | Approved | Reverse Cycle | N/A | Yes | Class 9 | Yes | N/A | N/A | N/A | N/A | N/A | N/A | N/A | Available | N/A | N/A |  |  | N/A |  |  | AAC6184 | Yes | Variable output compressor | Inverter | No | - | 8200 | 2.27 | - | 950 | 4100 | No | - | - | - | 2074.78 | 8831.4 | No | 868.3 | 4415.7 | No | - | - | 9000 | 2.5 | 1000 | 4500 | No | - | - | No | - | - | - | 2500 | 6850 | No | - | - | - | - | - | - | - | - | No | - | - | No | - | - | 63.4 | 71.9 | 4.488 | 4.344 | 4.563 | 5.191 | 4.886 | 4.829 | 508 | 791 | 2350 | 1151 | 1442 | 3184 | 2.5 | 2.5 | 3 | 3.138 | 3.574 | 4.113 | 3.42 | 3.804 | 4.127 | 3750 | 1373 | 189 | 1165 | 597 | 119 | 1.5 | 2 | 2.5 | No | - | - | - | - | N/A | N/A | N/A | 2.14 | 3.6009 | 3.5896
[SEER Non Multi-Split <=65kW] GEMS (Air Conditioners up to 65kW) Determination 2019 | MEPS Oct 2011 | AS/NZS 3823.1.1:2012 | 1U82SAAFRA / AS82FFAHRA |  | N/A | Haier | 1.9 | Non Ducted | Single Split System | Wall Hung | Air | Air | China | 2.27 | 6.3 | 8.2 | 270 | 0 | 0 | 0 | 365 | 2.5 | 9 | Calorimeter Room | 3.9152 | 3.9382 | Yes | 0 | N/A | 1.28 | 1.38 | 0 | 0 | N/A | N/A | N/A | 3.9076 | 3.9309 | N/A | N/A | 3.3151 | 3.3617 | 3 | 3 | Calorimeter Room | Single | R32 | Australia,Fiji,New Zealand | 124116 | 2024-09-23 |  | Approved | Reverse Cycle | 1316 | Yes | Class 9 | No | - | Yes | - | - | - | H0011800967 | 3.9152 | Available | N/A | N/A |  |  | Yes |  | https://reg.energyrating.gov.au/static/common/images/star_ratings_2014/aircon_rating_3_3.png | AAC4244 | N/A | Variable output compressor | Inverter | N/A | N/A | N/A | 2.27 | N/A | N/A | N/A | N/A | N/A | N/A | N/A | N/A | N/A | N/A | N/A | N/A | N/A | N/A | N/A | N/A | 2.5 | N/A | N/A | N/A | N/A | N/A | N/A | N/A | N/A | N/A | N/A | N/A | N/A | N/A | N/A | N/A | N/A | N/A | N/A | N/A | N/A | N/A | N/A | N/A | N/A | N/A | N/A | N/A | N/A | N/A | N/A | N/A | N/A | N/A | N/A | N/A | N/A | N/A | N/A | N/A | N/A | N/A | N/A | N/A | N/A | N/A | N/A | N/A | N/A | N/A | N/A | N/A | N/A | N/A | N/A | N/A | N/A | N/A | N/A | N/A | N/A | N/A | N/A | N/A | N/A | N/A | N/A | N/A | 3.6055 | 3.5933
[SEER Non Multi-Split <=65kW] GEMS (Air Conditioners up to 65kW) Determination 2019 | MEPS 2019 | AS/NZS 3823.1.1:2012 | 1U90QADFRA / AS90QFDHRA | AS90*FDHRA | N/A | Haier | N/A | Non Ducted | Single Split System | Wall Hung | Air | Air | China | 2.65 | N/A | 9 | N/A | N/A | N/A | N/A | N/A | 2.66 | 9.5 | Calorimeter Room | 3.4485 | 3.6259 | N/A | - | N/A | N/A | N/A | N/A | N/A | N/A | N/A | N/A | N/A | N/A | N/A | N/A | N/A | N/A | N/A | N/A | N/A | Single | R32 | Australia,Fiji,New Zealand | 147316 | 2027-07-26 |  | Approved | Reverse Cycle | N/A | Yes | Class 9 | Yes | N/A | N/A | N/A | N/A | N/A | N/A | N/A | Available | N/A | N/A |  |  | N/A |  |  | AAC6841 | Yes | Variable output compressor | Inverter | No | - | 9000 | 2.65 | - | 1150 | 4500 | No | - | - | - | 2422.1 | 9693 | Yes | 640 | 4050 | No | - | - | 9500 | 2.66 | 970 | 4750 | No | - | - | No | - | - | - | 2380 | 7300 | No | - | - | - | - | - | - | - | - | No | - | - | No | - | - | 65.6 | 68.9 | 5.746 | 5.394 | 6.078 | 120.464 | 11.769 | 10.555 | 428 | 690 | 1927 | 43 | 648 | 1590 | 4 | 3.5 | 4.5 | 3.392 | 3.908 | 4.481 | 3.699 | 4.147 | 4.492 | 3669 | 1335 | 192 | 1144 | 585 | 122 | 1.5 | 2 | 2.5 | No | - | - | - | - | N/A | N/A | N/A | 5.45 | 3.3728 | 3.5469
[SEER Non Multi-Split <=65kW] GEMS (Air Conditioners up to 65kW) Determination 2019 | MEPS 2019 | AS/NZS 3823.1.1:2012 | 1U90XADFRA / AS90PFDHRA | AS90*FDHRA | N/A | Haier | N/A | Non Ducted | Single Split System | Wall Hung | Air | Air | China | 2.65 | N/A | 9 | N/A | N/A | N/A | N/A | N/A | 2.66 | 9.5 | Calorimeter Room | 3.4485 | 3.6259 | N/A | - | N/A | N/A | N/A | N/A | N/A | N/A | N/A | N/A | N/A | N/A | N/A | N/A | N/A | N/A | N/A | N/A | N/A | Single | R32 | Australia,Fiji,New Zealand | 147316 | 2027-07-26 |  | Approved | Reverse Cycle | N/A | Yes | Class 9 | Yes | N/A | N/A | N/A | N/A | N/A | N/A | N/A | Available | N/A | N/A |  |  | N/A |  |  | AAC6841 | Yes | Variable output compressor | Inverter | No | - | 9000 | 2.65 | - | 1150 | 4500 | No | - | - | - | 2422.1 | 9693 | Yes | 640 | 4050 | No | - | - | 9500 | 2.66 | 970 | 4750 | No | - | - | No | - | - | - | 2380 | 7300 | No | - | - | - | - | - | - | - | - | No | - | - | No | - | - | 65.6 | 68.9 | 5.746 | 5.394 | 6.078 | 120.464 | 11.769 | 10.555 | 428 | 690 | 1927 | 43 | 648 | 1590 | 4 | 3.5 | 4.5 | 3.392 | 3.908 | 4.481 | 3.699 | 4.147 | 4.492 | 3669 | 1335 | 192 | 1144 | 585 | 122 | 1.5 | 2 | 2.5 | No | - | - | - | - | N/A | N/A | N/A | 5.45 | 3.3728 | 3.5469
[SEER Non Multi-Split <=65kW] GEMS (Air Conditioners up to 65kW) Determination 2019 | MEPS Oct 2011 | AS/NZS 3823.1.1:2012 | 1UH105N1ERG / ABH105K5ERG |  | N/A | Haier | 0.6 | Non Ducted | Single Split System | Cassette | Air | Air | China | 3.19 | 9.4 | 10 | 288 | 0 | 0 | 0 | 840 | 3.2 | 10.6 | Calorimeter Room | 3.2386 | 3.6379 | Yes | 53.54 | N/A | 10 | 10 | 3.6249 | 3.757 | N/A | N/A | N/A | 3.2023 | 3.5977 | N/A | N/A | 1.9047 | 2.6954 | 1.5 | 2.5 | Calorimeter Room | Single | R410A | Australia,Fiji,New Zealand | 126083 | 2025-02-07 |  | Approved | Reverse Cycle | 840 | Yes | Class 11 | Yes | Yes | - | Yes | Yes | Yes | - | 3.2386 | Available | N/A | N/A |  |  | Yes |  | https://reg.energyrating.gov.au/static/common/images/star_ratings_2014/aircon_rating_1.5_2.5.png | AAC4451 | N/A | Variable output compressor | Inverter | N/A | N/A | N/A | 3.19 | N/A | N/A | N/A | N/A | N/A | N/A | N/A | N/A | N/A | N/A | N/A | N/A | N/A | N/A | N/A | N/A | 3.2 | N/A | N/A | N/A | N/A | N/A | N/A | N/A | N/A | N/A | N/A | N/A | N/A | N/A | N/A | N/A | N/A | N/A | N/A | N/A | N/A | N/A | N/A | N/A | N/A | N/A | N/A | N/A | N/A | N/A | N/A | N/A | N/A | N/A | N/A | N/A | N/A | N/A | N/A | N/A | N/A | N/A | N/A | N/A | N/A | N/A | N/A | N/A | N/A | N/A | N/A | N/A | N/A | N/A | N/A | N/A | N/A | N/A | N/A | N/A | N/A | N/A | N/A | N/A | N/A | N/A | N/A | N/A | 3.1019 | 3.2779
[SEER Non Multi-Split <=65kW] GEMS (Air Conditioners up to 65kW) Determination 2019 | MEPS Oct 2011 | AS/NZS 3823.1.2:2012 | 1UH105N1ERG / AD105S2SM5FA |  | N/A | Haier | 1.8 | Ducted | Single Split System | - | Air | Air | China | 3.17 | 8.2 | 10 | 700 | 0 | 0 | 0 | 248 | 3.05 | 10.5 | Calorimeter Room | 3.2351 | 3.7443 | Yes | 0 | N/A | 9 | 9 | 0 | 0 | N/A | N/A | N/A | 3.2037 | 3.7042 | N/A | N/A | 0 | 0 | 0 | 0 | Calorimeter Room | Single | R410A | Australia,Fiji,New Zealand | 124437 | 2024-10-15 |  | Approved | Reverse Cycle | 1100 | Yes | Class 11 | Yes | - | - | Yes | Yes | Yes | - | 3.2351 | Available | N/A | N/A |  |  | Yes |  |  | AAC4264 | N/A | Variable output compressor | Inverter | N/A | N/A | N/A | 3.17 | N/A | N/A | N/A | N/A | N/A | N/A | N/A | N/A | N/A | N/A | N/A | N/A | N/A | N/A | N/A | N/A | 3.05 | N/A | N/A | N/A | N/A | N/A | N/A | N/A | N/A | N/A | N/A | N/A | N/A | N/A | N/A | N/A | N/A | N/A | N/A | N/A | N/A | N/A | N/A | N/A | N/A | N/A | N/A | N/A | N/A | N/A | N/A | N/A | N/A | N/A | N/A | N/A | N/A | N/A | N/A | N/A | N/A | N/A | N/A | N/A | N/A | N/A | N/A | N/A | N/A | N/A | N/A | N/A | N/A | N/A | N/A | N/A | N/A | N/A | N/A | N/A | N/A | N/A | N/A | N/A | N/A | N/A | N/A | N/A | 3.1246 | 3.4086
[SEER Non Multi-Split <=65kW] GEMS (Air Conditioners up to 65kW) Determination 2019 | MEPS Oct 2011 | AS/NZS 3823.1.2:2012 | 1UH140P1ERG / AD140S2SM5FA |  | N/A | Haier | 2.3 | Ducted | Single Split System | - | Air | Air | China | 4.12 | 10.7 | 13 | 700 | 0 | 0 | 0 | 248 | 4.29 | 15 | Calorimeter Room | 3.171 | 3.6736 | Yes | 0 | N/A | 9 | 9 | 0 | 0 | N/A | N/A | N/A | 3.1478 | 3.6473 | N/A | N/A | 0 | 0 | 0 | 0 | Calorimeter Room | Single | R410A | Australia,Fiji,New Zealand | 122937 | 2024-10-15 |  | Approved | Reverse Cycle | 1500 | Yes | Class 11 | Yes | - | - | Yes | Yes | Yes | - | 3.171 | Available | N/A | N/A |  |  | Yes |  |  | AAC4267 | N/A | Variable output compressor | Inverter | N/A | N/A | N/A | 4.12 | N/A | N/A | N/A | N/A | N/A | N/A | N/A | N/A | N/A | N/A | N/A | N/A | N/A | N/A | N/A | N/A | 4.29 | N/A | N/A | N/A | N/A | N/A | N/A | N/A | N/A | N/A | N/A | N/A | N/A | N/A | N/A | N/A | N/A | N/A | N/A | N/A | N/A | N/A | N/A | N/A | N/A | N/A | N/A | N/A | N/A | N/A | N/A | N/A | N/A | N/A | N/A | N/A | N/A | N/A | N/A | N/A | N/A | N/A | N/A | N/A | N/A | N/A | N/A | N/A | N/A | N/A | N/A | N/A | N/A | N/A | N/A | N/A | N/A | N/A | N/A | N/A | N/A | N/A | N/A | N/A | N/A | N/A | N/A | N/A | 3.1322 | 3.4719
[SEER Non Multi-Split <=65kW] GEMS (Air Conditioners up to 65kW) Determination 2019 | MEPS 2019 | AS/NZS 3823.1.2:2012 | 1UH200W1ERK / ADH200H1ERG |  | N/A | Haier | N/A | Ducted | Single Split System | - | Air | Air | China | 6.2 | N/A | 20 | N/A | N/A | N/A | N/A | N/A | 6.2 | 22.8 | Enthalpy Test Room | 3.2873 | 3.6702 | N/A | - | N/A | N/A | N/A | N/A | N/A | N/A | N/A | N/A | N/A | N/A | N/A | N/A | N/A | N/A | N/A | N/A | N/A | Three | R410A | Australia,Fiji,New Zealand | 152597 | 2028-02-28 |  | Approved | Reverse Cycle | N/A | Yes | Class 11 | Yes | N/A | N/A | N/A | N/A | N/A | N/A | N/A | Available | N/A | N/A |  |  | N/A |  |  | AAC7291 | Yes | Variable output compressor | Inverter | No | - | 20000 | 6.2 | - | 2800 | 10000 | No | - | - | - | 5666.8 | 21540 | No | 2559.2 | 10770 | No | - | - | 22800 | 6.2 | 3000 | 11400 | No | - | - | Yes | 6300 | 17800 | No | - | - | No | - | - | - | - | - | No | - | - | No | - | - | No | - | - | - | - | 3.676 | 3.61 | 3.86 | 4.292 | 4.068 | 4.08 | 1494 | 2300 | 6753 | 3377 | 4205 | 9173 | 2 | 2 | 2 | 2.994 | 3.327 | 3.523 | 3.129 | 3.378 | 3.504 | 9977 | 3761 | 580 | 3243 | 1720 | 372 | 1 | 1.5 | 2 | No | - | - | - | - | N/A | N/A | N/A | 15 | 3.1996 | 3.6476
[SEER Multi-Split <=65kW] GEMS (Air Conditioners up to 65kW) Determination 2019 | MEPS 2019 | AS/NZS 3823.1.4:2012 | 3U24GS2ERA |  | N/A | Haier | 0.2 | Both | fixed | N/A | Air | Air | China | 1.8 | 6.7 | 6.5 | N/A | N/A | N/A | N/A | N/A | 1.85 | 7 | Enthalpy Test Room | 3.5696 | 3.9531 | Yes | - | N/A | 13 | 13 | N/A | N/A | N/A | N/A | N/A | 3.3594 | 3.6574 | N/A | N/A | N/A | N/A | N/A | N/A | Calorimeter Room | Single | R410A | Australia,Fiji,New Zealand | 132548 | 2025-10-13 |  | Approved | Reverse Cycle | N/A | Yes | Class 19 | Yes | N/A | N/A | Yes | Yes | Yes | N/A | 3.4328 | Available | N/A | N/A |  |  | Yes |  |  | AAC5394 | Yes | Variable output compressor | Inverter | No | - | 6500 | 1.8 | - | 650 | 3250 | No | - | - | - | 1645.2 | 7000.5 | No | 594.1 | 3500.25 | No | - | - | 7000 | 1.85 | 700 | 3500 | No | - | - | Yes | 2000 | 4900 | No | - | - | No | - | - | - | - | - | No | - | - | No | - | - | No | - | - | N/A | 67 | 4.171 | 4.141 | 4.763 | 5.426 | 5.138 | 5.175 | 406 | 625 | 1753 | 847 | 1060 | 2329 | 2.5 | 2.5 | 3 | 2.882 | 3.47 | 4.588 | 3.229 | 3.958 | 4.591 | 3203 | 1133 | 164 | 985 | 472 | 109 | 1 | 1.5 | 3 | N/A | N/A | N/A | N/A | N/A | N/A | N/A | N/A | 14.3 | 3.5167 | 3.6874
[SEER Multi-Split <=65kW] GEMS (Air Conditioners up to 65kW) Determination 2019 | MEPS 2019 | AS/NZS 3823.1.4:2012 | 3U55S2PR1FA |  | N/A | Haier | N/A | Both | fixed | N/A | Air | Air | China | 1.38 | N/A | 5.5 | N/A | N/A | N/A | N/A | N/A | 1.38 | 5.8 | Enthalpy Test Room | 4.0194 | 4.2602 | N/A | - | N/A | N/A | N/A | N/A | N/A | N/A | N/A | N/A | N/A | N/A | N/A | N/A | N/A | N/A | N/A | N/A | N/A | Single | R32 | Australia,Fiji,New Zealand | 147615 | 2027-07-04 |  | Approved | Reverse Cycle | N/A | Yes | Class 19 | Yes | N/A | N/A | N/A | N/A | N/A | N/A | N/A | Available | N/A | N/A |  |  | N/A |  |  | AAC6797 | Yes | Variable output compressor | Inverter | No | - | 5500 | 1.38 | - | 500 | 2750 | No | - | - | - | 1261.32 | 5923.5 | No | 457 | 2961.75 | No | - | - | 5800 | 1.38 | 580 | 2900 | No | - | - | Yes | 1500 | 4600 | No | - | - | No | - | - | - | - | - | No | - | - | No | - | - | No | - | - | N/A | 64 | 4.395 | 4.404 | 5.182 | 5.849 | 5.562 | 5.656 | 321 | 491 | 1357 | 659 | 824 | 1798 | 2.5 | 2.5 | 3.5 | 3.601 | 4.173 | 4.608 | 3.863 | 4.324 | 4.599 | 2134 | 791 | 140 | 690 | 364 | 94 | 2 | 2.5 | 3 | N/A | N/A | N/A | N/A | N/A | N/A | N/A | N/A | 13.718 | 3.856 | 4.0663
[SEER Multi-Split <=65kW] GEMS (Air Conditioners up to 65kW) Determination 2019 | MEPS 2019 | AS/NZS 3823.1.4:2012 | 4U30HS2ERA |  | N/A | Haier | 0.1 | Both | fixed | N/A | Air | Air | China | 2.2 | 8.1 | 8 | N/A | N/A | N/A | N/A | N/A | 2.55 | 9.6 | Enthalpy Test Room | 3.5212 | 3.8721 | Yes | - | N/A | 16 | 16 | N/A | N/A | N/A | N/A | N/A | 3.4109 | 3.6865 | N/A | N/A | N/A | N/A | N/A | N/A | Calorimeter Room | Single | R410A | Australia,Fiji,New Zealand | 132549 | 2025-10-13 |  | Approved | Reverse Cycle | N/A | Yes | Class 19 | Yes | N/A | N/A | Yes | Yes | Yes | N/A | 3.4894 | Available | N/A | N/A |  |  | Yes |  |  | AAC5391 | Yes | Variable output compressor | Inverter | No | - | 8000 | 2.2 | - | 850 | 4000 | No | - | - | - | 2010.8 | 8616 | No | 776.9 | 4308 | No | - | - | 9600 | 2.55 | 1100 | 4800 | No | - | - | Yes | 2680 | 6500 | No | - | - | No | - | - | - | - | - | No | - | - | No | - | - | No | - | - | N/A | 70 | 4.014 | 4.008 | 4.607 | 5.173 | 4.918 | 4.985 | 519 | 795 | 2230 | 1094 | 1364 | 2976 | 2.5 | 2.5 | 3 | 2.69 | 3.177 | 4.026 | 2.959 | 3.548 | 4.015 | 4700 | 1689 | 245 | 1468 | 715 | 162 | 1 | 1.5 | 2.5 | N/A | N/A | N/A | N/A | N/A | N/A | N/A | N/A | 18.1 | 3.538 | 3.6765
[SEER Multi-Split <=65kW] GEMS (Air Conditioners up to 65kW) Determination 2019 | MEPS 2019 | AS/NZS 3823.1.4:2012 | 4U71S2PR1FA |  | N/A | Haier | N/A | Both | fixed | N/A | Air | Air | China | 1.95 | N/A | 7.1 | N/A | N/A | N/A | N/A | N/A | 1.95 | 8 | Enthalpy Test Room | 3.7039 | 4.2487 | N/A | - | N/A | N/A | N/A | N/A | N/A | N/A | N/A | N/A | N/A | N/A | N/A | N/A | N/A | N/A | N/A | N/A | N/A | Single | R32 | Australia,Fiji,New Zealand | 147955 | 2027-07-04 |  | Approved | Reverse Cycle | N/A | Yes | Class 19 | Yes | N/A | N/A | N/A | N/A | N/A | N/A | N/A | Available | N/A | N/A |  |  | N/A |  |  | AAC6799 | Yes | Variable output compressor | Inverter | No | - | 7100 | 1.95 | - | 750 | 3550 | No | - | - | - | 1782.3 | 7646.7 | No | 685.5 | 3823.35 | No | - | - | 8000 | 1.95 | 850 | 4000 | No | - | - | Yes | 2500 | 7500 | No | - | - | No | - | - | - | - | - | No | - | - | No | - | - | No | - | - | N/A | 68 | 3.895 | 3.915 | 4.581 | 5.116 | 4.877 | 4.977 | 469 | 715 | 1983 | 976 | 1215 | 2639 | 2 | 2 | 3 | 3.698 | 4.072 | 4.343 | 3.849 | 4.158 | 4.331 | 2868 | 1118 | 202 | 956 | 521 | 136 | 2 | 2.5 | 2.5 | N/A | N/A | N/A | N/A | N/A | N/A | N/A | N/A | 19.118 | 3.5242 | 3.971
[SEER Multi-Split <=65kW] GEMS (Air Conditioners up to 65kW) Determination 2019 | MEPS 2019 | AS/NZS 3823.1.4:2012 | 4U80S2PR1FA |  | N/A | Haier | N/A | Both | fixed | N/A | Air | Air | China | 2.35 | N/A | 8 | N/A | N/A | N/A | N/A | N/A | 2.25 | 8.8 | Enthalpy Test Room | 3.4953 | 4.1201 | N/A | - | N/A | N/A | N/A | N/A | N/A | N/A | N/A | N/A | N/A | N/A | N/A | N/A | N/A | N/A | N/A | N/A | N/A | Single | R32 | Australia,Fiji,New Zealand | 147960 | 2027-07-11 |  | Approved | Reverse Cycle | N/A | Yes | Class 19 | Yes | N/A | N/A | N/A | N/A | N/A | N/A | N/A | Available | N/A | N/A |  |  | N/A |  |  | AAC6818 | Yes | Variable output compressor | Inverter | No | - | 8000 | 2.35 | - | 890 | 4000 | No | - | - | - | 2147.9 | 8616 | No | 813.46 | 4308 | No | - | - | 8800 | 2.25 | 950 | 4400 | No | - | - | Yes | 2500 | 6000 | No | - | - | No | - | - | - | - | - | No | - | - | No | - | - | No | - | - | N/A | 68 | 3.811 | 3.798 | 4.366 | 4.923 | 4.675 | 4.729 | 547 | 839 | 2354 | 1149 | 1435 | 3137 | 2 | 2 | 2.5 | 2.764 | 3.304 | 4.269 | 3.071 | 3.725 | 4.26 | 4200 | 1497 | 221 | 1303 | 631 | 147 | 1 | 1.5 | 2.5 | N/A | N/A | N/A | N/A | N/A | N/A | N/A | N/A | 19.063 | 3.3134 | 3.8022
[SEER Multi-Split <=65kW] GEMS (Air Conditioners up to 65kW) Determination 2019 | MEPS 2019 | AS/NZS 3823.1.4:2012 | 5U100S2PS1FA |  | N/A | Haier | N/A | Both | fixed | N/A | Air | Air | China | 2.9 | N/A | 10 | N/A | N/A | N/A | N/A | N/A | 2.38 | 10 | Enthalpy Test Room | 3.3715 | 4.2935 | N/A | - | N/A | N/A | N/A | N/A | N/A | N/A | N/A | N/A | N/A | N/A | N/A | N/A | N/A | N/A | N/A | N/A | N/A | Single | R32 | Australia,Fiji,New Zealand | 147963 | 2027-07-04 |  | Approved | Reverse Cycle | N/A | Yes | Class 20 | Yes | N/A | N/A | N/A | N/A | N/A | N/A | N/A | Available | N/A | N/A |  |  | N/A |  |  | AAC6800 | Yes | Variable output compressor | Inverter | No | - | 10000 | 2.9 | - | 1000 | 5000 | No | - | - | - | 2650.6 | 10770 | No | 914 | 5385 | No | - | - | 10000 | 2.38 | 1000 | 5000 | No | - | - | Yes | 2400 | 7000 | No | - | - | No | - | - | - | - | - | No | - | - | No | - | - | No | - | - | N/A | 70 | 4.155 | 4.098 | 4.689 | 5.407 | 5.099 | 5.103 | 629 | 975 | 2742 | 1309 | 1646 | 3636 | 2.5 | 2.5 | 3 | 3.08 | 3.661 | 4.608 | 3.383 | 4.071 | 4.599 | 4287 | 1540 | 235 | 1347 | 659 | 157 | 1.5 | 2 | 3 | N/A | N/A | N/A | N/A | N/A | N/A | N/A | N/A | 21.118 | 3.3654 | 4.0793
[SEER Multi-Split <=65kW] GEMS (Air Conditioners up to 65kW) Determination 2019 | MEPS 2019 | AS/NZS 3823.1.4:2012 | 5U125S2PN1FA |  | N/A | Haier | N/A | Both | fixed | N/A | Air | Air | China | 3.53 | N/A | 12 | N/A | N/A | N/A | N/A | N/A | 2.93 | 12 | Enthalpy Test Room | 3.5086 | 4.2028 | N/A | - | N/A | N/A | N/A | N/A | N/A | N/A | N/A | N/A | N/A | N/A | N/A | N/A | N/A | N/A | N/A | N/A | N/A | Single | R32 | Australia,Fiji,New Zealand | 147621 | 2027-07-04 |  | Approved | Reverse Cycle | N/A | Yes | Class 20 | Yes | N/A | N/A | N/A | N/A | N/A | N/A | N/A | Available | N/A | N/A |  |  | N/A |  |  | AAC6798 | Yes | Variable output compressor | Inverter | No | - | 12000 | 3.53 | - | 1200 | 6000 | No | - | - | - | 3226.42 | 12924 | No | 1096.8 | 6462 | No | - | - | 12000 | 2.93 | 1200 | 6000 | No | - | - | Yes | 3100 | 9000 | No | - | - | No | - | - | - | - | - | No | - | - | No | - | - | No | - | - | N/A | 73 | 4.15 | 4.084 | 4.666 | 5.401 | 5.087 | 5.081 | 756 | 1175 | 3308 | 1574 | 1981 | 4383 | 2.5 | 2.5 | 3 | 3.405 | 4.024 | 4.603 | 3.624 | 4.258 | 4.597 | 4657 | 1686 | 281 | 1512 | 757 | 188 | 1.5 | 2.5 | 3 | N/A | N/A | N/A | N/A | N/A | N/A | N/A | N/A | 25.018 | 3.3199 | 3.9807
[SEER Multi-Split <=65kW] GEMS (Air Conditioners up to 65kW) Determination 2019 | MEPS 2019 | AS/NZS 3823.1.4:2012 | 5U34HS2ERA |  | N/A | Haier | 0.13 | Non Ducted | fixed | N/A | Air | Air | China | 2.6 | 8.97 | 9.1 | N/A | N/A | N/A | N/A | N/A | 2.83 | 10.2 | Enthalpy Test Room | 3.6146 | 3.9693 | Yes | - | N/A | 16 | 16 | N/A | N/A | N/A | N/A | N/A | 3.2804 | 3.5123 | N/A | N/A | N/A | N/A | N/A | N/A | Calorimeter Room | Single | R410A | Australia,Fiji,New Zealand | 132531 | 2025-10-13 |  | Approved | Reverse Cycle | N/A | Yes | Class 19 | Yes | N/A | N/A | Yes | Yes | Yes | N/A | 3.3456 | Available | N/A | N/A |  |  | Yes |  |  | AAC5392 | Yes | Variable output compressor | Inverter | No | - | 9100 | 2.6 | - | 870 | 4450 | No | - | - | - | 2376.4 | 9800.7 | No | 795.18 | 4792.65 | No | - | - | 10200 | 2.83 | 1050 | 5100 | No | - | - | Yes | 2750 | 6700 | No | - | - | No | - | - | - | - | - | No | - | - | No | - | - | No | - | - | N/A | 69.8 | 4.191 | 4.142 | 4.762 | 5.497 | 5.187 | 5.19 | 565 | 875 | 2454 | 1170 | 1470 | 3251 | 2.5 | 2.5 | 3 | 2.756 | 3.322 | 4.453 | 3.102 | 3.547 | 4.459 | 4878 | 1720 | 242 | 1491 | 761 | 161 | 1 | 1.5 | 2.5 | N/A | N/A | N/A | N/A | N/A | N/A | N/A | N/A | 20 | 3.4113 | 3.5202
[SEER Non Multi-Split <=65kW] GEMS (Air Conditioners up to 65kW) Determination 2019 | MEPS Oct 2011 | AS/NZS 3823.1.1:2012 | AS53HE1HRA(NF) / 1U53RU3ERE | AS53HE1HRA* / 1U53RU3ERE | N/A | Haier | 0.7 | Non Ducted | Single Split System | Wall Hung | Air | Air | China | 1.42 | 4.3 | 5 | 243 | 3.4246 | 4.089 | 1.194 | 336 | 1.37 | 5.5 | Calorimeter Room | 3.6101 | 4.1842 | Yes | 0 | N/A | 1.54 | 1.45 | 0 | 0 | N/A | N/A | N/A | 3.5968 | 4.1692 | N/A | N/A | 2.6936 | 3.8383 | 2.5 | 3.5 | Calorimeter Room | Single | R410A | New Zealand | 125660 | 2024-12-24 |  | Approved | Reverse Cycle | 1115 | Yes | Class 9 | Yes | Yes | - | Yes | Yes | Yes | - | 3.6101 | Unavailable | N/A | N/A |  |  | Yes |  | https://reg.energyrating.gov.au/static/common/images/star_ratings_2014/aircon_rating_2.5_3.5.png | AAC4372 | N/A | Variable output compressor | Inverter | N/A | N/A | N/A | 1.42 | N/A | N/A | N/A | N/A | N/A | N/A | N/A | N/A | N/A | N/A | N/A | N/A | N/A | N/A | N/A | N/A | 1.37 | N/A | N/A | N/A | N/A | N/A | N/A | N/A | N/A | N/A | N/A | N/A | N/A | N/A | N/A | N/A | N/A | N/A | N/A | N/A | N/A | N/A | N/A | N/A | N/A | N/A | N/A | N/A | N/A | N/A | N/A | N/A | N/A | N/A | N/A | N/A | N/A | N/A | N/A | N/A | N/A | N/A | N/A | N/A | N/A | N/A | N/A | N/A | N/A | N/A | N/A | N/A | N/A | N/A | N/A | N/A | N/A | N/A | N/A | N/A | N/A | N/A | N/A | N/A | N/A | N/A | N/A | N/A | 3.5083 | 4.0003
[SEER Non Multi-Split <=65kW] GEMS (Air Conditioners up to 65kW) Determination 2019 | MEPS Oct 2011 | AS/NZS 3823.1.1:2012 | AS53HE1HRA(NH) / 1U53RU3ERE | AS53HE1HRA* / 1U53RU3ERE | N/A | Haier | 0.7 | Non Ducted | Single Split System | Wall Hung | Air | Air | China | 1.42 | 4.3 | 5 | 243 | 3.4246 | 4.089 | 1.194 | 336 | 1.37 | 5.5 | Calorimeter Room | 3.6101 | 4.1842 | Yes | 0 | N/A | 1.54 | 1.45 | 0 | 0 | N/A | N/A | N/A | 3.5968 | 4.1692 | N/A | N/A | 2.6936 | 3.8383 | 2.5 | 3.5 | Calorimeter Room | Single | R410A | New Zealand | 125660 | 2024-12-24 |  | Approved | Reverse Cycle | 1115 | Yes | Class 9 | Yes | Yes | - | Yes | Yes | Yes | - | 3.6101 | Unavailable | N/A | N/A |  |  | Yes |  | https://reg.energyrating.gov.au/static/common/images/star_ratings_2014/aircon_rating_2.5_3.5.png | AAC4372 | N/A | Variable output compressor | Inverter | N/A | N/A | N/A | 1.42 | N/A | N/A | N/A | N/A | N/A | N/A | N/A | N/A | N/A | N/A | N/A | N/A | N/A | N/A | N/A | N/A | 1.37 | N/A | N/A | N/A | N/A | N/A | N/A | N/A | N/A | N/A | N/A | N/A | N/A | N/A | N/A | N/A | N/A | N/A | N/A | N/A | N/A | N/A | N/A | N/A | N/A | N/A | N/A | N/A | N/A | N/A | N/A | N/A | N/A | N/A | N/A | N/A | N/A | N/A | N/A | N/A | N/A | N/A | N/A | N/A | N/A | N/A | N/A | N/A | N/A | N/A | N/A | N/A | N/A | N/A | N/A | N/A | N/A | N/A | N/A | N/A | N/A | N/A | N/A | N/A | N/A | N/A | N/A | N/A | 3.5083 | 4.0003
[SEER Non Multi-Split <=65kW] GEMS (Air Conditioners up to 65kW) Determination 2019 | MEPS Oct 2011 | AS/NZS 3823.1.1:2012 | AS53HE1HRA* / 1U53RU3ERE | AS53HE1HRA* / 1U53RU3ERE | N/A | Haier | 0.7 | Non Ducted | Single Split System | Wall Hung | Air | Air | China | 1.42 | 4.3 | 5 | 243 | 3.4246 | 4.089 | 1.194 | 336 | 1.37 | 5.5 | Calorimeter Room | 3.6101 | 4.1842 | Yes | 0 | N/A | 1.54 | 1.45 | 0 | 0 | N/A | N/A | N/A | 3.5968 | 4.1692 | N/A | N/A | 2.6936 | 3.8383 | 2.5 | 3.5 | Calorimeter Room | Single | R410A | New Zealand | 125660 | 2024-12-24 |  | Approved | Reverse Cycle | 1115 | Yes | Class 9 | Yes | Yes | - | Yes | Yes | Yes | - | 3.6101 | Unavailable | N/A | N/A |  |  | Yes |  | https://reg.energyrating.gov.au/static/common/images/star_ratings_2014/aircon_rating_2.5_3.5.png | AAC4372 | N/A | Variable output compressor | Inverter | N/A | N/A | N/A | 1.42 | N/A | N/A | N/A | N/A | N/A | N/A | N/A | N/A | N/A | N/A | N/A | N/A | N/A | N/A | N/A | N/A | 1.37 | N/A | N/A | N/A | N/A | N/A | N/A | N/A | N/A | N/A | N/A | N/A | N/A | N/A | N/A | N/A | N/A | N/A | N/A | N/A | N/A | N/A | N/A | N/A | N/A | N/A | N/A | N/A | N/A | N/A | N/A | N/A | N/A | N/A | N/A | N/A | N/A | N/A | N/A | N/A | N/A | N/A | N/A | N/A | N/A | N/A | N/A | N/A | N/A | N/A | N/A | N/A | N/A | N/A | N/A | N/A | N/A | N/A | N/A | N/A | N/A | N/A | N/A | N/A | N/A | N/A | N/A | N/A | 3.5083 | 4.0003
[SEER Non Multi-Split <=65kW] GEMS (Air Conditioners up to 65kW) Determination 2019 | MEPS Oct 2011 | AS/NZS 3823.1.1:2012 | AS71NE1HRE(NF) / 1U71SU3ERE | AS71NE1HRE* / 1U71SU3ERE | N/A | Haier | 1.3 | Non Ducted | Single Split System | Wall Hung | Air | Air | China | 2.08 | 6 | 7.3 | 243 | 0 | 0 | 0 | 336 | 2.12 | 8 | Calorimeter Room | 3.5355 | 3.8348 | Yes | 0 | N/A | 1.4 | 1.44 | 0 | 0 | N/A | N/A | N/A | 3.5274 | 3.8259 | N/A | N/A | 2.5549 | 3.1519 | 2.5 | 3 | Calorimeter Room | Single | R410A | New Zealand | 125661 | 2024-12-23 |  | Approved | Reverse Cycle | 1115 | Yes | Class 9 | Yes | Yes | - | Yes | Yes | Yes | - | 3.5355 | Available | N/A | N/A |  |  | Yes |  | https://reg.energyrating.gov.au/static/common/images/star_ratings_2014/aircon_rating_2.5_3.png | AAC4370 | N/A | Variable output compressor | Inverter | N/A | N/A | N/A | 2.08 | N/A | N/A | N/A | N/A | N/A | N/A | N/A | N/A | N/A | N/A | N/A | N/A | N/A | N/A | N/A | N/A | 2.12 | N/A | N/A | N/A | N/A | N/A | N/A | N/A | N/A | N/A | N/A | N/A | N/A | N/A | N/A | N/A | N/A | N/A | N/A | N/A | N/A | N/A | N/A | N/A | N/A | N/A | N/A | N/A | N/A | N/A | N/A | N/A | N/A | N/A | N/A | N/A | N/A | N/A | N/A | N/A | N/A | N/A | N/A | N/A | N/A | N/A | N/A | N/A | N/A | N/A | N/A | N/A | N/A | N/A | N/A | N/A | N/A | N/A | N/A | N/A | N/A | N/A | N/A | N/A | N/A | N/A | N/A | N/A | 3.5016 | 3.7649
[SEER Non Multi-Split <=65kW] GEMS (Air Conditioners up to 65kW) Determination 2019 | MEPS Oct 2011 | AS/NZS 3823.1.1:2012 | AS71NE1HRE(NH) / 1U71SU3ERE | AS71NE1HRE* / 1U71SU3ERE | N/A | Haier | 1.3 | Non Ducted | Single Split System | Wall Hung | Air | Air | China | 2.08 | 6 | 7.3 | 243 | 0 | 0 | 0 | 336 | 2.12 | 8 | Calorimeter Room | 3.5355 | 3.8348 | Yes | 0 | N/A | 1.4 | 1.44 | 0 | 0 | N/A | N/A | N/A | 3.5274 | 3.8259 | N/A | N/A | 2.5549 | 3.1519 | 2.5 | 3 | Calorimeter Room | Single | R410A | New Zealand | 125661 | 2024-12-23 |  | Approved | Reverse Cycle | 1115 | Yes | Class 9 | Yes | Yes | - | Yes | Yes | Yes | - | 3.5355 | Available | N/A | N/A |  |  | Yes |  | https://reg.energyrating.gov.au/static/common/images/star_ratings_2014/aircon_rating_2.5_3.png | AAC4370 | N/A | Variable output compressor | Inverter | N/A | N/A | N/A | 2.08 | N/A | N/A | N/A | N/A | N/A | N/A | N/A | N/A | N/A | N/A | N/A | N/A | N/A | N/A | N/A | N/A | 2.12 | N/A | N/A | N/A | N/A | N/A | N/A | N/A | N/A | N/A | N/A | N/A | N/A | N/A | N/A | N/A | N/A | N/A | N/A | N/A | N/A | N/A | N/A | N/A | N/A | N/A | N/A | N/A | N/A | N/A | N/A | N/A | N/A | N/A | N/A | N/A | N/A | N/A | N/A | N/A | N/A | N/A | N/A | N/A | N/A | N/A | N/A | N/A | N/A | N/A | N/A | N/A | N/A | N/A | N/A | N/A | N/A | N/A | N/A | N/A | N/A | N/A | N/A | N/A | N/A | N/A | N/A | N/A | 3.5016 | 3.7649
[SEER Non Multi-Split <=65kW] GEMS (Air Conditioners up to 65kW) Determination 2019 | MEPS Oct 2011 | AS/NZS 3823.1.1:2012 | AS71NE1HRE* / 1U71SU3ERE | AS71NE1HRE* / 1U71SU3ERE | N/A | Haier | 1.3 | Non Ducted | Single Split System | Wall Hung | Air | Air | China | 2.08 | 6 | 7.3 | 243 | 0 | 0 | 0 | 336 | 2.12 | 8 | Calorimeter Room | 3.5355 | 3.8348 | Yes | 0 | N/A | 1.4 | 1.44 | 0 | 0 | N/A | N/A | N/A | 3.5274 | 3.8259 | N/A | N/A | 2.5549 | 3.1519 | 2.5 | 3 | Calorimeter Room | Single | R410A | New Zealand | 125661 | 2024-12-23 |  | Approved | Reverse Cycle | 1115 | Yes | Class 9 | Yes | Yes | - | Yes | Yes | Yes | - | 3.5355 | Available | N/A | N/A |  |  | Yes |  | https://reg.energyrating.gov.au/static/common/images/star_ratings_2014/aircon_rating_2.5_3.png | AAC4370 | N/A | Variable output compressor | Inverter | N/A | N/A | N/A | 2.08 | N/A | N/A | N/A | N/A | N/A | N/A | N/A | N/A | N/A | N/A | N/A | N/A | N/A | N/A | N/A | N/A | 2.12 | N/A | N/A | N/A | N/A | N/A | N/A | N/A | N/A | N/A | N/A | N/A | N/A | N/A | N/A | N/A | N/A | N/A | N/A | N/A | N/A | N/A | N/A | N/A | N/A | N/A | N/A | N/A | N/A | N/A | N/A | N/A | N/A | N/A | N/A | N/A | N/A | N/A | N/A | N/A | N/A | N/A | N/A | N/A | N/A | N/A | N/A | N/A | N/A | N/A | N/A | N/A | N/A | N/A | N/A | N/A | N/A | N/A | N/A | N/A | N/A | N/A | N/A | N/A | N/A | N/A | N/A | N/A | 3.5016 | 3.7649
[SEER Non Multi-Split <=65kW] GEMS (Air Conditioners up to 65kW) Determination 2019 | MEPS 2019 | AS/NZS 3823.1.1:2012 | AS90*FDHRA | AS90*FDHRA | N/A | Haier | N/A | Non Ducted | Single Split System | Wall Hung | Air | Air | China | 2.65 | N/A | 9 | N/A | N/A | N/A | N/A | N/A | 2.66 | 9.5 | Calorimeter Room | 3.4485 | 3.6259 | N/A | - | N/A | N/A | N/A | N/A | N/A | N/A | N/A | N/A | N/A | N/A | N/A | N/A | N/A | N/A | N/A | N/A | N/A | Single | R32 | Australia,Fiji,New Zealand | 147316 | 2027-07-26 |  | Approved | Reverse Cycle | N/A | Yes | Class 9 | Yes | N/A | N/A | N/A | N/A | N/A | N/A | N/A | Available | N/A | N/A |  |  | N/A |  |  | AAC6841 | Yes | Variable output compressor | Inverter | No | - | 9000 | 2.65 | - | 1150 | 4500 | No | - | - | - | 2422.1 | 9693 | Yes | 640 | 4050 | No | - | - | 9500 | 2.66 | 970 | 4750 | No | - | - | No | - | - | - | 2380 | 7300 | No | - | - | - | - | - | - | - | - | No | - | - | No | - | - | 65.6 | 68.9 | 5.746 | 5.394 | 6.078 | 120.464 | 11.769 | 10.555 | 428 | 690 | 1927 | 43 | 648 | 1590 | 4 | 3.5 | 4.5 | 3.392 | 3.908 | 4.481 | 3.699 | 4.147 | 4.492 | 3669 | 1335 | 192 | 1144 | 585 | 122 | 1.5 | 2 | 2.5 | No | - | - | - | - | N/A | N/A | N/A | 5.45 | 3.3728 | 3.5469
[SEER Multi-Split <=65kW] GEMS (Air Conditioners up to 65kW) Determination 2019 | MEPS 2019 | AS/NZS 3823.1.4:2012 | AU042FPERA |  | N/A | Haier | N/A | Ducted | vrf | N/A | Air | Air | China | 3.49 | N/A | 12.6 | N/A | N/A | N/A | N/A | N/A | 3.474 | 14.2 | Enthalpy Test Room | 3.7209 | 4.1988 | N/A | - | N/A | N/A | N/A | N/A | N/A | N/A | N/A | N/A | N/A | N/A | N/A | N/A | N/A | N/A | N/A | N/A | N/A | Single | R410A | Australia,Fiji,New Zealand | 137552 | 2026-06-15 |  | Approved | Reverse Cycle | N/A | Yes | Class 20 | Yes | N/A | N/A | N/A | N/A | N/A | N/A | N/A | Available | N/A | N/A |  |  | N/A |  |  | AAC6092 | Yes | Variable output compressor | Inverter | No | - | 12600 | 3.49 | - | 1745 | 6300 | No | - | - | - | 3189.86 | 13570.2 | No | 1594.93 | 6785.1 | No | - | - | 14200 | 3.474 | 1737 | 7100 | No | - | - | Yes | 4100 | 11000 | No | - | - | No | - | - | - | - | - | No | - | - | No | - | - | No | - | - | N/A | 68 | 3.539 | 3.563 | 3.977 | 4.27 | 4.093 | 4.215 | 949 | 1433 | 4095 | 2112 | 2605 | 5566 | 2 | 2 | 2 | 3.096 | 3.53 | 3.795 | 3.185 | 3.61 | 3.771 | 6040 | 2245 | 371 | 2013 | 1032 | 244 | 1.5 | 2 | 2 | N/A | N/A | N/A | N/A | N/A | N/A | N/A | N/A | 22.7 | 3.5327 | 3.9992
[SEER Multi-Split <=65kW] GEMS (Air Conditioners up to 65kW) Determination 2019 | MEPS 2019 | AS/NZS 3823.1.4:2012 | AU052FPERA |  | N/A | Haier | N/A | Ducted | vrf | N/A | Air | Air | China | 4.047 | N/A | 14 | N/A | N/A | N/A | N/A | N/A | 4.096 | 16 | Enthalpy Test Room | 3.4272 | 3.9695 | N/A | - | N/A | N/A | N/A | N/A | N/A | N/A | N/A | N/A | N/A | N/A | N/A | N/A | N/A | N/A | N/A | N/A | N/A | Single | R410A | Australia,Fiji,New Zealand | 139175 | 2026-06-17 |  | Approved | Reverse Cycle | N/A | Yes | Class 20 | Yes | N/A | N/A | N/A | N/A | N/A | N/A | N/A | Available | N/A | N/A |  |  | N/A |  |  | AAC6100 | Yes | Variable output compressor | Inverter | No | - | 14000 | 4.047 | - | 2023 | 7000 | No | - | - | - | 3698.958 | 15078 | No | 1849.022 | 7539 | No | - | - | 16000 | 4.096 | 2048 | 8000 | No | - | - | Yes | 4150 | 12000 | No | - | - | No | - | - | - | - | - | No | - | - | No | - | - | No | - | - | N/A | 69 | 3.452 | 3.462 | 3.829 | 4.123 | 3.947 | 4.051 | 1088 | 1648 | 4734 | 2437 | 3009 | 6442 | 1.5 | 1.5 | 2 | 3.027 | 3.407 | 3.627 | 3.087 | 3.467 | 3.604 | 6953 | 2611 | 427 | 2332 | 1202 | 279 | 1.5 | 1.5 | 2 | N/A | N/A | N/A | N/A | N/A | N/A | N/A | N/A | 22.7 | 3.395 | 3.8344
[SEER Multi-Split <=65kW] GEMS (Air Conditioners up to 65kW) Determination 2019 | MEPS 2019 | AS/NZS 3823.1.4:2012 | AU062FPERA |  | N/A | Haier | N/A | Ducted | vrf | N/A | Air | Air | China | 4.692 | N/A | 15.5 | N/A | N/A | N/A | N/A | N/A | 4.945 | 18 | Enthalpy Test Room | 3.4581 | 3.6888 | N/A | - | N/A | N/A | N/A | N/A | N/A | N/A | N/A | N/A | N/A | N/A | N/A | N/A | N/A | N/A | N/A | N/A | N/A | Single | R410A | Australia,Fiji,New Zealand | 139176 | 2026-06-15 |  | Approved | Reverse Cycle | N/A | Yes | Class 20 | Yes | N/A | N/A | N/A | N/A | N/A | N/A | N/A | Available | N/A | N/A |  |  | N/A |  |  | AAC6091 | Yes | Variable output compressor | Inverter | No | - | 15500 | 4.692 | - | 2346 | 7750 | No | - | - | - | 4288.488 | 16693.5 | No | 2144.244 | 8346.75 | No | - | - | 18000 | 4.945 | 2472 | 9000 | No | - | - | Yes | 4300 | 12500 | No | - | - | No | - | - | - | - | - | No | - | - | No | - | - | No | - | - | N/A | 69 | 3.347 | 3.346 | 3.671 | 3.962 | 3.788 | 3.877 | 1250 | 1896 | 5476 | 2815 | 3478 | 7459 | 1.5 | 1.5 | 2 | 2.641 | 2.957 | 3.38 | 2.753 | 3.129 | 3.359 | 8951 | 3366 | 503 | 2930 | 1487 | 327 | 1 | 1 | 1.5 | N/A | N/A | N/A | N/A | N/A | N/A | N/A | N/A | 22.7 | 3.2503 | 3.5844
[SEER Multi-Split <=65kW] GEMS (Air Conditioners up to 65kW) Determination 2019 | MEPS 2019 | AS/NZS 3823.1.4:2012 | AU08NFKERA |  | N/A | Haier | N/A | Both | vrf | N/A | Air | Air | China | 6.19 | N/A | 22.6 | N/A | N/A | N/A | N/A | N/A | 6.11 | 22.6 | Enthalpy Test Room | 3.7417 | 3.7291 | N/A | - | N/A | N/A | N/A | N/A | N/A | N/A | N/A | N/A | N/A | N/A | N/A | N/A | N/A | N/A | N/A | N/A | N/A | Three | R410A | Australia,Fiji,New Zealand | 142353 | 2026-10-20 |  | Approved | Reverse Cycle | N/A | Yes | Class 20 | Yes | N/A | N/A | N/A | N/A | N/A | N/A | N/A | Available | N/A | N/A |  |  | N/A |  |  | AAC6293 | Yes | Variable output compressor | Inverter | No | - | 22600 | 6.19 | - | 3200 | 11300 | No | - | - | - | 5657.66 | 24340.2 | No | 2924.8 | 12170.1 | No | - | - | 22600 | 6.11 | 3200 | 11300 | No | - | - | Yes | 6460 | 22600 | No | - | - | No | - | - | - | - | - | No | - | - | No | - | - | No | - | - | N/A | 63 | 3.408 | 3.456 | 3.913 | 4.154 | 3.996 | 4.151 | 1752 | 2630 | 7445 | 3877 | 4770 | 10120 | 1.5 | 1.5 | 2 | 3.229 | 3.288 | 3.285 | 3.177 | 3.241 | 3.26 | 9250 | 3865 | 701 | 3239 | 1849 | 465 | 1.5 | 1.5 | 1.5 | N/A | N/A | N/A | N/A | N/A | N/A | N/A | N/A | 49.7 | 3.5546 | 3.5999
[SEER Multi-Split <=65kW] GEMS (Air Conditioners up to 65kW) Determination 2019 | MEPS 2019 | AS/NZS 3823.1.4:2012 | AU10NFKERA |  | N/A | Haier | N/A | Both | vrf | N/A | Air | Air | China | 8.48 | N/A | 28 | N/A | N/A | N/A | N/A | N/A | 8.24 | 28 | Calorimeter Room | 3.3191 | 3.4246 | N/A | - | N/A | N/A | N/A | N/A | N/A | N/A | N/A | N/A | N/A | N/A | N/A | N/A | N/A | N/A | N/A | N/A | N/A | Three | R410A | Australia,Fiji,New Zealand | 141312 | 2026-10-18 |  | Approved | Reverse Cycle | N/A | Yes | Class 20 | Yes | N/A | N/A | N/A | N/A | N/A | N/A | N/A | Available | N/A | N/A |  |  | N/A |  |  | AAC6287 | Yes | Variable output compressor | Inverter | No | - | 28000 | 8.48 | - | 3200 | 14000 | No | - | - | - | 7750.72 | 30156 | No | 2924.8 | 15078 | No | - | - | 28000 | 8.24 | 3650 | 14000 | No | - | - | Yes | 8000 | 25000 | No | - | - | No | - | - | - | - | - | No | - | - | No | - | - | No | - | - | N/A | 64 | 3.899 | 3.843 | 4.302 | 4.902 | 4.633 | 4.637 | 1906 | 2946 | 8405 | 4076 | 5105 | 11235 | 2 | 2 | 2.5 | 3.16 | 3.371 | 3.543 | 3.238 | 3.42 | 3.531 | 11683 | 4643 | 787 | 3915 | 2153 | 517 | 1.5 | 1.5 | 2 | N/A | N/A | N/A | N/A | N/A | N/A | N/A | N/A | 49.7 | 3.2377 | 3.3302
[SEER Multi-Split <=65kW] GEMS (Air Conditioners up to 65kW) Determination 2019 | MEPS 2019 | AS/NZS 3823.1.4:2012 | AU12NFKERA |  | N/A | Haier | N/A | Both | vrf | N/A | Air | Air | China | 10.1 | N/A | 31.5 | N/A | N/A | N/A | N/A | N/A | 9.69 | 31.5 | Enthalpy Test Room | 3.0756 | 3.2932 | N/A | - | N/A | N/A | N/A | N/A | N/A | N/A | N/A | N/A | N/A | N/A | N/A | N/A | N/A | N/A | N/A | N/A | N/A | Three | R410A | Australia,Fiji,New Zealand | 142371 | 2026-10-20 |  | Approved | Reverse Cycle | N/A | Yes | Class 20 | Yes | N/A | N/A | N/A | N/A | N/A | N/A | N/A | Available | N/A | N/A |  |  | N/A |  |  | AAC6294 | Yes | Variable output compressor | Inverter | No | No | 31500 | 10.1 | - | 3910 | 15750 | No | - | - | - | 9231.4 | 33925.5 | No | 3573.74 | 16962.75 | No | - | - | 31500 | 9.69 | 3900 | 15750 | No | - | - | Yes | 9000 | 21700 | No | - | - | No | - | - | - | - | - | No | - | - | No | - | - | No | - | - | N/A | - | 3.706 | 3.642 | 4.027 | 4.583 | 4.329 | 4.323 | 2276 | 3521 | 10127 | 4926 | 6167 | 13578 | 2 | 2 | 2.5 | 2.574 | 2.977 | 3.715 | 2.795 | 3.303 | 3.712 | 16091 | 5877 | 835 | 5071 | 2491 | 546 | 1 | 1 | 2 | N/A | N/A | N/A | N/A | N/A | N/A | N/A | N/A | 49.7 | 3.0678 | 3.1954
[SEER Multi-Split <=65kW] GEMS (Air Conditioners up to 65kW) Determination 2019 | MEPS 2019 | AS/NZS 3823.1.4:2012 | AV08IMAURA |  | N/A | Haier | N/A | Ducted | vrf | N/A | Air | Air | China | 6.3 | N/A | 22.4 | N/A | N/A | N/A | N/A | N/A | 6.4 | 25 | Enthalpy Test Room | 3.5024 | 3.9198 | N/A | - | N/A | N/A | N/A | N/A | N/A | N/A | N/A | N/A | N/A | N/A | N/A | N/A | N/A | N/A | N/A | N/A | N/A | Three | R410A | Australia,Fiji,New Zealand | 130608 | 2025-09-10 |  | Approved | Reverse Cycle | N/A | No | Class 20 | No | N/A | N/A | N/A | N/A | N/A | N/A | N/A | Available | N/A | N/A |  |  | N/A |  |  | AAC5279 | Yes | Variable output compressor | Inverter | No | - | 22400 | 6.3 | - | 2750 | 11200 | No | - | - | - | 5758.2 | 24124.8 | No | 2513.5 | 12062.4 | No | - | - | 25000 | 6.4 | 3000 | 12500 | No | - | - | Yes | 8400 | 20000 | No | - | - | No | - | - | - | - | - | No | - | - | No | - | - | No | - | - | N/A | 83 | 3.725 | 3.733 | 4.222 | 4.645 | 4.433 | 4.521 | 1586 | 2413 | 6838 | 3433 | 4258 | 9208 | 2 | 2 | 2.5 | 3.105 | 3.573 | 3.858 | 3.292 | 3.651 | 3.84 | 10615 | 3921 | 659 | 3443 | 1810 | 435 | 1.5 | 2 | 2 | N/A | N/A | N/A | N/A | N/A | N/A | N/A | N/A | 46 | 3.4699 | 3.8136
[SEER Multi-Split <=65kW] GEMS (Air Conditioners up to 65kW) Determination 2019 | MEPS 2019 | AS/NZS 3823.1.4:2012 | AV10IMAURA |  | N/A | Haier | N/A | Ducted | vrf | N/A | Air | Air | China | 8.3 | N/A | 28 | N/A | N/A | N/A | N/A | N/A | 8.8 | 31.5 | Enthalpy Test Room | 3.3361 | 3.5159 | N/A | - | N/A | N/A | N/A | N/A | N/A | N/A | N/A | N/A | N/A | N/A | N/A | N/A | N/A | N/A | N/A | N/A | N/A | Three | R410A | Australia,Fiji,New Zealand | 132398 | 2025-09-10 |  | Approved | Reverse Cycle | N/A | No | Class 20 | No | N/A | N/A | N/A | N/A | N/A | N/A | N/A | Available | N/A | N/A |  |  | N/A |  |  | AAC5282 | Yes | Variable output compressor | Inverter | No | - | 28000 | 8.3 | - | 3450 | 14000 | No | - | - | - | 7586.2 | 30156 | No | 3153.3 | 15078 | No | - | - | 31500 | 8.8 | 3780 | 15750 | No | - | - | No | - | - | - | 9320 | 20000 | No | - | - | - | - | - | - | - | - | No | - | - | No | - | - | N/A | 84 | 3.673 | 3.662 | 4.131 | 4.597 | 4.374 | 4.434 | 2013 | 3078 | 8740 | 4338 | 5397 | 11739 | 2 | 2 | 2.5 | 2.501 | 2.822 | 3.696 | 2.889 | 3.226 | 3.781 | 16574 | 6213 | 857 | 4925 | 2563 | 553 | 1 | 1 | 2 | N/A | N/A | N/A | N/A | N/A | N/A | N/A | N/A | 57 | 3.297 | 3.5029
[SEER Multi-Split <=65kW] GEMS (Air Conditioners up to 65kW) Determination 2019 | MEPS 2019 | AS/NZS 3823.1.4:2012 | AV12IMAURA |  | N/A | Haier | N/A | Ducted | vrf | N/A | Air | Air | China | 10.19 | N/A | 33.5 | N/A | N/A | N/A | N/A | N/A | 10.19 | 35 | Enthalpy Test Room | 3.2591 | 3.3945 | N/A | - | N/A | N/A | N/A | N/A | N/A | N/A | N/A | N/A | N/A | N/A | N/A | N/A | N/A | N/A | N/A | N/A | N/A | Three | R410A | Australia,Fiji,New Zealand | 132400 | 2025-09-10 |  | Approved | Reverse Cycle | N/A | No | Class 20 | No | N/A | N/A | N/A | N/A | N/A | N/A | N/A | Available | N/A | N/A |  |  | N/A |  |  | AAC5283 | Yes | Variable output compressor | Inverter | No | No | 33500 | 10.19 | - | 4100 | 16750 | No | - | - | - | 9313.66 | 36079.5 | No | 3747.4 | 18039.75 | No | - | - | 35000 | 10.19 | 4270 | 17500 | No | - | - | Yes | 11000 | 24000 | No | - | - | No | - | - | - | - | - | No | - | - | No | - | - | No | - | - | N/A | - | 3.731 | 3.694 | 4.127 | 4.64 | 4.4 | 4.429 | 2388 | 3671 | 10489 | 5158 | 6436 | 14079 | 2 | 2 | 2.5 | 2.527 | 2.967 | 3.776 | 2.778 | 3.323 | 3.77 | 18223 | 6565 | 927 | 5678 | 2761 | 609 | 1 | 1 | 2 | N/A | N/A | N/A | N/A | N/A | N/A | N/A | N/A | 60 | 3.2234 | 3.3677
[SEER Multi-Split <=65kW] GEMS (Air Conditioners up to 65kW) Determination 2019 | MEPS 2019 | AS/NZS 3823.1.4:2012 | AV14IMAURA |  | N/A | Haier | N/A | Ducted | vrf | N/A | Air | Air | China | 12.32 | N/A | 40 | N/A | N/A | N/A | N/A | N/A | 12.83 | 45 | Enthalpy Test Room | 3.2606 | 3.5316 | N/A | - | N/A | N/A | N/A | N/A | N/A | N/A | N/A | N/A | N/A | N/A | N/A | N/A | N/A | N/A | N/A | N/A | N/A | Three | R410A | Australia,Fiji,New Zealand | 132401 | 2025-09-11 |  | Approved | Reverse Cycle | N/A | No | Class 21 | No | N/A | N/A | N/A | N/A | N/A | N/A | N/A | Available | N/A | N/A |  |  | N/A |  |  | AAC5286 | Yes | Variable output compressor | Inverter | No | No | 40000 | 12.32 | - | 6190 | 20000 | No | - | - | - | 11260.48 | 43080 | No | 5657.66 | 21540 | No | - | - | 45000 | 12.83 | 5870 | 22500 | No | - | - | No | - | - | - | 14500 | 33000 | No | - | - | - | - | - | - | - | - | No | - | - | No | - | - | N/A | - | 3.359 | 3.342 | 3.621 | 3.919 | 3.74 | 3.813 | 3244 | 4935 | 14366 | 7374 | 9122 | 19604 | 1.5 | 1.5 | 2 | 2.692 | 3.009 | 3.495 | 2.936 | 3.223 | 3.514 | 21929 | 8241 | 1193 | 6850 | 3588 | 764 | 1 | 1.5 | 1.5 | N/A | N/A | N/A | N/A | N/A | N/A | N/A | N/A | 45 | 3.2072 | 3.4663
[SEER Multi-Split <=65kW] GEMS (Air Conditioners up to 65kW) Determination 2019 | MEPS 2019 | AS/NZS 3823.1.4:2012 | AV16IMAURA |  | N/A | Haier | N/A | Ducted | vrf | N/A | Air | Air | China | 14.02 | N/A | 45 | N/A | N/A | N/A | N/A | N/A | 14.52 | 50 | Enthalpy Test Room | 3.1904 | 3.4718 | N/A | - | N/A | N/A | N/A | N/A | N/A | N/A | N/A | N/A | N/A | N/A | N/A | N/A | N/A | N/A | N/A | N/A | N/A | Three | R410A | Australia,Fiji,New Zealand | 132402 | 2025-09-10 |  | Approved | Reverse Cycle | N/A | No | Class 21 | No | N/A | N/A | N/A | N/A | N/A | N/A | N/A | Available | N/A | N/A |  |  | N/A |  |  | AAC5284 | Yes | Variable output compressor | Inverter | No | No | 45000 | 14.02 | - | 6640 | 22500 | No | - | - | - | 12814.28 | 48465 | No | 6068.96 | 24232.5 | No | - | - | 50000 | 14.52 | 5900 | 25000 | No | - | - | Yes | 16700 | 36500 | No | - | - | No | - | - | - | - | - | No | - | - | No | - | - | No | - | - | N/A | - | 3.473 | 3.438 | 3.714 | 4.074 | 3.876 | 3.922 | 3534 | 5404 | 15763 | 7983 | 9905 | 21444 | 1.5 | 1.5 | 2 | 2.838 | 3.355 | 3.899 | 3.047 | 3.582 | 3.895 | 23111 | 8219 | 1193 | 7333 | 3592 | 769 | 1 | 1.5 | 2 | N/A | N/A | N/A | N/A | N/A | N/A | N/A | N/A | 47 | 3.1737 | 3.4063
[SEER Multi-Split <=65kW] GEMS (Air Conditioners up to 65kW) Determination 2019 | MEPS 2019 | AS/NZS 3823.1.4:2012 | AV18IMAURA |  | N/A | Haier | N/A | Ducted | vrf | N/A | Air | Air | China | 15.5 | N/A | 50 | N/A | N/A | N/A | N/A | N/A | 17.35 | 56.5 | Enthalpy Test Room | 3.1703 | 3.2519 | N/A | - | N/A | N/A | N/A | N/A | N/A | N/A | N/A | N/A | N/A | N/A | N/A | N/A | N/A | N/A | N/A | N/A | N/A | Three | R410A | Australia,Fiji,New Zealand | 131674 | 2025-09-10 |  | Approved | Reverse Cycle | N/A | No | Class 21 | No | N/A | N/A | N/A | N/A | N/A | N/A | N/A | Available | N/A | N/A |  |  | N/A |  |  | AAC5280 | Yes | Variable output compressor | Inverter | No | Yes | 50000 | 15.5 | - | 6740 | 25000 | No | - | - | - | 14167 | 53850 | No | 6160.36 | 26925 | No | - | - | 56500 | 17.35 | 6870 | 28250 | - | - | - | - | - | - | - | - | - | - | - | - | - | - | - | - | - | - | - | - | - | - | - | - | N/A | - | 3.701 | 3.638 | 3.93 | 4.393 | 4.161 | 4.171 | 3682 | 5671 | 16550 | 8224 | 10249 | 22405 | 2 | 2 | 2 | - | - | - | - | - | - | - | - | - | - | - | - | 0 | 0 | 0 | N/A | N/A | N/A | N/A | N/A | N/A | N/A | N/A | 50 | 3.191 | 3.2251
[SEER Multi-Split <=65kW] GEMS (Air Conditioners up to 65kW) Determination 2019 | MEPS 2019 | AS/NZS 3823.1.4:2012 | AV20IMAURA |  | N/A | Haier | N/A | Ducted | vrf | N/A | Air | Air | China | 18.5 | N/A | 56 | N/A | N/A | N/A | N/A | N/A | 16.7 | 58 | Enthalpy Test Room | 3.0365 | 3.3603 | N/A | - | N/A | N/A | N/A | N/A | N/A | N/A | N/A | N/A | N/A | N/A | N/A | N/A | N/A | N/A | N/A | N/A | N/A | Three | R410A | Australia,Fiji,New Zealand | 132403 | 2025-09-11 |  | Approved | Reverse Cycle | N/A | No | Class 21 | No | N/A | N/A | N/A | N/A | N/A | N/A | N/A | Available | N/A | N/A |  |  | N/A |  |  | AAC5285 | Yes | Variable output compressor | Inverter | No | No | 56000 | 18.5 | - | 7800 | 28000 | No | - | - | - | 16909 | 60312 | No | 7129.2 | 30156 | No | - | - | 58000 | 16.7 | 7200 | 29000 | No | - | - | No | - | - | - | 22500 | 45000 | No | - | - | - | - | - | - | - | - | No | - | - | No | - | - | N/A | - | 3.587 | 3.508 | 3.767 | 4.248 | 4.014 | 4.001 | 4272 | 6609 | 19356 | 9540 | 11918 | 26174 | 2 | 2 | 2 | 2.698 | 3.054 | 3.659 | 2.993 | 3.326 | 3.688 | 28188 | 10446 | 1455 | 8646 | 4469 | 927 | 1 | 1.5 | 2 | N/A | N/A | N/A | N/A | N/A | N/A | N/A | N/A | 50 | 2.9996 | 3.4383
[SEER Non Multi-Split <=65kW] GEMS (Air Conditioners up to 65kW) Determination 2019 | MEPS 2019 | AS/NZS 3823.1.1:2012 | KFR-35GW/BPSH / KFR-35GW/BPSH |  | N/A | HANECO | N/A | Non Ducted | Single Split System | Wall Hung | Air | Air | China | 0.82 | N/A | 3.5 | N/A | N/A | N/A | N/A | N/A | 0.93 | 4 | Calorimeter Room | 4.2951 | 4.2297 | N/A | - | N/A | N/A | N/A | N/A | N/A | N/A | N/A | N/A | N/A | N/A | N/A | N/A | N/A | N/A | N/A | N/A | N/A | Single | R32 | Australia,Fiji,New Zealand | 152309 | 2028-02-07 |  | Approved | Reverse Cycle | N/A | Yes | Class 8 | Yes | N/A | N/A | N/A | N/A | N/A | N/A | N/A | Available | N/A | N/A | http://www.orata.com.au | http://www.orata.com.au | N/A |  |  | AAC7250 | Yes | Variable output compressor | Inverter | No | - | 3500 | 0.82 | - | 370 | 1850 | Yes | 210 | 700 | - | 749.48 | 3769.5 | Yes | 260 | 1800 | - | 145 | 1100 | 4000 | 0.93 | 365 | 2000 | Yes | 235 | 1150 | Yes | 1165 | 3700 | No | - | - | No | - | - | - | - | - | No | - | - | No | - | - | No | - | - | 58.12 | 62.15 | 6.559 | 6.277 | 6.528 | 11.661 | 9.229 | 7.715 | 149 | 234 | 702 | 219 | 326 | 851 | 5 | 4.5 | 5 | 4.046 | 4.553 | 4.987 | 4.262 | 4.643 | 4.909 | 1292 | 478 | 68 | 415 | 217 | 44 | 2.5 | 3 | 3 | No | - | - | - | - | N/A | N/A | N/A | 0.436 | 4.2606 | 4.2943
[SEER Non Multi-Split <=65kW] GEMS (Air Conditioners up to 65kW) Determination 2019 | MEPS 2019 | AS/NZS 3823.1.1:2012 | KFR-50GW/BPSH / KFR-50GW/BPSH |  | N/A | HANECO | N/A | Non Ducted | Single Split System | Wall Hung | Air | Air | China | 1.17 | N/A | 5 | N/A | N/A | N/A | N/A | N/A | 1.41 | 6 | Calorimeter Room | 4.289 | 4.2644 | N/A | - | N/A | N/A | N/A | N/A | N/A | N/A | N/A | N/A | N/A | N/A | N/A | N/A | N/A | N/A | N/A | N/A | N/A | Single | R32 | Australia,Fiji,New Zealand | 152312 | 2028-02-07 |  | Approved | Reverse Cycle | N/A | Yes | Class 9 | Yes | N/A | N/A | N/A | N/A | N/A | N/A | N/A | Available | N/A | N/A | http://www.orata.com.au | http://www.orata.com.au | N/A |  |  | AAC7252 | Yes | Variable output compressor | Inverter | No | - | 5000 | 1.17 | - | 475 | 2650 | Yes | 435 | 2400 | - | 1069.38 | 5385 | Yes | 440 | 2950 | - | 340 | 2650 | 6000 | 1.41 | 500 | 2800 | Yes | 260 | 1400 | Yes | 1435 | 4300 | No | - | - | No | - | - | - | - | - | No | - | - | No | - | - | No | - | - | 48.9 | 58 | 6.278 | 6.007 | 6.213 | 8.782 | 7.733 | 6.869 | 222 | 350 | 1053 | 415 | 556 | 1366 | 4.5 | 4.5 | 4.5 | 3.573 | 4.379 | 5.381 | 3.96 | 4.618 | 5.389 | 2194 | 746 | 95 | 669 | 326 | 60 | 2 | 2.5 | 3.5 | No | - | - | - | - | N/A | N/A | N/A | 0.578 | 4.2664 | 4.2494
[SEER Non Multi-Split <=65kW] GEMS (Air Conditioners up to 65kW) Determination 2019 | MEPS 2019 | AS/NZS 3823.1.1:2012 | KFR-70GW/BPSH / KFR-70GW/BPSH |  | N/A | HANECO | N/A | Non Ducted | Single Split System | Wall Hung | Air | Air | China | 1.99 | N/A | 7.1 | N/A | N/A | N/A | N/A | N/A | 2.16 | 8 | Calorimeter Room | 3.5681 | 3.7943 | N/A | - | N/A | N/A | N/A | N/A | N/A | N/A | N/A | N/A | N/A | N/A | N/A | N/A | N/A | N/A | N/A | N/A | N/A | Single | R32 | Australia,Fiji,New Zealand | 152318 | 2028-02-07 |  | Approved | Reverse Cycle | N/A | Yes | Class 9 | Yes | N/A | N/A | N/A | N/A | N/A | N/A | N/A | Available | N/A | N/A | http://www.orata.com.au | http://www.orata.com.au | N/A |  |  | AAC7253 | Yes | Variable output compressor | Inverter | No | - | 7100 | 1.99 | - | 810 | 3850 | Yes | 715 | 3450 | - | 1818.86 | 7646.7 | Yes | 645 | 3900 | - | 515 | 3250 | 8000 | 2.16 | 790 | 4150 | Yes | 450 | 2500 | Yes | 2530 | 6100 | No | - | - | No | - | - | - | - | - | No | - | - | No | - | - | No | - | - | 48.7 | 61.6 | 5.352 | 5.082 | 5.306 | 7.867 | 6.646 | 5.949 | 370 | 587 | 1751 | 658 | 918 | 2239 | 3.5 | 3.5 | 3.5 | 3.355 | 4.128 | 5.267 | 3.772 | 4.646 | 5.305 | 3116 | 1055 | 130 | 937 | 433 | 81 | 1.5 | 2.5 | 3.5 | No | - | - | - | - | N/A | N/A | N/A | 1 | 3.5618 | 3.6979
[Unitary Single-Duct] GEMS (Air Conditioners up to 65kW) Determination 2019 | MEPS 2019 | AS/NZS 3823.1.5:2015 | HPA10 |  | N/A | HELLER | N/A | Non Ducted | Portable | N/A | N/A | N/A | China | 1.12 | N/A | 2.93 | N/A | N/A | N/A | N/A | N/A | 0 | 0 | Calorimeter Room | 2.769 | 0 | N/A | N/A | N/A | N/A | N/A | N/A | N/A | N/A | N/A | N/A | N/A | N/A | N/A | N/A | N/A | N/A | N/A | N/A | Calorimeter Room | Single | R290 | Australia,Fiji,New Zealand | 130800 | 2025-07-20 |  | Approved | Cooling Only | N/A | N/A | Class 4 | N/A | N/A | N/A | N/A | N/A | N/A | N/A | N/A | Available | N/A | N/A | http://www.jhs8.com/ | http://www.gafcontrol.com.au | N/A |  |  | AAC5027 | No | N/A | N/A | N/A | N/A | 2930 | 1.12 | N/A | N/A | N/A | N/A | N/A | N/A | N/A | N/A | N/A | N/A | N/A | N/A | N/A | N/A | N/A | 0 | 0 | N/A | N/A | N/A | N/A | N/A | N/A | N/A | N/A | N/A | N/A | N/A | N/A | N/A | N/A | N/A | N/A | N/A | N/A | N/A | N/A | N/A | N/A | N/A | N/A | N/A | N/A | 64.9 | N/A | N/A | N/A | N/A | N/A | N/A | N/A | 610 | 941 | 2517 | N/A | N/A | N/A | 0 | 0 | 0 | N/A | N/A | N/A | N/A | N/A | N/A | 0 | 0 | 0 | N/A | N/A | N/A | 0 | 0 | 0 | N/A | No | 0 | 0 | 0 | 0 | 0 | 0 | N/A | 2.6161 | 0
[Unitary Single-Duct] GEMS (Air Conditioners up to 65kW) Determination 2019 | MEPS 2019 | AS/NZS 3823.1.5:2015 | HPA16 |  | N/A | HELLER | N/A | Non Ducted | Portable | N/A | N/A | N/A | China | 1.75 | N/A | 4.68 | N/A | N/A | N/A | N/A | N/A | 0 | 0 | Calorimeter Room | 2.8314 | 0 | N/A | N/A | N/A | N/A | N/A | N/A | N/A | N/A | N/A | N/A | N/A | N/A | N/A | N/A | N/A | N/A | N/A | N/A | Calorimeter Room | Single | R32 | Australia,Fiji,New Zealand | 130805 | 2025-07-20 |  | Approved | Cooling Only | N/A | N/A | Class 4 | N/A | N/A | N/A | N/A | N/A | N/A | N/A | N/A | Available | N/A | N/A | http://www.jhs8.com/ | http://www.gafcontrol.com.au | N/A |  |  | AAC5032 | No | N/A | N/A | N/A | N/A | 4680 | 1.75 | N/A | N/A | N/A | N/A | N/A | N/A | N/A | N/A | N/A | N/A | N/A | N/A | N/A | N/A | N/A | 0 | 0 | N/A | N/A | N/A | N/A | N/A | N/A | N/A | N/A | N/A | N/A | N/A | N/A | N/A | N/A | N/A | N/A | N/A | N/A | N/A | N/A | N/A | N/A | N/A | N/A | N/A | N/A | 63.5 | N/A | N/A | N/A | N/A | N/A | N/A | N/A | 954 | 1470 | 3932 | N/A | N/A | N/A | 0 | 0 | 0 | N/A | N/A | N/A | N/A | N/A | N/A | 0 | 0 | 0 | N/A | N/A | N/A | 0 | 0 | 0 | N/A | No | 0 | 0 | 0 | 0 | 0 | 0 | N/A | 2.6743 | 0
[SEER Non Multi-Split <=65kW] GEMS (Air Conditioners up to 65kW) Determination 2019 | MEPS 2019 | AS/NZS 3823.1.1:2012 | HWA09R |  | N/A | HELLER | 0.5 | Non Ducted | Window Wall | - | Air | Air | China | 0.79 | 2.1 | 2.6 | 380 | N/A | N/A | N/A | 560 | 0.73 | 2.4 | Calorimeter Room | 3.2904 | 3.2866 | N/A | - | N/A | 2 | 2 | N/A | N/A | N/A | N/A | N/A | 3.1972 | 3.3729 | N/A | N/A | 1.8944 | 2.2458 | 1.5 | 2 | Calorimeter Room | Single | R410A | Australia,Fiji,New Zealand | 147788 | 2027-07-14 |  | Approved | Reverse Cycle | 600 | No | Class 5 | No | N/A | N/A | N/A | N/A | N/A | N/A | 3.2246 | Available | N/A | N/A | http://www.gafcontrol.com.au/ | http://www.gafcontrol.com.au | N/A |  | https://reg.energyrating.gov.au/static/common/images/star_ratings_2014/aircon_rating_1.5_2.png | AAC6820 | No | - | - | - | - | 2600 | 0.79 | - | - | - | - | - | - | Yes | 715 | 2800 | - | - | - | - | - | - | 2400 | 0.73 | - | - | - | - | - | - | - | - | - | 600 | 1520 | - | - | - | - | - | - | - | - | - | - | - | - | - | - | - | 51.78 | 59.46 | 3.284 | 3.277 | 3.484 | 3.79 | 3.611 | 3.646 | 218 | 331 | 974 | 498 | 617 | 1336 | 1.5 | 1.5 | 1.5 | 2.329 | 2.518 | 2.754 | 2.469 | 2.664 | 2.801 | 1349 | 522 | 77 | 432 | 229 | 48 | 0.5 | 1 | 1 | - | - | - | - | - | N/A | N/A | N/A | 1.7 | 3.2674 | 3.262
[SEER Non Multi-Split <=65kW] GEMS (Air Conditioners up to 65kW) Determination 2019 | MEPS 2019 | AS/NZS 3823.1.1:2012 | HWA13R |  | N/A | HELLER | 0.5 | Non Ducted | Window Wall | - | Air | Air | China | 1.25 | 2.1 | 4.1 | 380 | N/A | N/A | N/A | 560 | 1.09 | 3.6 | Calorimeter Room | 3.2662 | 3.2721 | N/A | - | N/A | 2 | 2 | N/A | N/A | N/A | N/A | N/A | 3.1972 | 3.3729 | N/A | N/A | 1.8944 | 2.2458 | 1.5 | 2 | Calorimeter Room | Single | R410A | Australia,Fiji,New Zealand | 147794 | 2027-07-17 |  | Approved | Reverse Cycle | 600 | No | Class 5 | No | N/A | N/A | N/A | N/A | N/A | N/A | 3.2246 | Available | N/A | N/A | http://www.gafcontrol.com.au/ | http://www.gafcontrol.com.au | N/A |  | https://reg.energyrating.gov.au/static/common/images/star_ratings_2014/aircon_rating_1.5_2.png | AAC6826 | No | - | - | - | - | 4100 | 1.25 | - | - | - | - | - | - | Yes | 1125 | 4500 | - | - | - | - | - | - | 3600 | 1.09 | - | - | - | - | - | - | - | - | - | 985 | 2770 | - | - | - | - | - | - | - | - | - | No | - | - | - | - | - | 53.34 | 59.67 | 3.369 | 3.346 | 3.551 | 3.935 | 3.722 | 3.733 | 337 | 511 | 1508 | 758 | 945 | 2058 | 1.5 | 1.5 | 2 | 2.564 | 2.721 | 2.791 | 2.616 | 2.776 | 2.821 | 1838 | 724 | 113 | 611 | 329 | 71 | 1 | 1 | 1 | - | - | - | - | - | N/A | N/A | N/A | 2 | 3.2624 | 3.2824
[SEER Non Multi-Split <=65kW] GEMS (Air Conditioners up to 65kW) Determination 2019 | MEPS 2019 | AS/NZS 3823.1.1:2012 | HWA16 |  | N/A | HELLER | N/A | Non Ducted | Window Wall | - | Air | - | China | 0.5 | N/A | 1.6 | N/A | N/A | N/A | N/A | N/A | - | - | Calorimeter Room | 3.1976 | - | N/A | - | N/A | N/A | N/A | N/A | N/A | N/A | N/A | N/A | N/A | N/A | N/A | N/A | N/A | N/A | N/A | N/A | N/A | Single | R410A | Australia,Fiji,New Zealand | 128825 | 2025-06-11 |  | Approved | Cooling Only | N/A | No | Class 5 | No | N/A | N/A | N/A | N/A | N/A | N/A | N/A | Available | N/A | N/A | http://www.gafcontrol.com.au/ | http://www.gafcontrol.com.au | N/A |  |  | AAC4894 | No | - | - | - | - | 1600 | 0.5 | - | - | - | - | - | - | Yes | 480 | 1900 | - | - | - | - | - | - | - | - | - | - | - | - | - | - | - | - | - | - | - | - | - | - | - | - | - | - | - | - | - | - | - | - | - | - | 54.73 | 62.35 | 3.188 | 3.181 | 3.438 | 3.74 | 3.569 | 3.611 | 137 | 207 | 606 | 310 | 382 | 829 | 1.5 | 1.5 | 1.5 | - | - | - | - | - | - | - | - | - | - | - | - | - | - | - | - | - | - | - | - | N/A | N/A | N/A | 1.6 | 3.1658 | -
[SEER Non Multi-Split <=65kW] GEMS (Air Conditioners up to 65kW) Determination 2019 | MEPS 2019 | AS/NZS 3823.1.1:2012 | HWA17 |  | N/A | HELLER | N/A | Non Ducted | Window Wall | - | Air | - | China | 0.52 | N/A | 1.7 | N/A | N/A | N/A | N/A | N/A | - | - | Calorimeter Room | 3.3129 | - | N/A | - | N/A | N/A | N/A | N/A | N/A | N/A | N/A | N/A | N/A | N/A | N/A | N/A | N/A | N/A | N/A | N/A | N/A | Single | R32 | Australia,Fiji,New Zealand | 162580 | 2029-06-16 |  | Approved | Cooling Only | N/A | No | Class 5 | No | N/A | N/A | N/A | N/A | N/A | N/A | N/A | Available | N/A | N/A | http://www.gafcontrol.com.au/ | http://www.gafcontrol.com.au | N/A |  |  | AAC8299 | No | - | - | - | - | 1700 | 0.52 | - | - | - | - | - | - | Yes | 460 | 1850 | - | - | - | - | - | - | - | - | - | - | - | - | - | - | - | - | - | - | - | - | - | - | - | - | - | - | - | - | - | - | - | - | - | - | 56.7 | 64.6 | 3.287 | 3.283 | 3.546 | 3.956 | 3.732 | 3.753 | 142 | 214 | 624 | 311 | 389 | 847 | 1.5 | 1.5 | 2 | - | - | - | - | - | - | - | - | - | - | - | - | - | - | - | - | - | - | - | - | N/A | N/A | N/A | 1.6 | 3.2356 | -
[SEER Non Multi-Split <=65kW] GEMS (Air Conditioners up to 65kW) Determination 2019 | MEPS 2019 | AS/NZS 3823.1.1:2012 | HWA22 |  | N/A | HELLER | N/A | Non Ducted | Window Wall | - | Air | - | China | 0.648 | N/A | 2.2 | N/A | N/A | N/A | N/A | N/A | - | - | Calorimeter Room | 3.3872 | - | N/A | - | N/A | N/A | N/A | N/A | N/A | N/A | N/A | N/A | N/A | N/A | N/A | N/A | N/A | N/A | N/A | N/A | N/A | Single | R410A | Australia,Fiji,New Zealand | 129742 | 2025-06-11 |  | Approved | Cooling Only | N/A | No | Class 5 | No | N/A | N/A | N/A | N/A | N/A | N/A | N/A | Available | N/A | N/A | http://www.gafcontrol.com.au/ | http://www.gafcontrol.com.au | N/A |  |  | AAC4896 | No | - | - | - | - | 2200 | 0.648 | - | - | - | - | - | - | Yes | 600 | 2300 | - | - | - | - | - | - | - | - | - | - | - | - | - | - | - | - | - | - | - | - | - | - | - | - | - | - | - | - | - | - | - | - | - | - | 54.5 | 61.8 | 3.293 | 3.294 | 3.45 | 3.608 | 3.491 | 3.556 | 185 | 280 | 833 | 444 | 541 | 1160 | 1.5 | 1.5 | 1.5 | - | - | - | - | - | - | - | - | - | - | - | - | - | - | - | - | - | - | - | - | N/A | N/A | N/A | 1 | 3.3774 | -
[SEER Non Multi-Split <=65kW] GEMS (Air Conditioners up to 65kW) Determination 2019 | MEPS 2019 | AS/NZS 3823.1.1:2012 | HWA27 |  | N/A | HELLER | N/A | Non Ducted | Window Wall | - | Air | Air | China | 0.82 | N/A | 2.7 | N/A | N/A | N/A | N/A | N/A | 0.69 | 2.4 | Calorimeter Room | 3.2762 | 3.4129 | N/A | - | N/A | N/A | N/A | N/A | N/A | N/A | N/A | N/A | N/A | N/A | N/A | N/A | N/A | N/A | N/A | N/A | N/A | Single | R32 | Australia,Fiji,New Zealand | 162581 | 2029-06-18 |  | Approved | Reverse Cycle | N/A | No | Class 5 | No | N/A | N/A | N/A | N/A | N/A | N/A | N/A | Available | N/A | N/A | http://www.gafcontrol.com.au/ | http://www.gafcontrol.com.au | N/A |  |  | AAC8300 | No | - | - | - | - | 2700 | 0.82 | - | - | - | - | - | - | Yes | 730 | 2900 | - | - | - | - | - | - | 2400 | 0.69 | - | - | - | - | - | - | - | - | - | 640 | 1800 | - | - | - | - | - | - | - | - | - | No | - | - | - | - | - | 52.75 | 62.81 | 3.33 | 3.318 | 3.534 | 3.9 | 3.694 | 3.715 | 224 | 339 | 997 | 503 | 626 | 1361 | 1.5 | 1.5 | 2 | 2.605 | 2.783 | 2.921 | 2.694 | 2.886 | 2.964 | 1207 | 473 | 73 | 396 | 212 | 46 | 1 | 1 | 1 | - | - | - | - | - | N/A | N/A | N/A | 1.7 | 3.2698 | 3.4495
[SEER Multi-Split <=65kW] GEMS (Air Conditioners up to 65kW) Determination 2019 | MEPS 2019 | AS/NZS 3823.1.4:2012 | AMW2-52U4RJC |  | N/A | HISENSE | N/A | Non Ducted | vrf | N/A | Air | Air | China | 1.2 | N/A | 5 | N/A | N/A | N/A | N/A | N/A | 1.565 | 6 | Enthalpy Test Room | 4.3112 | 4.0986 | N/A | - | N/A | N/A | N/A | N/A | N/A | N/A | N/A | N/A | N/A | N/A | N/A | N/A | N/A | N/A | N/A | N/A | N/A | Single | R32 | Australia,New Zealand | 151666 | 2028-03-01 |  | Approved | Reverse Cycle | N/A | Yes | Class 19 | Yes | N/A | N/A | N/A | N/A | N/A | N/A | N/A | Available | N/A | N/A | http://global.hisense.com |  | N/A |  |  | AAC7332 | Yes | Variable output compressor | Inverter | No | - | 5000 | 1.2 | - | 435 | 2600 | No | - | - | - | 1096.8 | 5385 | No | 397.59 | 2800.2 | No | - | - | 6000 | 1.565 | 565 | 3200 | No | - | - | Yes | 1990 | 5800 | No | - | - | No | - | - | - | - | - | No | - | - | No | - | - | No | - | - | N/A | 64.09 | 5.075 | 4.986 | 5.667 | 6.519 | 6.14 | 6.148 | 259 | 402 | 1136 | 545 | 685 | 1511 | 3.5 | 3 | 4 | 3.977 | 4.513 | 5.137 | 4.305 | 4.783 | 5.157 | 1988 | 743 | 118 | 631 | 331 | 77 | 2 | 3 | 3.5 | N/A | N/A | N/A | N/A | N/A | N/A | N/A | N/A | 7.9945 | 4.0749 | 3.7688
[SEER Multi-Split <=65kW] GEMS (Air Conditioners up to 65kW) Determination 2019 | MEPS 2019 | AS/NZS 3823.1.4:2012 | AMW3-71U4RJC |  | N/A | HISENSE | N/A | Non Ducted | vrf | N/A | Air | Air | China | 1.92 | N/A | 7 | N/A | N/A | N/A | N/A | N/A | 2.06 | 8 | Enthalpy Test Room | 3.8009 | 4.1142 | N/A | - | N/A | N/A | N/A | N/A | N/A | N/A | N/A | N/A | N/A | N/A | N/A | N/A | N/A | N/A | N/A | N/A | N/A | Single | R32 | Australia,New Zealand | 152960 | 2028-03-08 |  | Approved | Reverse Cycle | N/A | Yes | Class 19 | Yes | N/A | N/A | N/A | N/A | N/A | N/A | N/A | Available | N/A | N/A | http://global.hisense.com |  | N/A |  |  | AAC7344 | Yes | Variable output compressor | Inverter | No | - | 7000 | 1.92 | - | 680 | 3650 | No | - | - | - | 1754.88 | 7539 | No | 621.52 | 3931.05 | No | - | - | 8000 | 2.06 | 730 | 4100 | No | - | - | Yes | 2560 | 6700 | No | - | - | No | - | - | - | - | - | No | - | - | No | - | - | No | - | - | N/A | 59.79 | 4.618 | 4.504 | 5.066 | 5.883 | 5.521 | 5.493 | 401 | 627 | 1783 | 848 | 1070 | 2370 | 3 | 3 | 3.5 | 3.677 | 4.39 | 5.122 | 4.071 | 4.69 | 5.136 | 2865 | 1019 | 158 | 889 | 450 | 104 | 2 | 2.5 | 3.5 | N/A | N/A | N/A | N/A | N/A | N/A | N/A | N/A | 10.9845 | 3.5767 | 3.8147
[SEER Multi-Split <=65kW] GEMS (Air Conditioners up to 65kW) Determination 2019 | MEPS 2019 | AS/NZS 3823.1.4:2012 | AMW4-100U4RAA |  | N/A | HISENSE | N/A | Non Ducted | fixed | N/A | Air | Air | China | 3.05 | N/A | 10 | N/A | N/A | N/A | N/A | N/A | 2.95 | 11 | Enthalpy Test Room | 3.6262 | 3.8598 | N/A | - | N/A | N/A | N/A | N/A | N/A | N/A | N/A | N/A | N/A | N/A | N/A | N/A | N/A | N/A | N/A | N/A | N/A | Single | R32 | Australia,New Zealand | 153403 | 2028-04-09 |  | Approved | Reverse Cycle | N/A | Yes | Class 20 | Yes | N/A | N/A | N/A | N/A | N/A | N/A | N/A | Available | N/A | N/A | http://global.hisense.com |  | N/A |  |  | AAC7411 | Yes | Variable output compressor | Inverter | No | - | 10000 | 3.05 | - | 940 | 5000 | No | - | - | - | 2787.7 | 10770 | No | 859.16 | 5385 | No | - | - | 11000 | 2.95 | 1000 | 5600 | No | - | - | Yes | 2680 | 8263 | No | - | - | No | - | - | - | - | - | No | - | - | No | - | - | No | - | - | N/A | 68.84 | 4.537 | 4.361 | 4.844 | 5.797 | 5.393 | 5.276 | 588 | 932 | 2671 | 1233 | 1569 | 3531 | 3 | 2.5 | 3 | 3.587 | 4.288 | 5.104 | 3.871 | 4.635 | 5.122 | 4035 | 1430 | 215 | 1281 | 623 | 141 | 2 | 2.5 | 3.5 | N/A | N/A | N/A | N/A | N/A | N/A | N/A | N/A | 13.75 | 3.2295 | 3.671
[SEER Multi-Split <=65kW] GEMS (Air Conditioners up to 65kW) Determination 2019 | MEPS 2019 | AS/NZS 3823.1.4:2012 | AMW4-80U4RJC |  | N/A | HISENSE | N/A | Non Ducted | fixed | N/A | Air | Air | China | 2.23 | N/A | 8 | N/A | N/A | N/A | N/A | N/A | 2.35 | 9 | Enthalpy Test Room | 3.6079 | 4.0081 | N/A | - | N/A | N/A | N/A | N/A | N/A | N/A | N/A | N/A | N/A | N/A | N/A | N/A | N/A | N/A | N/A | N/A | N/A | Single | R32 | Australia,New Zealand | 153343 | 2028-04-04 |  | Approved | Reverse Cycle | N/A | Yes | Class 19 | Yes | N/A | N/A | N/A | N/A | N/A | N/A | N/A | Available | N/A | N/A | http://global.hisense.com |  | N/A |  |  | AAC7406 | Yes | Variable output compressor | Inverter | No | - | 8000 | 2.23 | - | 800 | 4100 | No | - | - | - | 2038.22 | 8616 | No | 731.2 | 4415.7 | No | - | - | 9000 | 2.35 | 900 | 4700 | No | - | - | Yes | 2630 | 6800 | No | - | - | No | - | - | - | - | - | No | - | - | No | - | - | No | - | - | N/A | 61.75 | 4.544 | 4.426 | 4.918 | 5.706 | 5.356 | 5.314 | 470 | 734 | 2104 | 1003 | 1264 | 2804 | 3 | 2.5 | 3 | 3.338 | 4.019 | 4.761 | 3.618 | 4.335 | 4.77 | 3545 | 1245 | 186 | 1120 | 543 | 121 | 1.5 | 2.5 | 3 | N/A | N/A | N/A | N/A | N/A | N/A | N/A | N/A | 11 | 3.5286 | 3.7701
[SEER Multi-Split <=65kW] GEMS (Air Conditioners up to 65kW) Determination 2019 | MEPS 2019 | AS/NZS 3823.1.4:2012 | AMW5-125U4RTA |  | N/A | HISENSE | N/A | Non Ducted | fixed | N/A | Air | Air | China | 3.61 | N/A | 12.5 | N/A | N/A | N/A | N/A | N/A | 3.7 | 13.5 | Enthalpy Test Room | 3.4773 | 3.7784 | N/A | - | N/A | N/A | N/A | N/A | N/A | N/A | N/A | N/A | N/A | N/A | N/A | N/A | N/A | N/A | N/A | N/A | N/A | Single | R32 | Australia,New Zealand | 153418 | 2028-04-03 |  | Approved | Reverse Cycle | N/A | Yes | Class 20 | Yes | N/A | N/A | N/A | N/A | N/A | N/A | N/A | Available | N/A | N/A | http://global.hisense.com |  | N/A |  |  | AAC7404 | Yes | Variable output compressor | Inverter | No | - | 12500 | 3.61 | - | 1285 | 6400 | No | - | - | - | 3299.54 | 13462.5 | No | 1174.49 | 6892.8 | No | - | - | 13500 | 3.7 | 1460 | 7000 | No | - | - | Yes | 5160 | 12600 | No | - | - | No | - | - | - | - | - | No | - | - | No | - | - | No | - | - | N/A | 70.8 | 4.434 | 4.309 | 4.774 | 5.554 | 5.208 | 5.157 | 754 | 1180 | 3389 | 1611 | 2033 | 4517 | 2.5 | 2.5 | 3 | 3.457 | 3.938 | 4.381 | 3.706 | 4.115 | 4.385 | 5137 | 1907 | 301 | 1641 | 856 | 196 | 1.5 | 2 | 2.5 | N/A | N/A | N/A | N/A | N/A | N/A | N/A | N/A | 16.85 | 3.4088 | 3.5933
[SEER Non Multi-Split <=65kW] GEMS (Air Conditioners up to 65kW) Determination 2019 | MEPS 2019 | AS/NZS 3823.1.1:2012 | AUW-100U4RK1/ AUC-100UR4RKC1 |  | N/A | HISENSE | N/A | Non Ducted | Single Split System | Cassette | Air | Air | China | 3.09 | N/A | 10.2 | N/A | N/A | N/A | N/A | N/A | 3.055 | 11 | Enthalpy Test Room | 3.362 | 3.7844 | N/A | - | N/A | N/A | N/A | N/A | N/A | N/A | N/A | N/A | N/A | N/A | N/A | N/A | N/A | N/A | N/A | N/A | N/A | Single | R32 | Australia,New Zealand | 154297 | 2028-05-16 |  | Approved | Reverse Cycle | N/A | Yes | Class 11 | Yes | N/A | N/A | N/A | N/A | N/A | N/A | N/A | Available | N/A | N/A |  |  | N/A |  |  | AAC7511 | Yes | Variable output compressor | Inverter | No | - | 10200 | 3.09 | - | 1150 | 5100 | No | - | - | - | 2824.26 | 10985.4 | No | 1051.1 | 5492.7 | No | - | - | 11000 | 3.055 | 1050 | 5500 | No | - | - | Yes | 2650 | 7500 | No | - | - | No | - | - | - | - | - | No | - | - | No | - | - | No | - | - | - | - | 4.366 | 4.197 | 4.453 | 5.187 | 4.854 | 4.755 | 645 | 1013 | 2989 | 1428 | 1800 | 4017 | 2.5 | 2.5 | 2.5 | 3.008 | 3.609 | 4.788 | 3.364 | 4.124 | 4.803 | 4787 | 1669 | 205 | 1452 | 678 | 130 | 1.5 | 2 | 3 | No | - | - | - | - | N/A | N/A | N/A | 5.0481 | 3.2828 | 3.5807
[SEER Non Multi-Split <=65kW] GEMS (Air Conditioners up to 65kW) Determination 2019 | MEPS 2019 | AS/NZS 3823.1.2:2012 | AUW-100U4RK1/AUD-100UX4RSH1 |  | N/A | HISENSE | N/A | Ducted | Single Split System | - | Air | Air | China | 3.03 | N/A | 10 | N/A | N/A | N/A | N/A | N/A | 2.895 | 11 | Enthalpy Test Room | 3.25 | 3.6322 | N/A | - | N/A | N/A | N/A | N/A | N/A | N/A | N/A | N/A | N/A | N/A | N/A | N/A | N/A | N/A | N/A | N/A | N/A | Single | R32 | Australia,New Zealand | 159491 | 2029-02-20 |  | Approved | Reverse Cycle | N/A | Yes | Class 11 | Yes | N/A | N/A | N/A | N/A | N/A | N/A | N/A | Available | N/A | N/A | http://global.hisense.com |  | N/A |  |  | AAC8068 | Yes | Variable output compressor | Inverter | No | - | 10000 | 3.03 | - | 1060 | 5000 | No | - | - | - | 2769.42 | 10770 | No | 968.84 | 5385 | No | - | - | 11000 | 2.895 | 1140 | 5500 | No | - | - | Yes | 2400 | 7300 | No | - | - | No | - | - | - | - | - | No | - | - | No | - | - | No | - | - | - | - | 4.549 | 4.346 | 4.618 | 5.455 | 5.083 | 4.95 | 606 | 958 | 2825 | 1331 | 1685 | 3783 | 3 | 2.5 | 3 | 2.951 | 3.488 | 4.434 | 3.245 | 3.902 | 4.433 | 4878 | 1726 | 221 | 1505 | 716 | 140 | 1 | 1.5 | 2.5 | No | - | - | - | - | N/A | N/A | N/A | 5 | 3.282 | 3.7776
[SEER Non Multi-Split <=65kW] GEMS (Air Conditioners up to 65kW) Determination 2019 | MEPS 2019 | AS/NZS 3823.1.2:2012 | AUW-125U4RH1/AUD-125UX4RSH1 |  | N/A | HISENSE | N/A | Ducted | Single Split System | - | Air | Air | China | 3.611 | N/A | 13 | N/A | N/A | N/A | N/A | N/A | 3.78 | 15.5 | Enthalpy Test Room | 3.6865 | 4.3116 | N/A | - | N/A | N/A | N/A | N/A | N/A | N/A | N/A | N/A | N/A | N/A | N/A | N/A | N/A | N/A | N/A | N/A | N/A | Single | R32 | Australia,New Zealand | 159511 | 2029-02-11 |  | Approved | Reverse Cycle | N/A | Yes | Class 11 | Yes | N/A | N/A | N/A | N/A | N/A | N/A | N/A | Available | N/A | N/A | http://global.hisense.com |  | N/A |  |  | AAC8053 | Yes | Variable output compressor | Inverter | No | - | 13000 | 3.611 | - | 1290 | 6500 | No | - | - | - | 3300.454 | 14001 | No | 1179.06 | 7000.5 | No | - | - | 15500 | 3.78 | 1590 | 7750 | No | - | - | Yes | 4570 | 14000 | No | - | - | No | - | - | - | - | - | No | - | - | No | - | - | No | - | - | - | - | 4.75 | 4.58 | 4.939 | 5.775 | 5.403 | 5.302 | 746 | 1172 | 3424 | 1626 | 2052 | 4583 | 3 | 3 | 3 | 3.728 | 4.158 | 4.492 | 3.917 | 4.275 | 4.483 | 5452 | 2051 | 314 | 1765 | 928 | 202 | 2 | 2.5 | 2.5 | No | - | - | - | - | N/A | N/A | N/A | 10 | 3.5667 | 4.0642
[SEER Non Multi-Split <=65kW] GEMS (Air Conditioners up to 65kW) Determination 2019 | MEPS 2019 | AS/NZS 3823.1.1:2012 | AUW-125U4RN1/ AUC-125UR4RKC1 |  | N/A | HISENSE | N/A | Non Ducted | Single Split System | Cassette | Air | Air | China | 3.788 | N/A | 12.5 | N/A | N/A | N/A | N/A | N/A | 4.24 | 14 | Enthalpy Test Room | 3.4641 | 3.2254 | N/A | - | N/A | N/A | N/A | N/A | N/A | N/A | N/A | N/A | N/A | N/A | N/A | N/A | N/A | N/A | N/A | N/A | N/A | Single | R32 | Australia,New Zealand | 153724 | 2028-05-14 |  | Approved | Reverse Cycle | N/A | Yes | Class 11 | Yes | N/A | N/A | N/A | N/A | N/A | N/A | N/A | Available | N/A | N/A | http://global.hisense.com |  | N/A |  |  | AAC7494 | Yes | Variable output compressor | Inverter | No | - | 12500 | 3.788 | - | 1270 | 6250 | No | - | - | - | 3462.232 | 13462.5 | No | 1160.78 | 6731.25 | No | - | - | 14000 | 4.24 | 1910 | 7000 | No | - | - | Yes | 4200 | 10400 | No | - | - | No | - | - | - | - | - | No | - | - | No | - | - | No | - | - | - | - | 4.588 | 4.386 | 4.712 | 5.599 | 5.211 | 5.074 | 745 | 1180 | 3454 | 1615 | 2048 | 4607 | 3 | 2.5 | 3 | 2.75 | 3.1 | 3.387 | 2.836 | 3.204 | 3.375 | 6667 | 2476 | 369 | 2195 | 1112 | 236 | 1 | 1.5 | 1.5 | No | - | - | - | - | N/A | N/A | N/A | 8.9658 | 3.2737 | 3.2785
[SEER Non Multi-Split <=65kW] GEMS (Air Conditioners up to 65kW) Determination 2019 | MEPS 2019 | AS/NZS 3823.1.2:2012 | AUW-140U4RH1/AUD-140UX4RSH1 |  | N/A | HISENSE | N/A | Ducted | Single Split System | - | Air | Air | China | 4.085 | N/A | 14.5 | N/A | N/A | N/A | N/A | N/A | 4.25 | 17 | Enthalpy Test Room | 3.5085 | 4.2125 | N/A | - | N/A | N/A | N/A | N/A | N/A | N/A | N/A | N/A | N/A | N/A | N/A | N/A | N/A | N/A | N/A | N/A | N/A | Single | R32 | Australia,New Zealand | 159515 | 2029-02-26 |  | Approved | Reverse Cycle | N/A | Yes | Class 11 | Yes | N/A | N/A | N/A | N/A | N/A | N/A | N/A | Available | N/A | N/A | http://global.hisense.com |  | N/A |  |  | AAC8071 | Yes | Variable output compressor | Inverter | No | - | 14500 | 4.085 | - | 1450 | 7250 | No | - | - | - | 3733.69 | 15616.5 | No | 1325.3 | 7808.25 | No | - | - | 17000 | 4.25 | 1660 | 8500 | No | - | - | Yes | 4570 | 14000 | No | - | - | No | - | - | - | - | - | No | - | - | No | - | - | No | - | - | - | - | 4.743 | 4.561 | 4.899 | 5.745 | 5.369 | 5.257 | 836 | 1316 | 3854 | 1826 | 2306 | 5158 | 3 | 3 | 3 | 3.658 | 4.214 | 4.704 | 3.936 | 4.404 | 4.704 | 6090 | 2217 | 328 | 1925 | 987 | 210 | 2 | 2.5 | 3 | No | - | - | - | - | N/A | N/A | N/A | 10 | 3.5204 | 3.9684
[SEER Non Multi-Split <=65kW] GEMS (Air Conditioners up to 65kW) Determination 2019 | MEPS 2019 | AS/NZS 3823.1.1:2012 | AUW-140U4RN1/ AUC-140U4RKC1 |  | N/A | HISENSE | N/A | Non Ducted | Single Split System | Cassette | Air | Air | China | 4.219 | N/A | 13.5 | N/A | N/A | N/A | N/A | N/A | 4.545 | 15 | Enthalpy Test Room | 3.1891 | 3.2168 | N/A | - | N/A | N/A | N/A | N/A | N/A | N/A | N/A | N/A | N/A | N/A | N/A | N/A | N/A | N/A | N/A | N/A | N/A | Single | R32 | Australia,New Zealand | 153730 | 2028-05-15 |  | Approved | Reverse Cycle | N/A | Yes | Class 11 | Yes | N/A | N/A | N/A | N/A | N/A | N/A | N/A | Available | N/A | N/A | http://global.hisense.com |  | N/A |  |  | AAC7501 | Yes | Variable output compressor | Inverter | No | - | 13500 | 4.219 | - | 1500 | 6750 | No | - | - | - | 3856.166 | 14539.5 | No | 1371 | 7269.75 | No | - | - | 15000 | 4.545 | 2220 | 7550 | No | - | - | Yes | 4700 | 11350 | No | - | - | No | - | - | - | - | - | No | - | - | No | - | - | No | - | - | - | - | 4.308 | 4.135 | 4.421 | 5.191 | 4.848 | 4.74 | 860 | 1355 | 3979 | 1884 | 2381 | 5329 | 2.5 | 2.5 | 2.5 | 2.655 | 2.953 | 3.151 | 2.701 | 3.012 | 3.133 | 7396 | 2782 | 422 | 2467 | 1265 | 269 | 1 | 1 | 1.5 | No | - | - | - | - | N/A | N/A | N/A | 8.9586 | 3.177 | 3.2785
[SEER Non Multi-Split <=65kW] GEMS (Air Conditioners up to 65kW) Determination 2019 | MEPS 2019 | AS/NZS 3823.1.2:2012 | AUW-160U4RH1/AUD-160UX4RSH1 |  | N/A | HISENSE | N/A | Ducted | Single Split System | - | Air | Air | China | 4.776 | N/A | 16 | N/A | N/A | N/A | N/A | N/A | 4.87 | 18.9 | Enthalpy Test Room | 3.3469 | 3.8602 | N/A | - | N/A | N/A | N/A | N/A | N/A | N/A | N/A | N/A | N/A | N/A | N/A | N/A | N/A | N/A | N/A | N/A | N/A | Single | R32 | Australia,New Zealand | 159517 | 2029-02-26 |  | Approved | Reverse Cycle | N/A | Yes | Class 11 | Yes | N/A | N/A | N/A | N/A | N/A | N/A | N/A | Available | N/A | N/A | http://global.hisense.com |  | N/A |  |  | AAC8072 | Yes | Variable output compressor | Inverter | No | - | 16000 | 4.776 | - | 1660 | 8000 | No | - | - | - | 4365.264 | 17232 | No | 1517.24 | 8616 | No | - | - | 18900 | 4.87 | 1857 | 9450 | No | - | - | Yes | 4110 | 13500 | No | - | - | No | - | - | - | - | - | No | - | - | No | - | - | No | - | - | - | - | 4.582 | 4.388 | 4.692 | 5.538 | 5.164 | 5.037 | 958 | 1513 | 4444 | 2093 | 2649 | 5943 | 3 | 2.5 | 3 | 3.428 | 4.042 | 4.671 | 3.654 | 4.156 | 4.673 | 7223 | 2566 | 364 | 2301 | 1159 | 233 | 1.5 | 2.5 | 3 | No | - | - | - | - | N/A | N/A | N/A | 10 | 3.3265 | 3.8542
[SEER Non Multi-Split <=65kW] GEMS (Air Conditioners up to 65kW) Determination 2019 | MEPS 2019 | AS/NZS 3823.1.1:2012 | AUW-71U4RB1/ AUC-71UR4RJC1 |  | N/A | HISENSE | N/A | Non Ducted | Single Split System | Cassette | Air | Air | China | 2.21 | N/A | 7.3 | N/A | N/A | N/A | N/A | N/A | 2.5 | 8.3 | Enthalpy Test Room | 3.4833 | 3.5355 | N/A | - | N/A | N/A | N/A | N/A | N/A | N/A | N/A | N/A | N/A | N/A | N/A | N/A | N/A | N/A | N/A | N/A | N/A | Single | R32 | Australia,New Zealand | 154291 | 2028-05-17 |  | Approved | Reverse Cycle | N/A | Yes | Class 9 | Yes | N/A | N/A | N/A | N/A | N/A | N/A | N/A | Available | N/A | N/A |  |  | N/A |  |  | AAC7514 | Yes | Variable output compressor | Inverter | No | - | 7300 | 2.21 | - | 710 | 3650 | No | - | - | - | 2019.94 | 7862.1 | No | 648.94 | 3931.05 | No | - | - | 8300 | 2.5 | 880 | 4200 | No | - | - | Yes | 2650 | 7000 | No | - | - | No | - | - | - | - | - | No | - | - | No | - | - | No | - | - | - | - | 4.727 | 4.497 | 4.837 | 5.804 | 5.385 | 5.223 | 422 | 672 | 1965 | 909 | 1157 | 2614 | 3 | 2.5 | 3 | 3.322 | 3.81 | 4.36 | 3.614 | 4.041 | 4.371 | 3274 | 1197 | 173 | 1023 | 525 | 110 | 1.5 | 2 | 2.5 | No | - | - | - | - | N/A | N/A | N/A | 5.1822 | 3.2772 | 3.2969
[SEER Non Multi-Split <=65kW] GEMS (Air Conditioners up to 65kW) Determination 2019 | MEPS 2019 | AS/NZS 3823.1.2:2012 | AUW-85U4RK1/AUD-85UX4RSH1 |  | N/A | HISENSE | N/A | Ducted | Single Split System | - | Air | Air | China | 2.537 | N/A | 8.5 | N/A | N/A | N/A | N/A | N/A | 2.6 | 10 | Enthalpy Test Room | 3.2965 | 3.9014 | N/A | - | N/A | N/A | N/A | N/A | N/A | N/A | N/A | N/A | N/A | N/A | N/A | N/A | N/A | N/A | N/A | N/A | N/A | Single | R32 | Australia,New Zealand | 159457 | 2029-02-05 |  | Approved | Reverse Cycle | N/A | Yes | Class 10 | Yes | N/A | N/A | N/A | N/A | N/A | N/A | N/A | Available | N/A | N/A | http://global.hisense.com |  | N/A |  |  | AAC8048 | Yes | Variable output compressor | Inverter | No | - | 8500 | 2.537 | - | 885 | 4250 | No | - | - | - | 2318.818 | 9154.5 | No | 808.89 | 4577.25 | No | - | - | 10000 | 2.6 | 1100 | 5000 | No | - | - | Yes | 2400 | 7300 | No | - | - | No | - | - | - | - | - | No | - | - | No | - | - | No | - | - | - | - | 4.587 | 4.39 | 4.686 | 5.53 | 5.156 | 5.028 | 509 | 804 | 2365 | 1114 | 1410 | 3164 | 3 | 2.5 | 3 | 3.235 | 3.743 | 4.19 | 3.391 | 3.917 | 4.181 | 4048 | 1464 | 213 | 1310 | 649 | 136 | 1.5 | 2 | 2.5 | No | - | - | - | - | N/A | N/A | N/A | 5 | 3.3282 | 3.8213
[SEER Multi-Split <=65kW] GEMS (Air Conditioners up to 65kW) Determination 2019 | MEPS 2019 | AS/NZS 3823.1.4:2012 | AVW-41HJFHH2 | AVW-41HJFHH2series | N/A | HISENSE | N/A | Non Ducted | vrf | N/A | Air | Air | China | 2.88 | N/A | 12.1 | N/A | N/A | N/A | N/A | N/A | 3.17 | 14 | Enthalpy Test Room | 4.0249 | 4.1548 | N/A | - | N/A | N/A | N/A | N/A | N/A | N/A | N/A | N/A | N/A | N/A | N/A | N/A | N/A | N/A | N/A | N/A | N/A | Single | R410A | Australia,New Zealand | 160663 | 2029-05-27 |  | Approved | Reverse Cycle | N/A | No | Class 20 | No | N/A | N/A | N/A | N/A | N/A | N/A | N/A | Available | N/A | N/A | http://www.hisense-vrf.com |  | N/A |  |  | AAC8269 | Yes | Variable output compressor | Inverter | No | - | 12100 | 2.88 | - | 960 | 6050 | No | - | - | - | 2632.32 | 13031.7 | No | 877.44 | 6515.85 | No | - | - | 14000 | 3.17 | 1190 | 7000 | No | - | - | Yes | 3011 | 10050 | No | - | - | No | - | - | - | - | - | - | - | - | No | - | - | No | - | - | N/A | 65 | 5.206 | 5.112 | 5.837 | 6.787 | 6.384 | 6.363 | 608 | 947 | 2667 | 1263 | 1592 | 3530 | 3.5 | 3.5 | 4 | 3.731 | 4.543 | 5.396 | 4.058 | 4.716 | 5.401 | 4945 | 1726 | 268 | 1563 | 785 | 177 | 2 | 3 | 3.5 | N/A | N/A | N/A | N/A | N/A | N/A | N/A | N/A | 20 | 4.105 | 4.3242
[SEER Multi-Split <=65kW] GEMS (Air Conditioners up to 65kW) Determination 2019 | MEPS 2019 | AS/NZS 3823.1.4:2012 | AVW-41HJFHH2series | AVW-41HJFHH2series | N/A | HISENSE | N/A | Non Ducted | vrf | N/A | Air | Air | China | 2.88 | N/A | 12.1 | N/A | N/A | N/A | N/A | N/A | 3.17 | 14 | Enthalpy Test Room | 4.0249 | 4.1548 | N/A | - | N/A | N/A | N/A | N/A | N/A | N/A | N/A | N/A | N/A | N/A | N/A | N/A | N/A | N/A | N/A | N/A | N/A | Single | R410A | Australia,New Zealand | 160663 | 2029-05-27 |  | Approved | Reverse Cycle | N/A | No | Class 20 | No | N/A | N/A | N/A | N/A | N/A | N/A | N/A | Available | N/A | N/A | http://www.hisense-vrf.com |  | N/A |  |  | AAC8269 | Yes | Variable output compressor | Inverter | No | - | 12100 | 2.88 | - | 960 | 6050 | No | - | - | - | 2632.32 | 13031.7 | No | 877.44 | 6515.85 | No | - | - | 14000 | 3.17 | 1190 | 7000 | No | - | - | Yes | 3011 | 10050 | No | - | - | No | - | - | - | - | - | - | - | - | No | - | - | No | - | - | N/A | 65 | 5.206 | 5.112 | 5.837 | 6.787 | 6.384 | 6.363 | 608 | 947 | 2667 | 1263 | 1592 | 3530 | 3.5 | 3.5 | 4 | 3.731 | 4.543 | 5.396 | 4.058 | 4.716 | 5.401 | 4945 | 1726 | 268 | 1563 | 785 | 177 | 2 | 3 | 3.5 | N/A | N/A | N/A | N/A | N/A | N/A | N/A | N/A | 20 | 4.105 | 4.3242
[SEER Multi-Split <=65kW] GEMS (Air Conditioners up to 65kW) Determination 2019 | MEPS 2019 | AS/NZS 3823.1.4:2012 | AVW-48HJFHH2 |  | N/A | HISENSE | N/A | Non Ducted | vrf | N/A | Air | Air | China | 3.55 | N/A | 14 | N/A | N/A | N/A | N/A | N/A | 3.83 | 16 | Enthalpy Test Room | 3.6685 | 3.8989 | N/A | - | N/A | N/A | N/A | N/A | N/A | N/A | N/A | N/A | N/A | N/A | N/A | N/A | N/A | N/A | N/A | N/A | N/A | Single | R410A | Australia,New Zealand | 162191 | 2029-06-04 |  | Approved | Reverse Cycle | N/A | No | Class 20 | No | N/A | N/A | N/A | N/A | N/A | N/A | N/A | Available | N/A | N/A | http://www.hisense-vrf.com |  | N/A |  |  | AAC8287 | Yes | Variable output compressor | Inverter | No | - | 14000 | 3.55 | - | 1160 | 7000 | No | - | - | - | 3244.7 | 15078 | No | 1060.24 | 7539 | No | - | - | 16000 | 3.83 | 1350 | 8000 | No | - | - | Yes | 3268 | 10500 | No | - | - | No | - | - | - | - | - | No | - | - | No | - | - | No | - | - | N/A | 66.1 | 5.11 | 4.973 | 5.591 | 6.569 | 6.152 | 6.082 | 725 | 1136 | 3232 | 1518 | 1919 | 4281 | 3.5 | 3 | 4 | 3.25 | 3.994 | 5.422 | 3.688 | 4.308 | 5.435 | 6473 | 2229 | 298 | 1954 | 971 | 195 | 1.5 | 2 | 3.5 | N/A | N/A | N/A | N/A | N/A | N/A | N/A | N/A | 20 | 3.87 | 4.1051
[SEER Multi-Split <=65kW] GEMS (Air Conditioners up to 65kW) Determination 2019 | MEPS 2019 | AS/NZS 3823.1.4:2012 | AVW-54HJFHH2 |  | N/A | HISENSE | N/A | Non Ducted | vrf | N/A | Air | Air | China | 4.3 | N/A | 15.5 | N/A | N/A | N/A | N/A | N/A | 4.59 | 18 | Enthalpy Test Room | 3.3966 | 3.5985 | N/A | - | N/A | N/A | N/A | N/A | N/A | N/A | N/A | N/A | N/A | N/A | N/A | N/A | N/A | N/A | N/A | N/A | N/A | Single | R410A | Australia,New Zealand | 162192 | 2029-06-04 |  | Approved | Reverse Cycle | N/A | No | Class 20 | No | N/A | N/A | N/A | N/A | N/A | N/A | N/A | Available | N/A | N/A | http://www.hisense-vrf.com |  | N/A |  |  | AAC8289 | Yes | Variable output compressor | Inverter | No | - | 15500 | 4.3 | - | 1350 | 7750 | No | - | - | - | 3930.2 | 16693.5 | No | 1233.9 | 8346.75 | No | - | - | 18000 | 4.59 | 1600 | 9000 | No | - | - | Yes | 4400 | 12500 | No | - | - | No | - | - | - | - | - | - | - | - | No | - | - | No | - | - | N/A | 67.2 | 4.912 | 4.735 | 5.264 | 6.27 | 5.842 | 5.728 | 842 | 1330 | 3809 | 1767 | 2245 | 5040 | 3 | 3 | 3.5 | 3.154 | 3.834 | 5.144 | 3.554 | 4.403 | 5.158 | 7498 | 2602 | 344 | 2274 | 1065 | 224 | 1.5 | 2 | 3.5 | N/A | N/A | N/A | N/A | N/A | N/A | N/A | N/A | 20 | 3.5489 | 3.8647
[SEER Multi-Split <=65kW] GEMS (Air Conditioners up to 65kW) Determination 2019 | MEPS 2019 | AS/NZS 3823.1.4:2012 | AVW-76HKFHH2 |  | N/A | HISENSE | N/A | Non Ducted | vrf | N/A | Air | Air | China | 6.4 | N/A | 22.4 | N/A | N/A | N/A | N/A | N/A | 5.99 | 25 | Enthalpy Test Room | 3.5211 | 3.9865 | N/A | - | N/A | N/A | N/A | N/A | N/A | N/A | N/A | N/A | N/A | N/A | N/A | N/A | N/A | N/A | N/A | N/A | N/A | Single | R410A | Australia,New Zealand | 162194 | 2029-06-06 |  | Approved | Reverse Cycle | N/A | No | Class 20 | No | N/A | N/A | N/A | N/A | N/A | N/A | N/A | Available | N/A | N/A | http://www.hisense-vrf.com |  | N/A |  |  | AAC8292 | Yes | Variable output compressor | Inverter | No | - | 22400 | 6.4 | - | 1950 | 11200 | No | - | - | - | 5849.6 | 24124.8 | No | 1782.3 | 12062.4 | No | - | - | 25000 | 5.99 | 2150 | 12500 | No | - | - | Yes | 5400 | 16900 | No | - | - | No | - | - | - | - | - | No | - | - | No | - | - | No | - | - | N/A | 72.1 | 5.071 | 4.824 | 5.256 | 6.356 | 5.886 | 5.708 | 1196 | 1908 | 5535 | 2537 | 3238 | 7326 | 3.5 | 3 | 3.5 | 3.258 | 3.979 | 5.323 | 3.674 | 4.561 | 5.334 | 10064 | 3465 | 444 | 3041 | 1414 | 287 | 1.5 | 2 | 3.5 | N/A | N/A | N/A | N/A | N/A | N/A | N/A | N/A | 20 | 3.4634 | 4.127
[SEER Multi-Split <=65kW] GEMS (Air Conditioners up to 65kW) Determination 2019 | MEPS 2019 | AS/NZS 3823.1.4:2012 | AVW-96HKFHH2 |  | N/A | HISENSE | N/A | Non Ducted | vrf | N/A | Air | Air | China | 8.3 | N/A | 28 | N/A | N/A | N/A | N/A | N/A | 7.77 | 31.5 | Enthalpy Test Room | 3.2313 | 3.7295 | N/A | - | N/A | N/A | N/A | N/A | N/A | N/A | N/A | N/A | N/A | N/A | N/A | N/A | N/A | N/A | N/A | N/A | N/A | Three | R410A | Australia,New Zealand | 162199 | 2029-06-13 |  | Approved | Reverse Cycle | N/A | No | Class 20 | No | N/A | N/A | N/A | N/A | N/A | N/A | N/A | Available | N/A | N/A | http://www.hisense-vrf.com |  | N/A |  |  | AAC8295 | Yes | Variable output compressor | Inverter | No | - | 28000 | 8.3 | - | 2480 | 14000 | No | - | - | - | 7586.2 | 30156 | No | 2266.72 | 15078 | No | - | - | 31500 | 7.77 | 2850 | 15750 | No | - | - | Yes | 6300 | 19200 | No | - | - | No | - | - | - | - | - | No | - | - | No | - | - | No | - | - | N/A | 75.3 | 5.054 | 4.773 | 5.151 | 6.282 | 5.797 | 5.59 | 1511 | 2424 | 7074 | 3219 | 4121 | 9363 | 3.5 | 3 | 3.5 | 2.77 | 3.35 | 4.993 | 3.26 | 3.974 | 5.072 | 14894 | 5160 | 579 | 4301 | 2026 | 367 | 1 | 1.5 | 3 | N/A | N/A | N/A | N/A | N/A | N/A | N/A | N/A | 20 | 3.3462 | 4.0191
[SEER Multi-Split <=65kW] GEMS (Air Conditioners up to 65kW) Determination 2019 | MEPS 2019 | AS/NZS 3823.1.4:2012 | AWV-41HJFHH2 | AVW-41HJFHH2series | N/A | HISENSE | N/A | Non Ducted | vrf | N/A | Air | Air | China | 2.88 | N/A | 12.1 | N/A | N/A | N/A | N/A | N/A | 3.17 | 14 | Enthalpy Test Room | 4.0249 | 4.1548 | N/A | - | N/A | N/A | N/A | N/A | N/A | N/A | N/A | N/A | N/A | N/A | N/A | N/A | N/A | N/A | N/A | N/A | N/A | Single | R410A | Australia,New Zealand | 160663 | 2029-05-27 |  | Approved | Reverse Cycle | N/A | No | Class 20 | No | N/A | N/A | N/A | N/A | N/A | N/A | N/A | Available | N/A | N/A | http://www.hisense-vrf.com |  | N/A |  |  | AAC8269 | Yes | Variable output compressor | Inverter | No | - | 12100 | 2.88 | - | 960 | 6050 | No | - | - | - | 2632.32 | 13031.7 | No | 877.44 | 6515.85 | No | - | - | 14000 | 3.17 | 1190 | 7000 | No | - | - | Yes | 3011 | 10050 | No | - | - | No | - | - | - | - | - | - | - | - | No | - | - | No | - | - | N/A | 65 | 5.206 | 5.112 | 5.837 | 6.787 | 6.384 | 6.363 | 608 | 947 | 2667 | 1263 | 1592 | 3530 | 3.5 | 3.5 | 4 | 3.731 | 4.543 | 5.396 | 4.058 | 4.716 | 5.401 | 4945 | 1726 | 268 | 1563 | 785 | 177 | 2 | 3 | 3.5 | N/A | N/A | N/A | N/A | N/A | N/A | N/A | N/A | 20 | 4.105 | 4.3242
[SEER Non Multi-Split <=65kW] GEMS (Air Conditioners up to 65kW) Determination 2019 | MEPS 2019 | AS/NZS 3823.1.1:2012 | HAWG12KR |  | N/A | HISENSE | N/A | Non Ducted | Single Split System | Wall Hung | Air | Air | China | 0.81 | N/A | 3.5 | N/A | N/A | N/A | N/A | N/A | 0.83 | 3.7 | Calorimeter Room | 4.3337 | 4.4368 | N/A | - | N/A | N/A | N/A | N/A | N/A | N/A | N/A | N/A | N/A | N/A | N/A | N/A | N/A | N/A | N/A | N/A | N/A | Single | R32 | Australia,New Zealand | 159221 | 2029-01-20 |  | Approved | Reverse Cycle | N/A | Yes | Class 8 | Yes | N/A | N/A | N/A | N/A | N/A | N/A | N/A | Available | N/A | N/A | http://global.hisense.com |  | N/A |  |  | AAC8011 | Yes | Variable output compressor | Inverter | No | - | 3500 | 0.81 | - | 300 | 1750 | No | - | - | - | 740.34 | 3769.5 | Yes | 250 | 1800 | No | - | - | 3700 | 0.83 | 345 | 1850 | Yes | 240 | 1370 | Yes | 1290 | 3800 | No | - | - | No | - | - | - | - | - | No | - | - | No | - | - | No | - | - | 58.5 | 59 | 5.845 | 5.629 | 6.059 | 7.606 | 6.902 | 6.636 | 164 | 257 | 752 | 332 | 433 | 986 | 4 | 4 | 4.5 | 4.24 | 4.743 | 5.36 | 4.568 | 5.023 | 5.38 | 1144 | 429 | 63 | 361 | 189 | 40 | 2.5 | 3 | 3.5 | No | - | - | - | - | N/A | N/A | N/A | 2 | 4.2852 | 4.4218
[SEER Non Multi-Split <=65kW] GEMS (Air Conditioners up to 65kW) Determination 2019 | MEPS 2019 | AS/NZS 3823.1.1:2012 | HAWG18KR |  | N/A | HISENSE | N/A | Non Ducted | Single Split System | Wall Hung | Air | Air | China | 1.23 | N/A | 5 | N/A | N/A | N/A | N/A | N/A | 1.24 | 5.3 | Calorimeter Room | 4.2016 | 4.2437 | N/A | - | N/A | N/A | N/A | N/A | N/A | N/A | N/A | N/A | N/A | N/A | N/A | N/A | N/A | N/A | N/A | N/A | N/A | Single | R32 | Australia,New Zealand | 159226 | 2029-01-20 |  | Approved | Reverse Cycle | N/A | Yes | Class 9 | Yes | N/A | N/A | N/A | N/A | N/A | N/A | N/A | Available | N/A | N/A | http://global.hisense.com |  | N/A |  |  | AAC8013 | Yes | Variable output compressor | Inverter | No | - | 5000 | 1.23 | - | 440 | 2500 | No | - | - | - | 1124.22 | 5385 | Yes | 360 | 2750 | Yes | 235 | 1800 | 5300 | 1.24 | 475 | 2650 | No | - | - | Yes | 1630 | 4750 | No | - | - | No | - | - | - | - | - | No | - | - | No | - | - | No | - | - | 63.9 | 63 | 5.74 | 5.507 | 6.135 | 7.573 | 6.931 | 6.826 | 233 | 370 | 1056 | 473 | 611 | 1365 | 4 | 4 | 4.5 | 3.957 | 4.575 | 5.122 | 4.265 | 4.791 | 5.124 | 1760 | 642 | 99 | 558 | 287 | 64 | 2 | 3 | 3.5 | No | - | - | - | - | N/A | N/A | N/A | 5 | 4.0099 | 4.2167
[SEER Non Multi-Split <=65kW] GEMS (Air Conditioners up to 65kW) Determination 2019 | MEPS 2019 | AS/NZS 3823.1.1:2012 | HAWG24KR |  | N/A | HISENSE | N/A | Non Ducted | Single Split System | Wall Hung | Air | Air | China | 1.84 | N/A | 7.2 | N/A | N/A | N/A | N/A | N/A | 1.91 | 7.5 | Calorimeter Room | 3.9585 | 3.7986 | N/A | - | N/A | N/A | N/A | N/A | N/A | N/A | N/A | N/A | N/A | N/A | N/A | N/A | N/A | N/A | N/A | N/A | N/A | Single | R32 | Australia,New Zealand | 161665 | 2029-05-22 |  | Approved | Reverse Cycle | N/A | Yes | Class 9 | Yes | N/A | N/A | N/A | N/A | N/A | N/A | N/A | Available | N/A | N/A | http://global.hisense.com |  | N/A |  |  | AAC8257 | Yes | Variable output compressor | Inverter | No | - | 7200 | 1.84 | - | 730 | 3600 | No | - | - | - | 1681.76 | 7754.4 | Yes | 590 | 3850 | No | - | - | 7500 | 1.91 | 740 | 3750 | Yes | 490 | 2500 | Yes | 2730 | 7300 | No | - | - | No | - | - | - | - | - | No | - | - | No | - | - | No | - | - | 64.5 | 69.4 | 5.567 | 5.308 | 5.635 | 7.491 | 6.616 | 6.267 | 359 | 568 | 1669 | 699 | 934 | 2153 | 4 | 3.5 | 4 | 3.8 | 4.306 | 4.902 | 4.116 | 4.553 | 4.899 | 2581 | 951 | 133 | 808 | 416 | 84 | 2 | 2.5 | 3 | No | - | - | - | - | N/A | N/A | N/A | 2 | 3.8987 | 3.9129
[SEER Non Multi-Split <=65kW] GEMS (Air Conditioners up to 65kW) Determination 2019 | MEPS 2019 | AS/NZS 3823.1.1:2012 | HAWG9KR |  | N/A | HISENSE | N/A | Non Ducted | Single Split System | Floor/Ceiling | Air | Air | China | 0.52 | N/A | 2.5 | N/A | N/A | N/A | N/A | N/A | 0.67 | 3.2 | Calorimeter Room | 4.7758 | 4.7718 | N/A | - | N/A | N/A | N/A | N/A | N/A | N/A | N/A | N/A | N/A | N/A | N/A | N/A | N/A | N/A | N/A | N/A | N/A | Single | R32 | Australia,New Zealand | 159183 | 2029-01-15 |  | Approved | Reverse Cycle | N/A | Yes | Class 8 | Yes | N/A | N/A | N/A | N/A | N/A | N/A | N/A | Available | N/A | N/A | http://global.hisense.com |  | N/A |  |  | AAC8005 | Yes | Variable output compressor | Inverter | No | - | 2500 | 0.52 | - | 220 | 1250 | No | - | - | - | 475.28 | 2692.5 | Yes | 170 | 1280 | No | - | - | 3200 | 0.67 | 280 | 1600 | No | - | - | Yes | 960 | 3200 | No | - | - | No | - | - | - | - | - | No | - | - | No | - | - | No | - | - | 58.7 | 59.3 | 6.258 | 6.084 | 6.63 | 8.944 | 7.828 | 7.467 | 109 | 169 | 490 | 201 | 272 | 625 | 4.5 | 4.5 | 5 | 4.414 | 4.882 | 5.265 | 4.618 | 5.017 | 5.256 | 950 | 360 | 55 | 309 | 163 | 35 | 2.5 | 3 | 3.5 | No | - | - | - | - | N/A | N/A | N/A | 1.6 | 4.7582 | 4.7379
[SEER Non Multi-Split <=65kW] GEMS (Air Conditioners up to 65kW) Determination 2019 | MEPS 2019 | AS/NZS 3823.1.1:2012 | HAWJ12KR |  | N/A | HISENSE | N/A | Non Ducted | Single Split System | Wall Hung | Air | Air | China | 0.9 | N/A | 3.5 | N/A | N/A | N/A | N/A | N/A | 0.89 | 3.8 | Calorimeter Room | 3.8086 | 4.2697 | N/A | - | N/A | N/A | N/A | N/A | N/A | N/A | N/A | N/A | N/A | N/A | N/A | N/A | N/A | N/A | N/A | N/A | N/A | Single | R32 | Australia,New Zealand | 143040 | 2026-11-17 |  | Approved | Reverse Cycle | N/A | Yes | Class 8 | Yes | N/A | N/A | N/A | N/A | N/A | N/A | N/A | Available | N/A | N/A | http://global.hisense.com |  | N/A |  |  | AAC6351 | Yes | Variable output compressor | Inverter | No | - | 3500 | 0.9 | - | 350 | 1750 | No | - | - | - | 822.6 | 3769.5 | Yes | 270 | 1800 | No | - | - | 3800 | 0.89 | 380 | 1900 | No | - | - | Yes | 1100 | 3400 | No | - | - | No | - | - | - | - | - | No | - | - | No | - | - | No | - | - | 59 | 61 | 5.491 | 5.264 | 5.685 | 7.891 | 6.833 | 6.432 | 175 | 276 | 802 | 320 | 437 | 1018 | 3.5 | 3.5 | 4 | 3.805 | 4.273 | 4.611 | 4.002 | 4.389 | 4.6 | 1309 | 488 | 74 | 423 | 221 | 47 | 2 | 2.5 | 3 | No | - | - | - | - | N/A | N/A | N/A | 2 | 3.8599 | 4.2375
[SEER Non Multi-Split <=65kW] GEMS (Air Conditioners up to 65kW) Determination 2019 | MEPS 2019 | AS/NZS 3823.1.1:2012 | HAWJ18KR |  | N/A | HISENSE | N/A | Non Ducted | Single Split System | Wall Hung | Air | Air | China | 1.59 | N/A | 5.3 | N/A | N/A | N/A | N/A | N/A | 1.45 | 5.4 | Calorimeter Room | 3.3601 | 3.7393 | N/A | - | N/A | N/A | N/A | N/A | N/A | N/A | N/A | N/A | N/A | N/A | N/A | N/A | N/A | N/A | N/A | N/A | N/A | Single | R32 | Australia,New Zealand | 143300 | 2026-12-02 |  | Approved | Reverse Cycle | N/A | Yes | Class 9 | Yes | N/A | N/A | N/A | N/A | N/A | N/A | N/A | Available | N/A | N/A | http://global.hisense.com |  | N/A |  |  | AAC6379 | Yes | Variable output compressor | Inverter | No | - | 5300 | 1.59 | - | 610 | 2650 | No | - | - | - | 1453.26 | 5708.1 | Yes | 530 | 2900 | No | - | - | 5400 | 1.45 | 610 | 2700 | No | - | - | Yes | 1750 | 4600 | No | - | - | No | - | - | - | - | - | No | - | - | No | - | - | No | - | - | 62 | 65 | 4.617 | 4.411 | 4.68 | 5.794 | 5.281 | 5.094 | 318 | 502 | 1479 | 665 | 861 | 1949 | 3 | 2.5 | 3 | 3.299 | 3.737 | 4.079 | 3.499 | 3.858 | 4.071 | 2142 | 790 | 116 | 684 | 354 | 74 | 1.5 | 2 | 2.5 | No | - | - | - | - | N/A | N/A | N/A | 2 | 3.3192 | 3.7069
[SEER Non Multi-Split <=65kW] GEMS (Air Conditioners up to 65kW) Determination 2019 | MEPS 2019 | AS/NZS 3823.1.1:2012 | HAWJ24KR-O/HAWJ24KR-I |  | N/A | HISENSE | N/A | Non Ducted | Single Split System | Wall Hung | Air | Air | China | 2.15 | N/A | 7.1 | N/A | N/A | N/A | N/A | N/A | 2.1 | 7.2 | Calorimeter Room | 3.3243 | 3.4767 | N/A | - | N/A | N/A | N/A | N/A | N/A | N/A | N/A | N/A | N/A | N/A | N/A | N/A | N/A | N/A | N/A | N/A | N/A | Single | R32 | Australia,New Zealand | 143393 | 2026-12-06 |  | Approved | Reverse Cycle | N/A | Yes | Class 9 | Yes | N/A | N/A | N/A | N/A | N/A | N/A | N/A | Available | N/A | N/A | http://global.hisense.com |  | N/A |  |  | AAC6383 | Yes | Variable output compressor | Inverter | No | - | 7100 | 2.15 | - | 1000 | 3550 | No | - | - | - | 1965.1 | 7646.7 | Yes | 650 | 3800 | No | - | - | 7200 | 2.1 | 780 | 3600 | No | - | - | Yes | 2800 | 6400 | - | - | - | No | - | - | - | - | - | No | - | - | - | - | - | No | - | - | 65.4 | 67 | 5.18 | 4.901 | 5.3 | 10.247 | 7.463 | 6.577 | 380 | 606 | 1751 | 503 | 816 | 2023 | 3.5 | 3 | 3.5 | 3.245 | 3.742 | 4.232 | 3.516 | 3.94 | 4.237 | 2901 | 1050 | 148 | 907 | 462 | 93 | 1.5 | 2 | 2.5 | No | - | - | - | - | N/A | N/A | N/A | 2 | 3.292 | 3.4176
[SEER Non Multi-Split <=65kW] GEMS (Air Conditioners up to 65kW) Determination 2019 | MEPS 2019 | AS/NZS 3823.1.1:2012 | HAWJ24KRP |  | N/A | HISENSE | N/A | Non Ducted | Single Split System | Wall Hung | Air | Air | China | 2.15 | N/A | 7.1 | N/A | N/A | N/A | N/A | N/A | 2.1 | 7.2 | Calorimeter Room | 3.3276 | 3.7019 | N/A | - | N/A | N/A | N/A | N/A | N/A | N/A | N/A | N/A | N/A | N/A | N/A | N/A | N/A | N/A | N/A | N/A | N/A | Single | R32 | Australia,New Zealand | 157517 | 2028-10-23 |  | Approved | Reverse Cycle | N/A | Yes | Class 9 | Yes | N/A | N/A | N/A | N/A | N/A | N/A | N/A | Available | N/A | N/A | http://global.hisense.com |  | N/A |  |  | AAC7840 | Yes | Variable output compressor | Inverter | No | - | 7100 | 2.15 | - | 890 | 3550 | No | - | - | - | 1965.1 | 7646.7 | Yes | 580 | 3800 | No | - | - | 7200 | 2.1 | 760 | 3600 | No | - | - | Yes | 2900 | 6900 | No | - | - | No | - | - | - | - | - | No | - | - | No | - | - | No | - | - | 63.4 | 64.7 | 5.586 | 5.209 | 5.649 | 11.091 | 8.025 | 7.041 | 352 | 570 | 1642 | 464 | 758 | 1889 | 4 | 3.5 | 4 | 3.391 | 3.844 | 4.339 | 3.655 | 4.049 | 4.346 | 2777 | 1023 | 144 | 873 | 449 | 91 | 1.5 | 2 | 2.5 | No | - | - | - | - | N/A | N/A | N/A | 2 | 3.292 | 3.4176
[SEER Non Multi-Split <=65kW] GEMS (Air Conditioners up to 65kW) Determination 2019 | MEPS 2019 | AS/NZS 3823.1.1:2012 | HAWJ28KR |  | N/A | HISENSE | N/A | Non Ducted | Single Split System | Wall Hung | Air | Air | China | 2.46 | N/A | 8 | N/A | N/A | N/A | N/A | N/A | 2.46 | 8 | Calorimeter Room | 3.4336 | 3.4657 | N/A | - | N/A | N/A | N/A | N/A | N/A | N/A | N/A | N/A | N/A | N/A | N/A | N/A | N/A | N/A | N/A | N/A | N/A | Single | R32 | Australia,New Zealand | 143496 | 2026-12-06 |  | Approved | Reverse Cycle | N/A | Yes | Class 9 | Yes | N/A | N/A | N/A | N/A | N/A | N/A | N/A | Available | N/A | N/A | http://global.hisense.com |  | N/A |  |  | AAC6385 | Yes | Variable output compressor | Inverter | No | - | 8000 | 2.46 | - | 814 | 4000 | No | - | - | - | 2248.44 | 8616 | No | 743.996 | 4308 | No | - | - | 8000 | 2.46 | 805 | 4000 | Yes | 585 | 3000 | Yes | 2930 | 7400 | No | - | - | No | - | - | - | - | - | No | - | - | No | - | - | No | - | - | 67.9 | 68 | 4.767 | 4.501 | 4.73 | 5.685 | 5.265 | 5.077 | 467 | 745 | 2212 | 1025 | 1305 | 2955 | 3 | 3 | 3 | 3.488 | 4.008 | 4.805 | 3.883 | 4.365 | 4.834 | 2999 | 1089 | 145 | 912 | 463 | 91 | 1.5 | 2.5 | 3 | No | - | - | - | - | N/A | N/A | N/A | 2 | 3.2431 | 3.2431
[SEER Non Multi-Split <=65kW] GEMS (Air Conditioners up to 65kW) Determination 2019 | MEPS 2019 | AS/NZS 3823.1.1:2012 | HAWJ9KR |  | N/A | HISENSE | N/A | Non Ducted | Single Split System | Wall Hung | Air | Air | China | 0.62 | N/A | 2.5 | N/A | N/A | N/A | N/A | N/A | 0.69 | 3.1 | Calorimeter Room | 4.047 | 4.553 | N/A | - | N/A | N/A | N/A | N/A | N/A | N/A | N/A | N/A | N/A | N/A | N/A | N/A | N/A | N/A | N/A | N/A | N/A | Single | R32 | Australia,New Zealand | 142990 | 2026-11-17 |  | Approved | Reverse Cycle | N/A | Yes | Class 8 | Yes | N/A | N/A | N/A | N/A | N/A | N/A | N/A | Available | N/A | N/A | http://global.hisense.com |  | N/A |  |  | AAC6350 | Yes | Variable output compressor | Inverter | No | - | 2500 | 0.62 | - | 220 | 1250 | No | - | - | - | 566.68 | 2692.5 | Yes | 180 | 1450 | No | - | - | 3100 | 0.69 | 280 | 1550 | No | - | - | Yes | 900 | 2700 | No | - | - | No | - | - | - | - | - | No | - | - | No | - | - | No | - | - | 59 | 60 | 6.114 | 5.793 | 6.43 | 8.839 | 7.705 | 7.325 | 110 | 177 | 505 | 203 | 275 | 637 | 4.5 | 4 | 4.5 | 3.967 | 4.602 | 5.094 | 4.256 | 4.785 | 5.089 | 1025 | 371 | 56 | 325 | 166 | 36 | 2 | 3 | 3.5 | No | - | - | - | - | N/A | N/A | N/A | 2 | 3.9888 | 4.4492
[SEER Non Multi-Split <=65kW] GEMS (Air Conditioners up to 65kW) Determination 2019 | MEPS 2019 | AS/NZS 3823.1.1:2012 | HAWV12KR |  | N/A | HISENSE | N/A | Non Ducted | Single Split System | Wall Hung | Air | Air | China | 0.81 | N/A | 3.5 | N/A | N/A | N/A | N/A | N/A | 0.99 | 4 | Calorimeter Room | 4.3516 | 4.1919 | N/A | - | N/A | N/A | N/A | N/A | N/A | N/A | N/A | N/A | N/A | N/A | N/A | N/A | N/A | N/A | N/A | N/A | N/A | Single | R32 | Australia,New Zealand | 142021 | 2026-10-14 |  | Approved | Reverse Cycle | N/A | No | Class 8 | No | N/A | N/A | N/A | N/A | N/A | N/A | N/A | Available | N/A | N/A | http://global.hisense.com |  | N/A |  |  | AAC6282 | Yes | Variable output compressor | Inverter | No | - | 3500 | 0.81 | - | 500 | 1750 | No | - | - | - | 740.34 | 3769.5 | Yes | 250 | 1800 | No | - | - | 4000 | 0.99 | 375 | 2000 | Yes | 240 | 1370 | Yes | 1290 | 3800 | No | - | - | No | - | - | - | - | - | No | - | - | No | - | - | No | - | - | 58.6 | 60.2 | 6.867 | 6.599 | 7.604 | 156.051 | 16.89 | 12.966 | 139 | 219 | 598 | 12 | 174 | 503 | 5 | 5 | 6 | 4.015 | 4.576 | 5.354 | 4.427 | 4.948 | 5.395 | 1305 | 480 | 68 | 402 | 207 | 43 | 2.5 | 3 | 3.5 | No | - | - | - | - | N/A | N/A | N/A | 2 | 4.2852 | 4.013
[SEER Non Multi-Split <=65kW] GEMS (Air Conditioners up to 65kW) Determination 2019 | MEPS 2019 | AS/NZS 3823.1.1:2012 | HAWV12KRD |  | N/A | HISENSE | N/A | Non Ducted | Single Split System | Wall Hung | Air | Air | China | 0.81 | N/A | 3.5 | N/A | N/A | N/A | N/A | N/A | 0.83 | 3.7 | Calorimeter Room | 4.3516 | 4.3934 | N/A | - | N/A | N/A | N/A | N/A | N/A | N/A | N/A | N/A | N/A | N/A | N/A | N/A | N/A | N/A | N/A | N/A | N/A | Single | R32 | Australia,New Zealand | 156860 | 2028-09-23 |  | Approved | Reverse Cycle | N/A | Yes | Class 8 | Yes | N/A | N/A | N/A | N/A | N/A | N/A | N/A | Available | N/A | N/A | http://global.hisense.com |  | N/A |  |  | AAC7792 | Yes | Variable output compressor | Inverter | No | - | 3500 | 0.81 | - | 500 | 1750 | No | - | - | - | 740.34 | 3769.5 | Yes | 250 | 1800 | No | - | - | 3700 | 0.83 | 345 | 1850 | Yes | 240 | 1370 | Yes | 1290 | 3800 | No | - | - | No | - | - | - | - | - | No | - | - | No | - | - | No | - | - | 59 | 59.5 | 6.867 | 6.599 | 7.604 | 156.051 | 16.89 | 12.966 | 139 | 219 | 598 | 12 | 174 | 503 | 5 | 5 | 6 | 4.24 | 4.743 | 5.36 | 4.568 | 5.023 | 5.38 | 1144 | 429 | 63 | 361 | 189 | 40 | 2.5 | 3 | 3.5 | No | - | - | - | - | N/A | N/A | N/A | 2 | 4.2852 | 4.4218
[SEER Non Multi-Split <=65kW] GEMS (Air Conditioners up to 65kW) Determination 2019 | MEPS 2019 | AS/NZS 3823.1.1:2012 | HAWV18KR |  | N/A | HISENSE | N/A | Non Ducted | Single Split System | Wall Hung | Air | Air | China | 1.23 | N/A | 5 | N/A | N/A | N/A | N/A | N/A | 1.63 | 6.4 | Calorimeter Room | 4.2016 | 3.9957 | N/A | - | N/A | N/A | N/A | N/A | N/A | N/A | N/A | N/A | N/A | N/A | N/A | N/A | N/A | N/A | N/A | N/A | N/A | Single | R32 | Australia,New Zealand | 142030 | 2026-10-12 |  | Approved | Reverse Cycle | N/A | Yes | Class 9 | Yes | N/A | N/A | N/A | N/A | N/A | N/A | N/A | Available | N/A | N/A | http://global.hisense.com |  | N/A |  |  | AAC6281 | Yes | Variable output compressor | Inverter | No | - | 5000 | 1.23 | - | 440 | 2500 | No | - | - | - | 1124.22 | 5385 | Yes | 360 | 2750 | Yes | 235 | 1800 | 6400 | 1.63 | 600 | 3200 | Yes | 330 | 1700 | Yes | 1630 | 4750 | No | - | - | No | - | - | - | - | - | No | - | - | No | - | - | No | - | - | 64.1 | 63.2 | 5.74 | 5.507 | 6.135 | 7.573 | 6.931 | 6.826 | 233 | 370 | 1056 | 473 | 611 | 1365 | 4 | 4 | 4.5 | 3.504 | 4.221 | 5.104 | 3.828 | 4.59 | 5.095 | 2396 | 837 | 118 | 747 | 359 | 76 | 2 | 2.5 | 3.5 | No | - | - | - | - | N/A | N/A | N/A | 5 | 4.0099 | 3.8861
[SEER Non Multi-Split <=65kW] GEMS (Air Conditioners up to 65kW) Determination 2019 | MEPS 2019 | AS/NZS 3823.1.1:2012 | HAWV24KR |  | N/A | HISENSE | N/A | Non Ducted | Single Split System | Wall Hung | Air | Air | China | 2 | N/A | 7.1 | N/A | N/A | N/A | N/A | N/A | 2.2 | 7.7 | Calorimeter Room | 3.4673 | 3.4964 | N/A | - | N/A | N/A | N/A | N/A | N/A | N/A | N/A | N/A | N/A | N/A | N/A | N/A | N/A | N/A | N/A | N/A | N/A | Single | R32 | Australia,New Zealand | 142406 | 2026-10-18 |  | Approved | Reverse Cycle | N/A | Yes | Class 9 | Yes | N/A | N/A | N/A | N/A | N/A | N/A | N/A | Available | N/A | N/A | http://global.hisense.com |  | N/A |  |  | AAC6291 | Yes | Variable output compressor | Inverter | No | - | 7100 | 2 | - | 990 | 3600 | No | - | - | - | 1828 | 7646.7 | Yes | 610 | 3750 | No | - | - | 7700 | 2.2 | 850 | 3850 | No | - | - | Yes | 3150 | 7200 | No | - | - | No | - | - | - | - | - | No | - | - | No | - | - | No | - | - | 65.3 | 67.2 | 5.313 | 5.097 | 5.671 | 12.392 | 8.371 | 7.331 | 364 | 575 | 1628 | 409 | 720 | 1808 | 3.5 | 3.5 | 4 | 3.286 | 3.738 | 4.16 | 3.521 | 3.905 | 4.16 | 3071 | 1132 | 168 | 975 | 504 | 107 | 1.5 | 2 | 2.5 | No | - | - | - | - | N/A | N/A | N/A | 5 | 3.5203 | 3.4733
[SEER Non Multi-Split <=65kW] GEMS (Air Conditioners up to 65kW) Determination 2019 | MEPS 2019 | AS/NZS 3823.1.1:2012 | HAWV28KR |  | N/A | HISENSE | N/A | Non Ducted | Single Split System | Wall Hung | Air | Air | China | 2.46 | N/A | 8 | N/A | N/A | N/A | N/A | N/A | 2.46 | 8 | Calorimeter Room | 3.4336 | 3.4657 | N/A | - | N/A | N/A | N/A | N/A | N/A | N/A | N/A | N/A | N/A | N/A | N/A | N/A | N/A | N/A | N/A | N/A | N/A | Single | R32 | Australia,New Zealand | 142404 | 2026-10-19 |  | Approved | Reverse Cycle | N/A | Yes | Class 9 | Yes | N/A | N/A | N/A | N/A | N/A | N/A | N/A | Available | N/A | N/A | http://global.hisense.com |  | N/A |  |  | AAC6292 | Yes | Variable output compressor | Inverter | No | - | 8000 | 2.46 | - | 814 | 4000 | No | - | - | - | 2248.44 | 8616 | No | 743.996 | 4308 | No | - | - | 8000 | 2.46 | 805 | 4000 | Yes | 585 | 3000 | Yes | 2930 | 7400 | No | - | - | No | - | - | - | - | - | No | - | - | No | - | - | No | - | - | 67.9 | 68 | 4.767 | 4.501 | 4.73 | 5.685 | 5.265 | 5.077 | 467 | 745 | 2212 | 1025 | 1305 | 2955 | 3 | 3 | 3 | 3.488 | 4.008 | 4.805 | 3.883 | 4.365 | 4.834 | 2999 | 1089 | 145 | 912 | 463 | 91 | 1.5 | 2.5 | 3 | No | - | - | - | - | N/A | N/A | N/A | 2 | 3.2431 | 3.2431
[SEER Non Multi-Split <=65kW] GEMS (Air Conditioners up to 65kW) Determination 2019 | MEPS 2019 | AS/NZS 3823.1.1:2012 | HAWV9KR |  | N/A | HISENSE | N/A | Non Ducted | Single Split System | Wall Hung | Air | Air | China | 0.52 | N/A | 2.5 | N/A | N/A | N/A | N/A | N/A | 0.67 | 3.2 | Calorimeter Room | 4.7493 | 4.7303 | N/A | - | N/A | N/A | N/A | N/A | N/A | N/A | N/A | N/A | N/A | N/A | N/A | N/A | N/A | N/A | N/A | N/A | N/A | Single | R32 | Australia,New Zealand | 140467 | 2026-08-09 |  | Approved | Reverse Cycle | N/A | No | Class 8 | No | N/A | N/A | N/A | N/A | N/A | N/A | N/A | Available | N/A | N/A | http://global.hisense.com |  | N/A |  |  | AAC6201 | Yes | Variable output compressor | Inverter | No | - | 2500 | 0.52 | - | 440 | 1250 | No | - | - | - | 475.28 | 2692.5 | Yes | 170 | 1280 | No | - | - | 3200 | 0.67 | 280 | 1600 | No | - | - | Yes | 960 | 3200 | No | - | - | No | - | - | - | - | - | No | - | - | No | - | - | No | - | - | 58.74 | 59.3 | 8.342 | 8.091 | 10.297 | -9.873 | -121.712 | -865.573 | 81 | 126 | 314 | -189 | -21 | -9 | 6.5 | 6.5 | 8.5 | 4.414 | 4.882 | 5.265 | 4.618 | 5.017 | 5.256 | 950 | 360 | 55 | 309 | 163 | 35 | 2.5 | 3 | 3.5 | No | - | - | - | - | N/A | N/A | N/A | 1.6 | 4.7582 | 4.7379
[SEER Non Multi-Split <=65kW] GEMS (Air Conditioners up to 65kW) Determination 2019 | MEPS 2019 | AS/NZS 3823.1.1:2012 | HAWV9KRD |  | N/A | HISENSE | N/A | Non Ducted | Single Split System | Wall Hung | Air | Air | China | 0.52 | N/A | 2.5 | N/A | N/A | N/A | N/A | N/A | 0.67 | 3.2 | Calorimeter Room | 4.7493 | 4.7931 | N/A | - | N/A | N/A | N/A | N/A | N/A | N/A | N/A | N/A | N/A | N/A | N/A | N/A | N/A | N/A | N/A | N/A | N/A | Single | R32 | Australia,New Zealand | 156796 | 2028-09-23 |  | Approved | Reverse Cycle | N/A | Yes | Class 8 | Yes | N/A | N/A | N/A | N/A | N/A | N/A | N/A | Available | N/A | N/A | http://global.hisense.com |  | N/A |  |  | AAC7791 | Yes | Variable output compressor | Inverter | No | - | 2500 | 0.52 | - | 440 | 1250 | No | - | - | - | 475.28 | 2692.5 | Yes | 170 | 1280 | No | - | - | 3200 | 0.67 | 280 | 1600 | No | - | - | Yes | 960 | 3200 | No | - | - | No | - | - | - | - | - | No | - | - | No | - | - | No | - | - | 58.7 | 59.3 | 8.342 | 8.091 | 10.297 | -9.873 | -121.712 | -865.573 | 81 | 126 | 314 | -189 | -21 | -9 | 6.5 | 6.5 | 8.5 | 4.414 | 4.882 | 5.265 | 4.618 | 5.017 | 5.256 | 950 | 360 | 55 | 309 | 163 | 35 | 2.5 | 3 | 3.5 | No | - | - | - | - | N/A | N/A | N/A | 1.6 | 4.7582 | 4.7379
[Unitary Single-Duct] GEMS (Air Conditioners up to 65kW) Determination 2019 | MEPS 2019 | AS/NZS 3823.1.5:2015 | HPA27C |  | N/A | HISENSE | N/A | Non Ducted | Portable | N/A | N/A | N/A | China | 1.02 | N/A | 2.7 | N/A | N/A | N/A | N/A | N/A | 0 | 0 | Calorimeter Room | 2.8612 | 0 | N/A | N/A | N/A | N/A | N/A | N/A | N/A | N/A | N/A | N/A | N/A | N/A | N/A | N/A | N/A | N/A | N/A | N/A | Calorimeter Room | Single | R290 | Australia,New Zealand | 131072 | 2025-07-29 |  | Approved | Cooling Only | N/A | N/A | Class 4 | N/A | N/A | N/A | N/A | N/A | N/A | N/A | N/A | Available | N/A | N/A | http://global.hisense.com |  | N/A |  |  | AAC5067 | No | N/A | N/A | N/A | N/A | 2700 | 1.02 | N/A | N/A | N/A | N/A | N/A | N/A | N/A | N/A | N/A | N/A | N/A | N/A | N/A | N/A | N/A | 0 | 0 | N/A | N/A | N/A | N/A | N/A | N/A | N/A | N/A | N/A | N/A | N/A | N/A | N/A | N/A | N/A | N/A | N/A | N/A | N/A | N/A | N/A | N/A | N/A | N/A | N/A | N/A | 64 | N/A | N/A | N/A | N/A | N/A | N/A | N/A | 556 | 857 | 2292 | N/A | N/A | N/A | 0 | 0 | 0 | N/A | N/A | N/A | N/A | N/A | N/A | 0 | 0 | 0 | N/A | N/A | N/A | 0 | 0 | 0 | N/A | No | 0 | 0 | 0 | 0 | 0 | 0 | N/A | 2.6471 | 0
[Unitary Single-Duct] GEMS (Air Conditioners up to 65kW) Determination 2019 | MEPS 2019 | AS/NZS 3823.1.5:2015 | HPA33C |  | N/A | HISENSE | N/A | Non Ducted | Portable | N/A | N/A | N/A | China | 1.25 | N/A | 3.25 | N/A | N/A | N/A | N/A | N/A | 0 | 0 | Calorimeter Room | 2.5946 | 0 | N/A | N/A | N/A | N/A | N/A | N/A | N/A | N/A | N/A | N/A | N/A | N/A | N/A | N/A | N/A | N/A | N/A | N/A | Calorimeter Room | Single | R290 | Australia,New Zealand | 131113 | 2025-07-29 |  | Approved | Cooling Only | N/A | N/A | Class 4 | N/A | N/A | N/A | N/A | N/A | N/A | N/A | N/A | Available | N/A | N/A | http://global.hisense.com |  | N/A |  |  | AAC5062 | No | N/A | N/A | N/A | N/A | 3250 | 1.25 | N/A | N/A | N/A | N/A | N/A | N/A | N/A | N/A | N/A | N/A | N/A | N/A | N/A | N/A | N/A | 0 | 0 | N/A | N/A | N/A | N/A | N/A | N/A | N/A | N/A | N/A | N/A | N/A | N/A | N/A | N/A | N/A | N/A | N/A | N/A | N/A | N/A | N/A | N/A | N/A | N/A | N/A | N/A | 61.8 | N/A | N/A | N/A | N/A | N/A | N/A | N/A | 681 | 1050 | 2809 | N/A | N/A | N/A | 0 | 0 | 0 | N/A | N/A | N/A | N/A | N/A | N/A | 0 | 0 | 0 | N/A | N/A | N/A | 0 | 0 | 0 | N/A | No | 0 | 0 | 0 | 0 | 0 | 0 | N/A | 2.6 | 0
[SEER Non Multi-Split <=65kW] GEMS (Air Conditioners up to 65kW) Determination 2019 | MEPS Oct 2011 | AS/NZS 3823.1.1:2012 | HSA25C |  | N/A | HISENSE | 0.955 | Non Ducted | Single Split System | Wall Hung | Air | - | China | 0.51 | 1.545 | 2.5 | 212 | 0 | 0 | 0 | 270 | 0 | 0 | Calorimeter Room | 4.904 | 0 | Yes | 0 | N/A | 3.5 | 0 | 0 | 0 | N/A | N/A | N/A | 4.7907 | 0 | N/A | N/A | 5.0813 | 0 | 5 | 0 | Calorimeter Room | Single | R32 | Australia | 123870 | 2024-09-13 |  | Approved | Cooling Only | 815 | No | Class 8 | No | - | No | - | - | - | - | 4.904 | Available | N/A | N/A | http://global.hisense.com |  | Yes | https://reg.energyrating.gov.au/static/common/images/star_ratings_2014/Blue_EnergyStarRating_5_Star.eps | https://reg.energyrating.gov.au/static/common/images/star_ratings_2014/Blue_EnergyStarRating_5_Star.png | AAC4214 | N/A | Variable output compressor,Variable speed fan systems | Inverter | N/A | N/A | N/A | 0.51 | N/A | N/A | N/A | N/A | N/A | N/A | N/A | N/A | N/A | N/A | N/A | N/A | N/A | N/A | N/A | N/A | 0 | N/A | N/A | N/A | N/A | N/A | N/A | N/A | N/A | N/A | N/A | N/A | N/A | N/A | N/A | N/A | N/A | N/A | N/A | N/A | N/A | N/A | N/A | N/A | N/A | N/A | N/A | N/A | N/A | N/A | N/A | N/A | N/A | N/A | N/A | N/A | N/A | N/A | N/A | N/A | N/A | N/A | N/A | N/A | N/A | N/A | N/A | N/A | N/A | N/A | N/A | N/A | N/A | N/A | N/A | N/A | N/A | N/A | N/A | N/A | N/A | N/A | N/A | N/A | N/A | N/A | N/A | N/A | 4.7908 | 0
[SEER Non Multi-Split <=65kW] GEMS (Air Conditioners up to 65kW) Determination 2019 | MEPS Oct 2011 | AS/NZS 3823.1.1:2012 | HSA25R |  | N/A | HISENSE | 0.49 | Non Ducted | Single Split System | Wall Hung | Air | Air | China | 0.51 | 2.01 | 2.5 | 212 | 0 | 0 | 0 | 270 | 0.66 | 3.2 | Calorimeter Room | 5.0222 | 4.922 | Yes | 0 | N/A | 3.5 | 3.5 | 0 | 0 | N/A | N/A | N/A | 4.905 | 4.831 | N/A | N/A | 5.31 | 5.1619 | 5 | 5 | Calorimeter Room | Single | R32 | Australia | 123845 | 2024-09-20 |  | Approved | Reverse Cycle | 815 | No | Class 8 | No | - | No | - | - | - | - | 5.0222 | Available | N/A | N/A | http://global.hisense.com |  | Yes |  | https://reg.energyrating.gov.au/static/common/images/star_ratings_2014/aircon_rating_5_5.png | AAC4229 | N/A | Variable output compressor,Variable speed fan systems | Inverter | N/A | N/A | N/A | 0.51 | N/A | N/A | N/A | N/A | N/A | N/A | N/A | N/A | N/A | N/A | N/A | N/A | N/A | N/A | N/A | N/A | 0.66 | N/A | N/A | N/A | N/A | N/A | N/A | N/A | N/A | N/A | N/A | N/A | N/A | N/A | N/A | N/A | N/A | N/A | N/A | N/A | N/A | N/A | N/A | N/A | N/A | N/A | N/A | N/A | N/A | N/A | N/A | N/A | N/A | N/A | N/A | N/A | N/A | N/A | N/A | N/A | N/A | N/A | N/A | N/A | N/A | N/A | N/A | N/A | N/A | N/A | N/A | N/A | N/A | N/A | N/A | N/A | N/A | N/A | N/A | N/A | N/A | N/A | N/A | N/A | N/A | N/A | N/A | N/A | 4.7908 | 4.7631
[SEER Non Multi-Split <=65kW] GEMS (Air Conditioners up to 65kW) Determination 2019 | MEPS Oct 2011 | AS/NZS 3823.1.1:2012 | HSA35C |  | N/A | HISENSE | 1.2 | Non Ducted | Single Split System | Wall Hung | Air | - | China | 0.81 | 2.3 | 3.5 | 212 | 0 | 0 | 0 | 270 | 0 | 0 | Calorimeter Room | 4.4358 | 0 | Yes | 0 | N/A | 4 | 0 | 0 | 0 | N/A | N/A | N/A | 4.3594 | 0 | N/A | N/A | 4.2187 | 0 | 4 | 0 | Calorimeter Room | Single | R32 | Australia | 124433 | 2024-10-17 |  | Approved | Cooling Only | 815 | No | Class 8 | No | - | No | - | - | - | - | 4.4358 | Available | N/A | N/A | http://global.hisense.com |  | Yes | https://reg.energyrating.gov.au/static/common/images/star_ratings_2014/Blue_EnergyStarRating_4_Star.eps | https://reg.energyrating.gov.au/static/common/images/star_ratings_2014/Blue_EnergyStarRating_4_Star.png | AAC4268 | N/A | Variable output compressor,Variable speed fan systems | Inverter | N/A | N/A | N/A | 0.81 | N/A | N/A | N/A | N/A | N/A | N/A | N/A | N/A | N/A | N/A | N/A | N/A | N/A | N/A | N/A | N/A | 0 | N/A | N/A | N/A | N/A | N/A | N/A | N/A | N/A | N/A | N/A | N/A | N/A | N/A | N/A | N/A | N/A | N/A | N/A | N/A | N/A | N/A | N/A | N/A | N/A | N/A | N/A | N/A | N/A | N/A | N/A | N/A | N/A | N/A | N/A | N/A | N/A | N/A | N/A | N/A | N/A | N/A | N/A | N/A | N/A | N/A | N/A | N/A | N/A | N/A | N/A | N/A | N/A | N/A | N/A | N/A | N/A | N/A | N/A | N/A | N/A | N/A | N/A | N/A | N/A | N/A | N/A | N/A | 4.25 | 0
[SEER Non Multi-Split <=65kW] GEMS (Air Conditioners up to 65kW) Determination 2019 | MEPS Oct 2011 | AS/NZS 3823.1.1:2012 | HSA35R |  | N/A | HISENSE | 1.24 | Non Ducted | Single Split System | Wall Hung | Air | Air | China | 0.81 | 2.26 | 3.5 | 212 | 0 | 0 | 0 | 270 | 0.92 | 4 | Calorimeter Room | 4.4383 | 4.4787 | Yes | 0 | N/A | 4 | 4 | 0 | 0 | N/A | N/A | N/A | 4.3609 | 4.4101 | N/A | N/A | 4.2219 | 4.3202 | 4 | 4 | Calorimeter Room | Single | R32 | Australia | 124445 | 2024-10-17 |  | Approved | Reverse Cycle | 815 | No | Class 8 | No | - | No | - | - | - | - | 4.4383 | Available | N/A | N/A | http://global.hisense.com |  | Yes |  | https://reg.energyrating.gov.au/static/common/images/star_ratings_2014/aircon_rating_4_4.png | AAC4269 | N/A | Variable output compressor,Variable speed fan systems | Inverter | N/A | N/A | N/A | 0.81 | N/A | N/A | N/A | N/A | N/A | N/A | N/A | N/A | N/A | N/A | N/A | N/A | N/A | N/A | N/A | N/A | 0.92 | N/A | N/A | N/A | N/A | N/A | N/A | N/A | N/A | N/A | N/A | N/A | N/A | N/A | N/A | N/A | N/A | N/A | N/A | N/A | N/A | N/A | N/A | N/A | N/A | N/A | N/A | N/A | N/A | N/A | N/A | N/A | N/A | N/A | N/A | N/A | N/A | N/A | N/A | N/A | N/A | N/A | N/A | N/A | N/A | N/A | N/A | N/A | N/A | N/A | N/A | N/A | N/A | N/A | N/A | N/A | N/A | N/A | N/A | N/A | N/A | N/A | N/A | N/A | N/A | N/A | N/A | N/A | 4.25 | 4.2849
[SEER Non Multi-Split <=65kW] GEMS (Air Conditioners up to 65kW) Determination 2019 | MEPS 2019 | AS/NZS 3823.1.1:2012 | HSA50C |  | N/A | HISENSE | N/A | Non Ducted | Single Split System | Wall Hung | Air | - | China | 1.27 | N/A | 5 | N/A | N/A | N/A | N/A | N/A | - | - | Calorimeter Room | 4.028 | - | N/A | - | N/A | N/A | N/A | N/A | N/A | N/A | N/A | N/A | N/A | N/A | N/A | N/A | N/A | N/A | N/A | N/A | N/A | Single | R32 | Australia,New Zealand | 132881 | 2025-09-28 |  | Approved | Cooling Only | N/A | Yes | Class 9 | Yes | N/A | N/A | N/A | N/A | N/A | N/A | N/A | Available | N/A | N/A | http://global.hisense.com |  | N/A |  |  | AAC5331 | Yes | Variable output compressor | Inverter | No | - | 5000 | 1.27 | - | 450 | 2500 | No | - | - | - | 1160.78 | 5385 | Yes | 370 | 2750 | Yes | 210 | 1650 | - | - | - | - | - | - | - | - | - | - | - | - | - | - | - | - | - | - | - | - | - | - | - | - | - | - | - | - | 61.3 | 63.8 | 5.781 | 5.513 | 6.045 | 7.644 | 6.96 | 6.718 | 234 | 372 | 1074 | 470 | 611 | 1389 | 4 | 4 | 4.5 | - | - | - | - | - | - | - | - | - | - | - | - | - | - | - | No | - | - | - | - | N/A | N/A | N/A | 4 | 3.8955 | -
[SEER Non Multi-Split <=65kW] GEMS (Air Conditioners up to 65kW) Determination 2019 | MEPS 2019 | AS/NZS 3823.1.1:2012 | HSA50R |  | N/A | HISENSE | N/A | Non Ducted | Single Split System | Wall Hung | Air | Air | China | 1.23 | N/A | 5 | N/A | N/A | N/A | N/A | N/A | 1.63 | 6.4 | Calorimeter Room | 4.2016 | 3.9957 | N/A | - | N/A | N/A | N/A | N/A | N/A | N/A | N/A | N/A | N/A | N/A | N/A | N/A | N/A | N/A | N/A | N/A | N/A | Single | R32 | Australia,New Zealand | 131988 | 2025-09-01 |  | Approved | Reverse Cycle | N/A | Yes | Class 9 | Yes | N/A | N/A | N/A | N/A | N/A | N/A | N/A | Available | N/A | N/A | http://global.hisense.com |  | N/A |  |  | AAC5217 | Yes | Variable output compressor | Inverter | No | - | 5000 | 1.23 | - | 440 | 2500 | No | - | - | - | 1124.22 | 5385 | Yes | 360 | 2750 | Yes | 235 | 1800 | 6400 | 1.63 | 600 | 3200 | Yes | 330 | 1700 | Yes | 1630 | 4750 | No | - | - | No | - | - | - | - | - | No | - | - | No | - | - | No | - | - | 64.1 | 63.2 | 5.74 | 5.507 | 6.135 | 7.573 | 6.931 | 6.826 | 233 | 370 | 1056 | 473 | 611 | 1365 | 4 | 4 | 4.5 | 3.504 | 4.221 | 5.104 | 3.828 | 4.59 | 5.095 | 2396 | 837 | 118 | 747 | 359 | 76 | 2 | 2.5 | 3.5 | No | - | - | - | - | N/A | N/A | N/A | 5 | 4.0099 | 3.8861
[SEER Non Multi-Split <=65kW] GEMS (Air Conditioners up to 65kW) Determination 2019 | MEPS Oct 2011 | AS/NZS 3823.1.1:2012 | HSA71C |  | N/A | HISENSE | 2.5 | Non Ducted | Single Split System | Wall Hung | Air | - | China | 1.98 | 4.6 | 7.1 | 235 | 0 | 0 | 0 | 315 | 0 | 0 | Calorimeter Room | 3.5487 | 0 | Yes | 0 | N/A | 3.5 | 0 | 0 | 0 | N/A | N/A | N/A | 3.5273 | 0 | N/A | N/A | 2.5546 | 0 | 2.5 | 0 | Calorimeter Room | Single | R32 | Australia | 124570 | 2024-10-25 |  | Approved | Cooling Only | 1085 | Yes | Class 9 | Yes | Yes | - | Yes | Yes | Yes | - | 3.5487 | Available | N/A | N/A | http://global.hisense.com |  | Yes | https://reg.energyrating.gov.au/static/common/images/star_ratings_2014/Blue_EnergyStarRating_2.5_Star.eps | https://reg.energyrating.gov.au/static/common/images/star_ratings_2014/Blue_EnergyStarRating_2.5_Star.png | AAC4273 | N/A | Variable output compressor,Variable speed fan systems | Inverter | N/A | N/A | N/A | 1.98 | N/A | N/A | N/A | N/A | N/A | N/A | N/A | N/A | N/A | N/A | N/A | N/A | N/A | N/A | N/A | N/A | 0 | N/A | N/A | N/A | N/A | N/A | N/A | N/A | N/A | N/A | N/A | N/A | N/A | N/A | N/A | N/A | N/A | N/A | N/A | N/A | N/A | N/A | N/A | N/A | N/A | N/A | N/A | N/A | N/A | N/A | N/A | N/A | N/A | N/A | N/A | N/A | N/A | N/A | N/A | N/A | N/A | N/A | N/A | N/A | N/A | N/A | N/A | N/A | N/A | N/A | N/A | N/A | N/A | N/A | N/A | N/A | N/A | N/A | N/A | N/A | N/A | N/A | N/A | N/A | N/A | N/A | N/A | N/A | 3.5646 | 0
[SEER Non Multi-Split <=65kW] GEMS (Air Conditioners up to 65kW) Determination 2019 | MEPS Oct 2011 | AS/NZS 3823.1.1:2012 | HSA71R |  | N/A | HISENSE | 2.15 | Non Ducted | Single Split System | Wall Hung | Air | Air | China | 1.98 | 4.95 | 7.1 | 235 | 0 | 0 | 0 | 315 | 2.25 | 8 | Calorimeter Room | 3.5663 | 3.5983 | Yes | 0 | N/A | 3.5 | 3.5 | 0 | 0 | N/A | N/A | N/A | 3.5445 | 3.5788 | N/A | N/A | 2.589 | 2.6575 | 2.5 | 2.5 | Calorimeter Room | Single | R32 | Australia | 124574 | 2024-10-28 |  | Approved | Reverse Cycle | 1085 | Yes | Class 9 | Yes | Yes | - | Yes | Yes | Yes | - | 3.5663 | Available | N/A | N/A | http://global.hisense.com |  | Yes |  | https://reg.energyrating.gov.au/static/common/images/star_ratings_2014/aircon_rating_2.5_2.5.png | AAC4274 | N/A | Variable output compressor,Variable speed fan systems | Inverter | N/A | N/A | N/A | 1.98 | N/A | N/A | N/A | N/A | N/A | N/A | N/A | N/A | N/A | N/A | N/A | N/A | N/A | N/A | N/A | N/A | 2.25 | N/A | N/A | N/A | N/A | N/A | N/A | N/A | N/A | N/A | N/A | N/A | N/A | N/A | N/A | N/A | N/A | N/A | N/A | N/A | N/A | N/A | N/A | N/A | N/A | N/A | N/A | N/A | N/A | N/A | N/A | N/A | N/A | N/A | N/A | N/A | N/A | N/A | N/A | N/A | N/A | N/A | N/A | N/A | N/A | N/A | N/A | N/A | N/A | N/A | N/A | N/A | N/A | N/A | N/A | N/A | N/A | N/A | N/A | N/A | N/A | N/A | N/A | N/A | N/A | N/A | N/A | N/A | 3.5646 | 3.537
[SEER Non Multi-Split <=65kW] GEMS (Air Conditioners up to 65kW) Determination 2019 | MEPS 2019 | AS/NZS 3823.1.1:2012 | HSA90R |  | N/A | HISENSE | N/A | Non Ducted | Single Split System | Wall Hung | Air | Air | China | 2.69 | N/A | 9 | N/A | N/A | N/A | N/A | N/A | 2.63 | 9.2 | Calorimeter Room | 3.3434 | 3.652 | N/A | - | N/A | N/A | N/A | N/A | N/A | N/A | N/A | N/A | N/A | N/A | N/A | N/A | N/A | N/A | N/A | N/A | N/A | Single | R32 | Australia,New Zealand | 133043 | 2025-10-06 |  | Approved | Reverse Cycle | N/A | Yes | Class 9 | Yes | N/A | N/A | N/A | N/A | N/A | N/A | N/A | Available | N/A | N/A | http://global.hisense.com |  | N/A |  |  | AAC5369 | Yes | Variable output compressor | Inverter | No | - | 9000 | 2.69 | - | 980 | 4500 | No | - | - | - | 2458.66 | 9693 | Yes | 830 | 4847 | Yes | 640 | 3900 | 9200 | 2.63 | 900 | 4600 | Yes | 585 | 3000 | Yes | 2750 | 7400 | No | - | - | No | - | - | - | - | - | No | - | - | No | - | - | No | - | - | 69.3 | 68.5 | 4.745 | 4.537 | 4.876 | 5.969 | 5.501 | 5.324 | 519 | 822 | 2404 | 1091 | 1397 | 3162 | 3 | 3 | 3 | 3.47 | 4.099 | 4.917 | 3.886 | 4.444 | 4.928 | 3475 | 1235 | 172 | 1056 | 531 | 110 | 1.5 | 2.5 | 3 | No | - | - | - | - | N/A | N/A | N/A | 6 | 3.3207 | 3.4713
[SEER Non Multi-Split <=65kW] GEMS (Air Conditioners up to 65kW) Determination 2019 | MEPS 2019 | AS/NZS 3823.1.1:2012 | PAS-2.0UFASNQ1 / PCI-2.0UFA1NQ |  | N/A | HITACHI | N/A | Non Ducted | Single Split System | Cassette | Air | Air | China | 1.16 | N/A | 5 | N/A | N/A | N/A | N/A | N/A | 1.28 | 6 | Enthalpy Test Room | 4.5702 | 4.9387 | N/A | - | N/A | N/A | N/A | N/A | N/A | N/A | N/A | N/A | N/A | N/A | N/A | N/A | N/A | N/A | N/A | N/A | N/A | Single | R32 | Australia,Fiji,New Zealand | 153461 | 2028-12-03 |  | Approved | Reverse Cycle | N/A | Yes | Class 9 | Yes | N/A | N/A | N/A | N/A | N/A | N/A | N/A | Available | N/A | N/A |  | http://www.hitachiaircon.com.au | N/A |  |  | AAC7930 | Yes | Variable output compressor | Inverter | No | - | 5000 | 1.16 | - | 350 | 2600 | No | - | - | - | 1060.24 | 5385 | No | 319.9 | 2800.2 | No | - | - | 6000 | 1.28 | 470 | 3000 | No | - | - | Yes | 1100 | 4500 | No | - | - | No | - | - | - | - | - | No | - | - | No | - | - | No | - | - | - | - | 5.689 | 5.542 | 6.466 | 7.671 | 7.16 | 7.13 | 227 | 357 | 991 | 431 | 560 | 1284 | 4 | 4 | 4.5 | 4.189 | 5.035 | 5.85 | 4.486 | 5.368 | 5.858 | 1890 | 671 | 109 | 608 | 298 | 72 | 2.5 | 3.5 | 4 | No | - | - | - | - | N/A | N/A | N/A | 9 | 4.2002 | 4.5787
[SEER Non Multi-Split <=65kW] GEMS (Air Conditioners up to 65kW) Determination 2019 | MEPS 2019 | AS/NZS 3823.1.1:2012 | PAS-2.0UFASNQ1 / PPFC-2.0UFA1NQ |  | N/A | HITACHI | N/A | Non Ducted | Single Split System | Under ceiling | Air | Air | China | 1.28 | N/A | 5 | N/A | N/A | N/A | N/A | N/A | 1.5 | 6 | Enthalpy Test Room | 3.8709 | 3.894 | N/A | - | N/A | N/A | N/A | N/A | N/A | N/A | N/A | N/A | N/A | N/A | N/A | N/A | N/A | N/A | N/A | N/A | N/A | Single | R32 | Australia,Fiji,New Zealand | 158733 | 2029-01-08 |  | Approved | Reverse Cycle | N/A | Yes | Class 9 | Yes | N/A | N/A | N/A | N/A | N/A | N/A | N/A | Available | N/A | N/A |  | http://www.hitachiaircon.com.au | N/A |  |  | AAC7997 | Yes | Variable output compressor | Inverter | No | - | 5000 | 1.28 | - | 500 | 2700 | No | - | - | - | 1169.92 | 5385 | No | 457 | 2907.9 | No | - | - | 6000 | 1.5 | 590 | 3000 | No | - | - | Yes | 1300 | 3800 | No | - | - | No | - | - | - | - | - | No | - | - | No | - | - | No | - | - | - | - | 4.618 | 4.554 | 5.197 | 5.907 | 5.578 | 5.625 | 284 | 440 | 1238 | 601 | 754 | 1651 | 3 | 3 | 3.5 | 2.716 | 3.234 | 4.614 | 3.288 | 3.764 | 4.672 | 2905 | 1031 | 132 | 823 | 418 | 86 | 1 | 1.5 | 3 | No | - | - | - | - | N/A | N/A | N/A | 9 | 3.8156 | 3.9205
[SEER Non Multi-Split <=65kW] GEMS (Air Conditioners up to 65kW) Determination 2019 | MEPS 2019 | AS/NZS 3823.1.2:2012 | PAS-2.0UFASNQ1 / PPIM-2.0UFA1NQ |  | N/A | HITACHI | N/A | Ducted | Single Split System | - | Air | Air | China | 1.28 | N/A | 5 | N/A | N/A | N/A | N/A | N/A | 1.451 | 6 | Enthalpy Test Room | 3.9498 | 4.0568 | N/A | - | N/A | N/A | N/A | N/A | N/A | N/A | N/A | N/A | N/A | N/A | N/A | N/A | N/A | N/A | N/A | N/A | N/A | Single | R32 | Australia,Fiji,New Zealand | 156582 | 2028-12-20 |  | Approved | Reverse Cycle | N/A | Yes | Class 10 | Yes | N/A | N/A | N/A | N/A | N/A | N/A | N/A | Available | N/A | N/A |  | http://www.hitachiaircon.com.au | N/A |  |  | AAC7982 | Yes | Variable output compressor | Inverter | No | - | 5000 | 1.28 | - | 500 | 2650 | No | - | - | - | 1169.92 | 5385 | No | 457 | 2854.05 | No | - | - | 6000 | 1.451 | 580 | 3180 | No | - | - | Yes | 1250 | 4400 | No | - | - | No | - | - | - | - | - | No | - | - | No | - | - | No | - | - | - | - | 4.565 | 4.51 | 5.136 | 5.824 | 5.506 | 5.553 | 287 | 444 | 1253 | 609 | 764 | 1672 | 3 | 3 | 3.5 | 3.673 | 4.349 | 4.995 | 3.908 | 4.617 | 5.002 | 2153 | 773 | 123 | 696 | 344 | 81 | 2 | 2.5 | 3 | No | - | - | - | - | N/A | N/A | N/A | 9 | 3.8156 | 4.0502
[SEER Non Multi-Split <=65kW] GEMS (Air Conditioners up to 65kW) Determination 2019 | MEPS 2019 | AS/NZS 3823.1.1:2012 | PAS-2.5UFASNQ1 / PCI-2.5UFA1NQ |  | N/A | HITACHI | N/A | Non Ducted | Single Split System | Cassette | Air | Air | China | 1.435 | N/A | 6 | N/A | N/A | N/A | N/A | N/A | 1.69 | 7.5 | Enthalpy Test Room | 4.2951 | 4.5206 | N/A | - | N/A | N/A | N/A | N/A | N/A | N/A | N/A | N/A | N/A | N/A | N/A | N/A | N/A | N/A | N/A | N/A | N/A | Single | R32 | Australia,Fiji,New Zealand | 156480 | 2028-12-03 |  | Approved | Reverse Cycle | N/A | Yes | Class 9 | Yes | N/A | N/A | N/A | N/A | N/A | N/A | N/A | Available | N/A | N/A |  | http://www.hitachiaircon.com.au | N/A |  |  | AAC7929 | Yes | Variable output compressor | Inverter | No | - | 6000 | 1.435 | - | 450 | 3100 | No | - | - | - | 1311.59 | 6462 | No | 411.3 | 3338.7 | No | - | - | 7500 | 1.69 | 640 | 4000 | No | - | - | Yes | 1500 | 5500 | No | - | - | No | - | - | - | - | - | No | - | - | No | - | - | No | - | - | - | - | 5.586 | 5.415 | 6.174 | 7.322 | 6.83 | 6.76 | 282 | 444 | 1251 | 581 | 738 | 1648 | 4 | 3.5 | 4.5 | 3.96 | 4.81 | 5.678 | 4.285 | 5.177 | 5.694 | 2493 | 871 | 133 | 790 | 381 | 87 | 2 | 3 | 4 | No | - | - | - | - | N/A | N/A | N/A | 9 | 4.0944 | 4.3594
[SEER Non Multi-Split <=65kW] GEMS (Air Conditioners up to 65kW) Determination 2019 | MEPS 2019 | AS/NZS 3823.1.1:2012 | PAS-2.5UFASNQ1 / PPFC-2.5UFA1NQ |  | N/A | HITACHI | N/A | Non Ducted | Single Split System | Under ceiling | Air | Air | China | 1.66 | N/A | 6 | N/A | N/A | N/A | N/A | N/A | 2.02 | 7.5 | Enthalpy Test Room | 3.6098 | 3.6769 | N/A | - | N/A | N/A | N/A | N/A | N/A | N/A | N/A | N/A | N/A | N/A | N/A | N/A | N/A | N/A | N/A | N/A | N/A | Single | R32 | Australia,Fiji,New Zealand | 158235 | 2029-01-08 |  | Approved | Reverse Cycle | N/A | Yes | Class 9 | Yes | N/A | N/A | N/A | N/A | N/A | N/A | N/A | Available | N/A | N/A |  | http://www.hitachiaircon.com.au | N/A |  |  | AAC7996 | Yes | Variable output compressor | Inverter | No | - | 6000 | 1.66 | - | 565 | 3000 | No | - | - | - | 1517.24 | 6462 | No | 516.41 | 3231 | No | - | - | 7500 | 2.02 | 720 | 3800 | No | - | - | Yes | 1600 | 5200 | No | - | - | No | - | - | - | - | - | No | - | - | No | - | - | No | - | - | - | - | 4.594 | 4.48 | 5.012 | 5.846 | 5.487 | 5.435 | 347 | 542 | 1546 | 732 | 924 | 2054 | 3 | 2.5 | 3.5 | 3.173 | 3.761 | 4.823 | 3.494 | 4.225 | 4.834 | 3106 | 1107 | 153 | 965 | 463 | 100 | 1.5 | 2 | 3 | No | - | - | - | - | N/A | N/A | N/A | 9 | 3.5494 | 3.6578
[SEER Non Multi-Split <=65kW] GEMS (Air Conditioners up to 65kW) Determination 2019 | MEPS 2019 | AS/NZS 3823.1.2:2012 | PAS-2.5UFASNQ1 / PPIM-2.5UFA1NQ |  | N/A | HITACHI | N/A | Ducted | Single Split System | - | Air | Air | China | 1.58 | N/A | 6 | N/A | N/A | N/A | N/A | N/A | 2.06 | 7.5 | Enthalpy Test Room | 3.7394 | 3.6857 | N/A | - | N/A | N/A | N/A | N/A | N/A | N/A | N/A | N/A | N/A | N/A | N/A | N/A | N/A | N/A | N/A | N/A | N/A | Single | R32 | Australia,Fiji,New Zealand | 158549 | 2028-12-20 |  | Approved | Reverse Cycle | N/A | Yes | Class 10 | Yes | N/A | N/A | N/A | N/A | N/A | N/A | N/A | Available | N/A | N/A |  | http://www.hitachiaircon.com.au | N/A |  |  | AAC7985 | Yes | Variable output compressor | Inverter | No | - | 6000 | 1.58 | - | 580 | 3000 | No | - | - | - | 1444.12 | 6462 | No | 530.12 | 3231 | No | - | - | 7500 | 2.06 | 730 | 3800 | No | - | - | Yes | 1660 | 5400 | No | - | - | No | - | - | - | - | - | No | - | - | No | - | - | No | - | - | - | - | 4.578 | 4.499 | 5.033 | 5.771 | 5.444 | 5.432 | 348 | 539 | 1540 | 742 | 931 | 2055 | 3 | 2.5 | 3.5 | 3.437 | 4.058 | 4.756 | 3.678 | 4.204 | 4.767 | 2870 | 1028 | 155 | 918 | 465 | 101 | 1.5 | 2.5 | 3 | No | - | - | - | - | N/A | N/A | N/A | 9 | 3.7257 | 3.5878
[SEER Non Multi-Split <=65kW] GEMS (Air Conditioners up to 65kW) Determination 2019 | MEPS 2019 | AS/NZS 3823.1.1:2012 | PAS-3.0UFASNQ1 / PCI-3.0UFA1NQ |  | N/A | HITACHI | N/A | Non Ducted | Single Split System | Cassette | Air | Air | China | 1.919 | N/A | 7.2 | N/A | N/A | N/A | N/A | N/A | 2 | 8.6 | Enthalpy Test Room | 3.8724 | 4.329 | N/A | - | N/A | N/A | N/A | N/A | N/A | N/A | N/A | N/A | N/A | N/A | N/A | N/A | N/A | N/A | N/A | N/A | N/A | Single | R32 | Australia,Fiji,New Zealand | 156488 | 2028-12-03 |  | Approved | Reverse Cycle | N/A | Yes | Class 9 | Yes | N/A | N/A | N/A | N/A | N/A | N/A | N/A | Available | N/A | N/A |  | http://www.hitachiaircon.com.au | N/A |  |  | AAC7928 | Yes | Variable output compressor | Inverter | No | - | 7200 | 1.919 | - | 590 | 3700 | No | - | - | - | 1753.966 | 7754.4 | No | 539.26 | 3984.9 | No | - | - | 8600 | 2 | 705 | 4530 | No | - | - | Yes | 1652 | 6000 | No | - | - | No | - | - | - | - | - | No | - | - | No | - | - | No | - | - | - | - | 5.275 | 5.057 | 5.646 | 6.779 | 6.291 | 6.163 | 363 | 577 | 1649 | 712 | 929 | 2151 | 3.5 | 3.5 | 4 | 3.604 | 4.41 | 5.834 | 4.043 | 5.027 | 5.857 | 3136 | 1083 | 146 | 956 | 447 | 95 | 2 | 2.5 | 4 | No | - | - | - | - | N/A | N/A | N/A | 9 | 3.6934 | 4.2356
[SEER Non Multi-Split <=65kW] GEMS (Air Conditioners up to 65kW) Determination 2019 | MEPS 2019 | AS/NZS 3823.1.1:2012 | PAS-3.0UFASNQ1 / PPFC-3.0UFA1NQ |  | N/A | HITACHI | N/A | Non Ducted | Single Split System | Under ceiling | Air | Air | China | 2.06 | N/A | 7.2 | N/A | N/A | N/A | N/A | N/A | 2.2 | 8.6 | Enthalpy Test Room | 3.4826 | 3.9103 | N/A | - | N/A | N/A | N/A | N/A | N/A | N/A | N/A | N/A | N/A | N/A | N/A | N/A | N/A | N/A | N/A | N/A | N/A | Single | R32 | Australia,Fiji,New Zealand | 158734 | 2029-01-08 |  | Approved | Reverse Cycle | N/A | Yes | Class 9 | Yes | N/A | N/A | N/A | N/A | N/A | N/A | N/A | Available | N/A | N/A |  | http://www.hitachiaircon.com.au | N/A |  |  | AAC7998 | Yes | Variable output compressor | Inverter | No | - | 7200 | 2.06 | - | 720 | 3850 | No | - | - | - | 1882.84 | 7754.4 | No | 658.08 | 4146.45 | No | - | - | 8600 | 2.2 | 788 | 4600 | No | - | - | Yes | 1830 | 6000 | No | - | - | No | - | - | - | - | - | No | - | - | No | - | - | No | - | - | - | - | 4.704 | 4.531 | 5.024 | 5.906 | 5.509 | 5.439 | 410 | 647 | 1856 | 873 | 1107 | 2467 | 3 | 3 | 3.5 | 3.341 | 4.035 | 5.291 | 3.725 | 4.586 | 5.314 | 3381 | 1181 | 159 | 1036 | 488 | 103 | 1.5 | 2.5 | 3.5 | No | - | - | - | - | N/A | N/A | N/A | 9 | 3.4443 | 3.8558
[SEER Non Multi-Split <=65kW] GEMS (Air Conditioners up to 65kW) Determination 2019 | MEPS 2019 | AS/NZS 3823.1.2:2012 | PAS-3.0UFASNQ1 / PPIH-3.0UFA1NQ |  | N/A | HITACHI | N/A | Ducted | Single Split System | - | Air | Air | China | 1.97 | N/A | 7.2 | N/A | N/A | N/A | N/A | N/A | 2.07 | 8.6 | Enthalpy Test Room | 3.7051 | 4.173 | N/A | - | N/A | N/A | N/A | N/A | N/A | N/A | N/A | N/A | N/A | N/A | N/A | N/A | N/A | N/A | N/A | N/A | N/A | Single | R32 | Australia,Fiji,New Zealand | 156563 | 2028-12-11 |  | Approved | Reverse Cycle | N/A | Yes | Class 10 | Yes | N/A | N/A | N/A | N/A | N/A | N/A | N/A | Available | N/A | N/A |  | http://www.hitachiaircon.com.au | N/A |  |  | AAC7959 | Yes | Variable output compressor | Inverter | No | - | 7200 | 1.97 | - | 640 | 3600 | No | - | - | - | 1800.58 | 7754.4 | No | 584.96 | 3877.2 | No | - | - | 8600 | 2.07 | 700 | 4400 | No | - | - | Yes | 1700 | 5700 | No | - | - | No | - | - | - | - | - | No | - | - | No | - | - | No | - | - | - | - | 4.887 | 4.723 | 5.236 | 6.194 | 5.784 | 5.683 | 394 | 620 | 1780 | 832 | 1054 | 2360 | 3 | 3 | 3.5 | 3.374 | 4.171 | 5.724 | 3.843 | 4.84 | 5.746 | 3348 | 1144 | 149 | 1005 | 463 | 97 | 1.5 | 2.5 | 4 | No | - | - | - | - | N/A | N/A | N/A | 9 | 3.5992 | 4.0944
[SEER Non Multi-Split <=65kW] GEMS (Air Conditioners up to 65kW) Determination 2019 | MEPS 2019 | AS/NZS 3823.1.2:2012 | PAS-3.0UFASNQ1 / PPIM-3.0UFA1NQ |  | N/A | HITACHI | N/A | Ducted | Single Split System | - | Air | Air | China | 1.85 | N/A | 7.2 | N/A | N/A | N/A | N/A | N/A | 1.952 | 8.6 | Enthalpy Test Room | 3.8585 | 4.3206 | N/A | - | N/A | N/A | N/A | N/A | N/A | N/A | N/A | N/A | N/A | N/A | N/A | N/A | N/A | N/A | N/A | N/A | N/A | Single | R32 | Australia,Fiji,New Zealand | 158461 | 2028-12-20 |  | Approved | Reverse Cycle | N/A | Yes | Class 10 | Yes | N/A | N/A | N/A | N/A | N/A | N/A | N/A | Available | N/A | N/A |  | http://www.hitachiaircon.com.au | N/A |  |  | AAC7984 | Yes | Variable output compressor | Inverter | No | - | 7200 | 1.85 | - | 710 | 3600 | No | - | - | - | 1690.9 | 7754.4 | No | 648.94 | 3877.2 | No | - | - | 8600 | 1.952 | 780 | 4400 | No | - | - | Yes | 1680 | 6000 | No | - | - | No | - | - | - | - | - | No | - | - | No | - | - | No | - | - | - | - | 4.656 | 4.571 | 5.053 | 5.761 | 5.439 | 5.427 | 414 | 641 | 1845 | 896 | 1122 | 2473 | 3 | 3 | 3.5 | 3.423 | 4.097 | 5.169 | 3.765 | 4.56 | 5.169 | 3300 | 1164 | 162 | 1026 | 491 | 106 | 1.5 | 2.5 | 3.5 | No | - | - | - | - | N/A | N/A | N/A | 9 | 3.8289 | 4.3381
[SEER Non Multi-Split <=65kW] GEMS (Air Conditioners up to 65kW) Determination 2019 | MEPS 2019 | AS/NZS 3823.1.1:2012 | PAS-4.0UFASMQ1 / PCI-4.0UFA1NQ |  | N/A | HITACHI | N/A | Non Ducted | Single Split System | Cassette | Air | Air | China | 2.63 | N/A | 10 | N/A | N/A | N/A | N/A | N/A | 2.6 | 11.5 | Enthalpy Test Room | 3.8673 | 4.3962 | N/A | - | N/A | N/A | N/A | N/A | N/A | N/A | N/A | N/A | N/A | N/A | N/A | N/A | N/A | N/A | N/A | N/A | N/A | Three | R32 | Australia,Fiji,New Zealand | 158308 | 2029-03-05 |  | Approved | Reverse Cycle | N/A | Yes | Class 11 | Yes | N/A | N/A | N/A | N/A | N/A | N/A | N/A | Available | N/A | N/A |  | http://www.hitachiaircon.com.au | N/A |  |  | AAC8080 | Yes | Variable output compressor | Inverter | No | - | 10000 | 2.63 | - | 950 | 5000 | No | - | - | - | 2403.82 | 10770 | No | 868.3 | 5385 | No | - | - | 11500 | 2.6 | 1010 | 5950 | No | - | - | Yes | 2170 | 7900 | No | - | - | No | - | - | - | - | - | No | - | - | No | - | - | No | - | - | - | - | 4.387 | 4.356 | 5.013 | 5.709 | 5.407 | 5.447 | 593 | 914 | 2562 | 1238 | 1550 | 3404 | 2.5 | 2.5 | 3.5 | 3.465 | 4.186 | 5.382 | 3.844 | 4.705 | 5.388 | 4381 | 1547 | 232 | 1363 | 655 | 155 | 1.5 | 2.5 | 3.5 | No | - | - | - | - | N/A | N/A | N/A | 21 | 3.7024 | 4.3055
[SEER Non Multi-Split <=65kW] GEMS (Air Conditioners up to 65kW) Determination 2019 | MEPS 2019 | AS/NZS 3823.1.1:2012 | PAS-4.0UFASMQ1 / PPFC-4.0UFA1NQ |  | N/A | HITACHI | N/A | Non Ducted | Single Split System | Under ceiling | Air | Air | China | 2.7 | N/A | 10 | N/A | N/A | N/A | N/A | N/A | 2.93 | 11.5 | Enthalpy Test Room | 3.7798 | 3.8499 | N/A | - | N/A | N/A | N/A | N/A | N/A | N/A | N/A | N/A | N/A | N/A | N/A | N/A | N/A | N/A | N/A | N/A | N/A | Three | R32 | Australia,Fiji,New Zealand | 159970 | 2029-03-05 |  | Approved | Reverse Cycle | N/A | Yes | Class 11 | Yes | N/A | N/A | N/A | N/A | N/A | N/A | N/A | Available | N/A | N/A |  | http://www.hitachiaircon.com.au | N/A |  |  | AAC8086 | Yes | Variable output compressor | Inverter | No | - | 10000 | 2.7 | - | 1000 | 5300 | No | - | - | - | 2467.8 | 10770 | No | 914 | 5708.1 | No | - | - | 11500 | 2.93 | 1090 | 6200 | No | - | - | Yes | 2470 | 8100 | No | - | - | No | - | - | - | - | - | No | - | - | No | - | - | No | - | - | - | - | 4.392 | 4.338 | 5 | 5.71 | 5.391 | 5.436 | 632 | 915 | 2562 | 151 | 1555 | 3411 | 2.5 | 2.5 | 3.5 | 3.328 | 3.993 | 5.156 | 3.88 | 4.505 | 5.175 | 5461 | 1620 | 7132 | 1350 | 683 | 159 | 1.5 | 2 | 3.5 | No | - | - | - | - | N/A | N/A | N/A | 21 | 3.6088 | 3.8321
[SEER Non Multi-Split <=65kW] GEMS (Air Conditioners up to 65kW) Determination 2019 | MEPS 2019 | AS/NZS 3823.1.2:2012 | PAS-4.0UFASMQ1 / PPIH-4.0UFA1NQ |  | N/A | HITACHI | N/A | Ducted | Single Split System | - | Air | Air | China | 2.63 | N/A | 10 | N/A | N/A | N/A | N/A | N/A | 3.2 | 12.5 | Enthalpy Test Room | 3.8975 | 3.9759 | N/A | - | N/A | N/A | N/A | N/A | N/A | N/A | N/A | N/A | N/A | N/A | N/A | N/A | N/A | N/A | N/A | N/A | N/A | Three | R32 | Australia,Fiji,New Zealand | 159975 | 2029-03-11 |  | Approved | Reverse Cycle | N/A | Yes | Class 11 | Yes | N/A | N/A | N/A | N/A | N/A | N/A | N/A | Available | N/A | N/A |  | http://www.hitachiaircon.com.au | N/A |  |  | AAC8091 | Yes | Variable output compressor | Inverter | No | - | 10000 | 2.63 | - | 1080 | 5300 | No | - | - | - | 2403.82 | 10770 | No | 987.12 | 5708.1 | No | - | - | 12500 | 3.2 | 1160 | 6400 | No | - | - | Yes | 2600 | 8500 | No | - | - | No | - | - | - | - | - | No | - | - | No | - | - | No | - | - | - | - | 4.22 | 4.203 | 4.826 | 5.398 | 5.127 | 5.211 | 619 | 949 | 2663 | 1312 | 1637 | 3560 | 2.5 | 2.5 | 3 | 3.218 | 3.864 | 5.036 | 3.578 | 4.375 | 5.048 | 5119 | 1813 | 261 | 1584 | 759 | 173 | 1.5 | 2 | 3.5 | No | - | - | - | - | N/A | N/A | N/A | 21 | 3.7024 | 3.8215
[SEER Non Multi-Split <=65kW] GEMS (Air Conditioners up to 65kW) Determination 2019 | MEPS 2019 | AS/NZS 3823.1.2:2012 | PAS-4.0UFASMQ1 / PPIM-4.0UFA1NQ |  | N/A | HITACHI | N/A | Ducted | Single Split System | - | Air | Air | China | 2.67 | N/A | 10 | N/A | N/A | N/A | N/A | N/A | 2.875 | 11.5 | Enthalpy Test Room | 3.9385 | 4.2047 | N/A | - | N/A | N/A | N/A | N/A | N/A | N/A | N/A | N/A | N/A | N/A | N/A | N/A | N/A | N/A | N/A | N/A | N/A | Three | R32 | Australia,Fiji,New Zealand | 159973 | 2029-03-05 |  | Approved | Reverse Cycle | N/A | Yes | Class 11 | Yes | N/A | N/A | N/A | N/A | N/A | N/A | N/A | Available | N/A | N/A |  | http://www.hitachiaircon.com.au | N/A |  |  | AAC8089 | Yes | Variable output compressor | Inverter | No | - | 10000 | 2.67 | - | 1050 | 5000 | No | - | - | - | 2440.38 | 10770 | No | 959.7 | 5385 | No | - | - | 11500 | 2.875 | 1080 | 5800 | No | - | - | Yes | 2300 | 7800 | No | - | - | No | - | - | - | - | - | No | - | - | No | - | - | No | - | - | - | - | 4.124 | 4.116 | 4.708 | 5.275 | 5.016 | 5.084 | 634 | 970 | 2731 | 1343 | 1674 | 3650 | 2.5 | 2.5 | 3 | 3.22 | 3.841 | 4.921 | 3.555 | 4.31 | 4.925 | 4711 | 1682 | 248 | 1470 | 711 | 165 | 1.5 | 2 | 3 | No | - | - | - | - | N/A | N/A | N/A | 21 | 3.6483 | 3.9036
[SEER Non Multi-Split <=65kW] GEMS (Air Conditioners up to 65kW) Determination 2019 | MEPS 2019 | AS/NZS 3823.1.1:2012 | PAS-4.0UFASNQ1 / PCI-4.0UFA1NQ |  | N/A | HITACHI | N/A | Non Ducted | Single Split System | Cassette | Air | Air | China | 2.5 | N/A | 10 | N/A | N/A | N/A | N/A | N/A | 2.6 | 11.5 | Enthalpy Test Room | 3.9723 | 4.3397 | N/A | - | N/A | N/A | N/A | N/A | N/A | N/A | N/A | N/A | N/A | N/A | N/A | N/A | N/A | N/A | N/A | N/A | N/A | Single | R32 | Australia,Fiji,New Zealand | 156493 | 2028-12-04 |  | Approved | Reverse Cycle | N/A | Yes | Class 11 | Yes | N/A | N/A | N/A | N/A | N/A | N/A | N/A | Available | N/A | N/A |  | http://www.hitachiaircon.com.au | N/A |  |  | AAC7935 | Yes | Variable output compressor | Inverter | No | - | 10000 | 2.5 | - | 888 | 5160 | No | - | - | - | 2285 | 10770 | No | 811.632 | 5557.32 | No | - | - | 11500 | 2.6 | 1090 | 6240 | No | - | - | Yes | 2270 | 7650 | No | - | - | No | - | - | - | - | - | No | - | - | No | - | - | No | - | - | - | - | 4.987 | 4.878 | 5.501 | 6.369 | 5.986 | 5.965 | 530 | 826 | 2345 | 1118 | 1408 | 3117 | 3 | 3 | 4 | 3.292 | 4.002 | 5.204 | 3.678 | 4.529 | 5.212 | 4595 | 1600 | 223 | 1410 | 667 | 146 | 1.5 | 2.5 | 3.5 | No | - | - | - | - | N/A | N/A | N/A | 15 | 3.9205 | 4.3385
[SEER Non Multi-Split <=65kW] GEMS (Air Conditioners up to 65kW) Determination 2019 | MEPS 2019 | AS/NZS 3823.1.1:2012 | PAS-4.0UFASNQ1 / PPFC-4.0UFA1NQ |  | N/A | HITACHI | N/A | Non Ducted | Single Split System | Under ceiling | Air | Air | China | 2.7 | N/A | 10 | N/A | N/A | N/A | N/A | N/A | 2.93 | 11.5 | Enthalpy Test Room | 3.7154 | 3.8746 | N/A | - | N/A | N/A | N/A | N/A | N/A | N/A | N/A | N/A | N/A | N/A | N/A | N/A | N/A | N/A | N/A | N/A | N/A | Single | R32 | Australia,Fiji,New Zealand | 158735 | 2029-01-08 |  | Approved | Reverse Cycle | N/A | Yes | Class 11 | Yes | N/A | N/A | N/A | N/A | N/A | N/A | N/A | Available | N/A | N/A |  | http://www.hitachiaircon.com.au | N/A |  |  | AAC7999 | Yes | Variable output compressor | Inverter | No | - | 10000 | 2.7 | - | 960 | 5100 | No | - | - | - | 2467.8 | 10770 | No | 877.44 | 5492.7 | No | - | - | 11500 | 2.93 | 1100 | 6000 | No | - | - | Yes | 2550 | 8600 | No | - | - | No | - | - | - | - | - | No | - | - | No | - | - | No | - | - | - | - | 4.629 | 4.524 | 5.067 | 5.869 | 5.516 | 5.486 | 573 | 894 | 2549 | 1215 | 1531 | 3392 | 3 | 3 | 3.5 | 3.643 | 4.299 | 4.97 | 3.877 | 4.58 | 4.982 | 4156 | 1492 | 232 | 1339 | 660 | 152 | 2 | 2.5 | 3 | No | - | - | - | - | N/A | N/A | N/A | 15 | 3.6354 | 3.8582
[SEER Non Multi-Split <=65kW] GEMS (Air Conditioners up to 65kW) Determination 2019 | MEPS 2019 | AS/NZS 3823.1.2:2012 | PAS-4.0UFASNQ1 / PPIH-4.0UFA1NQ |  | N/A | HITACHI | N/A | Ducted | Single Split System | - | Air | Air | China | 2.63 | N/A | 10 | N/A | N/A | N/A | N/A | N/A | 3.2 | 12.5 | Enthalpy Test Room | 3.8252 | 3.9292 | N/A | - | N/A | N/A | N/A | N/A | N/A | N/A | N/A | N/A | N/A | N/A | N/A | N/A | N/A | N/A | N/A | N/A | N/A | Single | R32 | Australia,Fiji,New Zealand | 156574 | 2028-12-11 |  | Approved | Reverse Cycle | N/A | Yes | Class 11 | Yes | N/A | N/A | N/A | N/A | N/A | N/A | N/A | Available | N/A | N/A |  | http://www.hitachiaircon.com.au | N/A |  |  | AAC7961 | Yes | Variable output compressor | Inverter | No | - | 10000 | 2.63 | - | 1040 | 5300 | No | - | - | - | 2403.82 | 10770 | No | 950.56 | 5708.1 | No | - | - | 12500 | 3.2 | 1220 | 6000 | No | - | - | Yes | 2600 | 8400 | No | - | - | No | - | - | - | - | - | No | - | - | No | - | - | No | - | - | - | - | 4.549 | 4.468 | 5.005 | 5.693 | 5.372 | 5.389 | 584 | 905 | 2581 | 1254 | 1573 | 3454 | 3 | 2.5 | 3.5 | 3.049 | 3.596 | 4.54 | 3.345 | 4.009 | 4.541 | 5386 | 1928 | 268 | 1679 | 812 | 175 | 1.5 | 2 | 3 | No | - | - | - | - | N/A | N/A | N/A | 15 | 3.7304 | 3.8453
[SEER Non Multi-Split <=65kW] GEMS (Air Conditioners up to 65kW) Determination 2019 | MEPS 2019 | AS/NZS 3823.1.2:2012 | PAS-4.0UFASNQ1 / PPIM-4.0UFA1NQ |  | N/A | HITACHI | N/A | Ducted | Single Split System | - | Air | Air | China | 2.432 | N/A | 10 | N/A | N/A | N/A | N/A | N/A | 2.88 | 11.5 | Enthalpy Test Room | 4.034 | 3.9781 | N/A | - | N/A | N/A | N/A | N/A | N/A | N/A | N/A | N/A | N/A | N/A | N/A | N/A | N/A | N/A | N/A | N/A | N/A | Single | R32 | Australia,Fiji,New Zealand | 158672 | 2028-12-31 |  | Approved | Reverse Cycle | N/A | Yes | Class 11 | Yes | N/A | N/A | N/A | N/A | N/A | N/A | N/A | Available | N/A | N/A |  | http://www.hitachiaircon.com.au | N/A |  |  | AAC7987 | Yes | Variable output compressor | Inverter | No | - | 10000 | 2.432 | - | 1000 | 5000 | No | - | - | - | 2222.848 | 10770 | No | 914 | 5385 | No | - | - | 11500 | 2.88 | 1020 | 5750 | No | - | - | Yes | 2350 | 7500 | No | - | - | No | - | - | - | - | - | No | - | - | No | - | - | No | - | - | - | - | 4.576 | 4.544 | 5.088 | 5.689 | 5.404 | 5.457 | 580 | 890 | 2538 | 1255 | 1563 | 3410 | 3 | 3 | 3.5 | 3.159 | 3.845 | 5.159 | 3.562 | 4.132 | 5.171 | 4787 | 1664 | 224 | 1454 | 728 | 147 | 1.5 | 2 | 3.5 | No | - | - | - | - | N/A | N/A | N/A | 15 | 4.0279 | 3.924
[SEER Non Multi-Split <=65kW] GEMS (Air Conditioners up to 65kW) Determination 2019 | MEPS 2019 | AS/NZS 3823.1.1:2012 | PAS-5.0UFASMQ1 / PCI-5.0UFA1NQ |  | N/A | HITACHI | N/A | Non Ducted | Single Split System | Cassette | Air | Air | China | 3.38 | N/A | 12.5 | N/A | N/A | N/A | N/A | N/A | 3.41 | 14 | Enthalpy Test Room | 3.676 | 4.0782 | N/A | - | N/A | N/A | N/A | N/A | N/A | N/A | N/A | N/A | N/A | N/A | N/A | N/A | N/A | N/A | N/A | N/A | N/A | Three | R32 | Australia,Fiji,New Zealand | 158309 | 2029-03-05 |  | Approved | Reverse Cycle | N/A | Yes | Class 11 | Yes | N/A | N/A | N/A | N/A | N/A | N/A | N/A | Available | N/A | N/A |  | http://www.hitachiaircon.com.au | N/A |  |  | AAC8081 | Yes | Variable output compressor | Inverter | No | - | 12500 | 3.38 | - | 1180 | 6800 | No | - | - | - | 3089.32 | 13462.5 | No | 1078.52 | 7323.6 | No | - | - | 14000 | 3.41 | 1200 | 7000 | No | - | - | Yes | 2700 | 10000 | No | - | - | No | - | - | - | - | - | No | - | - | No | - | - | No | - | - | - | - | 4.805 | 4.669 | 5.313 | 6.205 | 5.805 | 5.788 | 684 | 1075 | 3031 | 1430 | 1812 | 4012 | 3 | 3 | 3.5 | 3.759 | 4.513 | 5.337 | 4.056 | 4.694 | 5.35 | 4910 | 1740 | 272 | 1565 | 790 | 180 | 2 | 3 | 3.5 | No | - | - | - | - | N/A | N/A | N/A | 20.9 | 3.6225 | 4.0222
[SEER Non Multi-Split <=65kW] GEMS (Air Conditioners up to 65kW) Determination 2019 | MEPS 2019 | AS/NZS 3823.1.1:2012 | PAS-5.0UFASMQ1 / PPFC-5.0UFA1NQ |  | N/A | HITACHI | N/A | Non Ducted | Single Split System | Under ceiling | Air | Air | China | 3.87 | N/A | 12.5 | N/A | N/A | N/A | N/A | N/A | 3.92 | 14 | Enthalpy Test Room | 3.2459 | 3.5929 | N/A | - | N/A | N/A | N/A | N/A | N/A | N/A | N/A | N/A | N/A | N/A | N/A | N/A | N/A | N/A | N/A | N/A | N/A | Three | R32 | Australia,Fiji,New Zealand | 159969 | 2029-03-05 |  | Approved | Reverse Cycle | N/A | Yes | Class 11 | Yes | N/A | N/A | N/A | N/A | N/A | N/A | N/A | Available | N/A | N/A |  | http://www.hitachiaircon.com.au | N/A |  |  | AAC8085 | Yes | Variable output compressor | Inverter | No | - | 12500 | 3.87 | - | 1220 | 6250 | No | - | - | - | 3537.18 | 13462.5 | No | 1115.08 | 6731.25 | No | - | - | 14000 | 3.92 | 1320 | 7300 | No | - | - | Yes | 3050 | 9300 | No | - | - | No | - | - | - | - | - | No | - | - | No | - | - | No | - | - | - | - | 4.315 | 4.178 | 4.685 | 5.556 | 5.187 | 5.105 | 768 | 1209 | 3446 | 1603 | 2034 | 4555 | 2.5 | 2.5 | 3 | 3.09 | 3.735 | 5.021 | 3.473 | 4.297 | 5.044 | 5962 | 2090 | 285 | 1819 | 858 | 187 | 1.5 | 2 | 3.5 | No | - | - | - | - | N/A | N/A | N/A | 20.5 | 3.1732 | 3.5094
[SEER Non Multi-Split <=65kW] GEMS (Air Conditioners up to 65kW) Determination 2019 | MEPS 2019 | AS/NZS 3823.1.2:2012 | PAS-5.0UFASMQ1 / PPIH-5.0UFA1NQ |  | N/A | HITACHI | N/A | Ducted | Single Split System | - | Air | Air | China | 3.29 | N/A | 12.5 | N/A | N/A | N/A | N/A | N/A | 3.22 | 14 | Enthalpy Test Room | 3.8188 | 4.4054 | N/A | - | N/A | N/A | N/A | N/A | N/A | N/A | N/A | N/A | N/A | N/A | N/A | N/A | N/A | N/A | N/A | N/A | N/A | Three | R32 | Australia,Fiji,New Zealand | 159974 | 2029-03-18 |  | Approved | Reverse Cycle | N/A | Yes | Class 11 | Yes | N/A | N/A | N/A | N/A | N/A | N/A | N/A | Available | N/A | N/A |  | http://www.hitachiaircon.com.au | N/A |  |  | AAC8102 | Yes | Variable output compressor | Inverter | No | - | 12500 | 3.29 | - | 1320 | 6400 | No | - | - | - | 3007.06 | 13462.5 | No | 1206.48 | 6892.8 | No | - | - | 14000 | 3.22 | 1400 | 7400 | No | - | - | Yes | 2900 | 10000 | No | - | - | No | - | - | - | - | - | No | - | - | No | - | - | No | - | - | - | - | 4.335 | 4.293 | 4.831 | 5.443 | 5.158 | 5.199 | 763 | 1174 | 3338 | 1637 | 2045 | 4472 | 2.5 | 2.5 | 3 | 3.573 | 4.242 | 4.832 | 3.801 | 4.331 | 4.829 | 5164 | 1848 | 296 | 1667 | 853 | 195 | 2 | 2.5 | 3 | No | - | - | - | - | N/A | N/A | N/A | 21 | 3.7192 | 4.2541
[SEER Non Multi-Split <=65kW] GEMS (Air Conditioners up to 65kW) Determination 2019 | MEPS 2019 | AS/NZS 3823.1.2:2012 | PAS-5.0UFASMQ1 / PPIM-5.0UFA1NQ |  | N/A | HITACHI | N/A | Ducted | Single Split System | - | Air | Air | China | 3.292 | N/A | 12.5 | N/A | N/A | N/A | N/A | N/A | 3.59 | 14 | Enthalpy Test Room | 3.7253 | 3.9627 | N/A | - | N/A | N/A | N/A | N/A | N/A | N/A | N/A | N/A | N/A | N/A | N/A | N/A | N/A | N/A | N/A | N/A | N/A | Three | R32 | Australia,Fiji,New Zealand | 159972 | 2029-03-05 |  | Approved | Reverse Cycle | N/A | Yes | Class 11 | Yes | N/A | N/A | N/A | N/A | N/A | N/A | N/A | Available | N/A | N/A |  | http://www.hitachiaircon.com.au | N/A |  |  | AAC8088 | Yes | Variable output compressor | Inverter | No | - | 12500 | 3.292 | - | 1250 | 6500 | No | - | - | - | 3008.888 | 13462.5 | No | 1142.5 | 7000.5 | No | - | - | 14000 | 3.59 | 1350 | 7300 | No | - | - | Yes | 2900 | 10000 | No | - | - | No | - | - | - | - | - | No | - | - | No | - | - | No | - | - | - | - | 4.495 | 4.432 | 5.026 | 5.727 | 5.409 | 5.435 | 732 | 1133 | 3205 | 1551 | 1945 | 4273 | 2.5 | 2.5 | 3.5 | 3.557 | 4.226 | 4.928 | 3.81 | 4.368 | 4.939 | 5188 | 1857 | 293 | 1666 | 848 | 193 | 2 | 2.5 | 3 | No | - | - | - | - | N/A | N/A | N/A | 22 | 3.7132 | 3.8206
[SEER Non Multi-Split <=65kW] GEMS (Air Conditioners up to 65kW) Determination 2019 | MEPS 2019 | AS/NZS 3823.1.1:2012 | PAS-5.0UFASNQ1 / PCI-5.0UFA1NQ |  | N/A | HITACHI | N/A | Non Ducted | Single Split System | Cassette | Air | Air | China | 3.38 | N/A | 12.5 | N/A | N/A | N/A | N/A | N/A | 3.41 | 14 | Enthalpy Test Room | 3.6334 | 4.073 | N/A | - | N/A | N/A | N/A | N/A | N/A | N/A | N/A | N/A | N/A | N/A | N/A | N/A | N/A | N/A | N/A | N/A | N/A | Single | R32 | Australia,Fiji,New Zealand | 156497 | 2028-12-11 |  | Approved | Reverse Cycle | N/A | Yes | Class 11 | Yes | N/A | N/A | N/A | N/A | N/A | N/A | N/A | Available | N/A | N/A |  | http://www.hitachiaircon.com.au | N/A |  |  | AAC7963 | Yes | Variable output compressor | Inverter | No | - | 12500 | 3.38 | - | 1150 | 6600 | No | - | - | - | 3089.32 | 13462.5 | No | 1051.1 | 7108.2 | No | - | - | 14000 | 3.41 | 1200 | 7000 | No | - | - | Yes | 2800 | 10000 | No | - | - | No | - | - | - | - | - | No | - | - | No | - | - | No | - | - | - | - | 5.01 | 4.824 | 5.352 | 6.317 | 5.888 | 5.803 | 667 | 1055 | 3023 | 1417 | 1798 | 4013 | 3.5 | 3 | 3.5 | 3.729 | 4.493 | 5.337 | 4.036 | 4.679 | 5.35 | 4935 | 1732 | 258 | 1560 | 780 | 168 | 2 | 2.5 | 3.5 | No | - | - | - | - | N/A | N/A | N/A | 15 | 3.6436 | 4.0454
[SEER Non Multi-Split <=65kW] GEMS (Air Conditioners up to 65kW) Determination 2019 | MEPS 2019 | AS/NZS 3823.1.1:2012 | PAS-5.0UFASNQ1 / PPFC-5.0UFA1NQ |  | N/A | HITACHI | N/A | Non Ducted | Single Split System | Under ceiling | Air | Air | China | 3.87 | N/A | 12.5 | N/A | N/A | N/A | N/A | N/A | 3.92 | 14 | Enthalpy Test Room | 3.1703 | 3.5223 | N/A | - | N/A | N/A | N/A | N/A | N/A | N/A | N/A | N/A | N/A | N/A | N/A | N/A | N/A | N/A | N/A | N/A | N/A | Single | R32 | Australia,Fiji,New Zealand | 158736 | 2029-01-08 |  | Approved | Reverse Cycle | N/A | Yes | Class 11 | Yes | N/A | N/A | N/A | N/A | N/A | N/A | N/A | Available | N/A | N/A |  | http://www.hitachiaircon.com.au | N/A |  |  | AAC8000 | Yes | Variable output compressor | Inverter | No | - | 12500 | 3.87 | - | 1210 | 6450 | No | - | - | - | 3537.18 | 13462.5 | No | 1105.94 | 6946.65 | No | - | - | 14000 | 3.92 | 1390 | 7300 | No | - | - | Yes | 3150 | 10300 | No | - | - | No | - | - | - | - | - | No | - | - | No | - | - | No | - | - | - | - | 4.611 | 4.401 | 4.855 | 5.838 | 5.41 | 5.282 | 728 | 1160 | 3337 | 1535 | 1960 | 4412 | 3 | 2.5 | 3 | 3.481 | 4.092 | 4.776 | 3.711 | 4.383 | 4.793 | 5285 | 1898 | 283 | 1694 | 831 | 184 | 1.5 | 2.5 | 3 | No | - | - | - | - | N/A | N/A | N/A | 15 | 3.1882 | 3.5258
[SEER Non Multi-Split <=65kW] GEMS (Air Conditioners up to 65kW) Determination 2019 | MEPS 2019 | AS/NZS 3823.1.2:2012 | PAS-5.0UFASNQ1 / PPIH-5.0UFA1NQ |  | N/A | HITACHI | N/A | Ducted | Single Split System | - | Air | Air | China | 3.29 | N/A | 12.5 | N/A | N/A | N/A | N/A | N/A | 3.22 | 14 | Enthalpy Test Room | 3.8618 | 4.4022 | N/A | - | N/A | N/A | N/A | N/A | N/A | N/A | N/A | N/A | N/A | N/A | N/A | N/A | N/A | N/A | N/A | N/A | N/A | Single | R32 | Australia,Fiji,New Zealand | 156580 | 2028-12-13 |  | Approved | Reverse Cycle | N/A | Yes | Class 11 | Yes | N/A | N/A | N/A | N/A | N/A | N/A | N/A | Unavailable | N/A | N/A |  | http://www.hitachiaircon.com.au | N/A |  |  | AAC7967 | Yes | Variable output compressor | Inverter | No | - | 12500 | 3.29 | - | 1230 | 6500 | No | - | - | - | 3007.06 | 13462.5 | No | 1124.22 | 7000.5 | No | - | - | 14000 | 3.22 | 1400 | 7300 | No | - | - | Yes | 2700 | 9500 | No | - | - | No | - | - | - | - | - | No | - | - | No | - | - | No | - | - | - | - | 4.78 | 4.654 | 5.144 | 5.937 | 5.577 | 5.54 | 701 | 1094 | 3147 | 1509 | 1900 | 4205 | 3 | 3 | 3.5 | 3.244 | 3.847 | 4.778 | 3.543 | 4.251 | 4.772 | 5669 | 2016 | 283 | 1773 | 855 | 184 | 1.5 | 2 | 3 | No | - | - | - | - | N/A | N/A | N/A | 15 | 3.7417 | 4.2804
[SEER Non Multi-Split <=65kW] GEMS (Air Conditioners up to 65kW) Determination 2019 | MEPS 2019 | AS/NZS 3823.1.2:2012 | PAS-5.0UFASNQ1 / PPIH-5.0UFA1NQ |  | N/A | HITACHI | N/A | Ducted | Single Split System | - | Air | Air | China | 3.29 | N/A | 12.5 | N/A | N/A | N/A | N/A | N/A | 3.22 | 14 | Enthalpy Test Room | 3.8618 | 4.4022 | N/A | - | N/A | N/A | N/A | N/A | N/A | N/A | N/A | N/A | N/A | N/A | N/A | N/A | N/A | N/A | N/A | N/A | N/A | Single | R32 | Australia,Fiji,New Zealand | 160182 | 2029-03-21 |  | Approved | Reverse Cycle | N/A | Yes | Class 11 | Yes | N/A | N/A | N/A | N/A | N/A | N/A | N/A | Available | N/A | N/A |  | http://www.hitachiaircon.com.au | N/A |  |  | AAC8128 | Yes | Variable output compressor | Inverter | No | - | 12500 | 3.29 | - | 1230 | 6500 | No | - | - | - | 3007.06 | 13462.5 | No | 1124.22 | 7000.5 | No | - | - | 14000 | 3.22 | 1400 | 7300 | No | - | - | Yes | 2850 | 10000 | No | - | - | No | - | - | - | - | - | No | - | - | No | - | - | No | - | - | - | - | 4.78 | 4.654 | 5.144 | 5.937 | 5.577 | 5.54 | 701 | 1094 | 3147 | 1509 | 1900 | 4205 | 3 | 3 | 3.5 | 3.567 | 4.216 | 4.778 | 3.781 | 4.295 | 4.772 | 5159 | 1843 | 283 | 1663 | 847 | 184 | 2 | 2.5 | 3 | No | - | - | - | - | N/A | N/A | N/A | 15 | 3.7417 | 4.2804
[SEER Non Multi-Split <=65kW] GEMS (Air Conditioners up to 65kW) Determination 2019 | MEPS 2019 | AS/NZS 3823.1.2:2012 | PAS-5.0UFASNQ1 / PPIM-5.0UFA1NQ |  | N/A | HITACHI | N/A | Ducted | Single Split System | - | Air | Air | China | 3.292 | N/A | 12.5 | N/A | N/A | N/A | N/A | N/A | 3.59 | 14 | Enthalpy Test Room | 3.7285 | 3.9271 | N/A | - | N/A | N/A | N/A | N/A | N/A | N/A | N/A | N/A | N/A | N/A | N/A | N/A | N/A | N/A | N/A | N/A | N/A | Single | R32 | Australia,Fiji,New Zealand | 158673 | 2028-12-31 |  | Approved | Reverse Cycle | N/A | Yes | Class 11 | Yes | N/A | N/A | N/A | N/A | N/A | N/A | N/A | Available | N/A | N/A |  | http://www.hitachiaircon.com.au | N/A |  |  | AAC7986 | Yes | Variable output compressor | Inverter | No | - | 12500 | 3.292 | - | 1250 | 6700 | No | - | - | - | 3008.888 | 13462.5 | No | 1142.5 | 7215.9 | No | - | - | 14000 | 3.59 | 1350 | 7500 | No | - | - | Yes | 2900 | 9950 | No | - | - | No | - | - | - | - | - | No | - | - | No | - | - | No | - | - | - | - | 4.83 | 4.692 | 5.196 | 6 | 5.629 | 5.597 | 693 | 1085 | 3115 | 1493 | 1882 | 4162 | 3 | 3 | 3.5 | 3.586 | 4.289 | 5.042 | 3.859 | 4.449 | 5.059 | 5132 | 1812 | 270 | 1630 | 819 | 176 | 2 | 2.5 | 3.5 | No | - | - | - | - | N/A | N/A | N/A | 15 | 3.7395 | 3.8454
[SEER Non Multi-Split <=65kW] GEMS (Air Conditioners up to 65kW) Determination 2019 | MEPS 2019 | AS/NZS 3823.1.1:2012 | PAS-6.0UFASMQ1 / PCI-6.0UFA1NQ |  | N/A | HITACHI | N/A | Non Ducted | Single Split System | Cassette | Air | Air | China | 4 | N/A | 14 | N/A | N/A | N/A | N/A | N/A | 4.2 | 16 | Enthalpy Test Room | 3.5027 | 3.7868 | N/A | - | N/A | N/A | N/A | N/A | N/A | N/A | N/A | N/A | N/A | N/A | N/A | N/A | N/A | N/A | N/A | N/A | N/A | Three | R32 | Australia,Fiji,New Zealand | 158310 | 2029-03-05 |  | Approved | Reverse Cycle | N/A | Yes | Class 11 | Yes | N/A | N/A | N/A | N/A | N/A | N/A | N/A | Available | N/A | N/A |  | http://www.hitachiaircon.com.au | N/A |  |  | AAC8082 | Yes | Variable output compressor | Inverter | No | - | 14000 | 4 | - | 1350 | 7400 | No | - | - | - | 3656 | 15078 | No | 1233.9 | 7969.8 | No | - | - | 16000 | 4.2 | 1400 | 8200 | No | - | - | Yes | 3300 | 10800 | No | - | - | No | - | - | - | - | - | No | - | - | No | - | - | No | - | - | - | - | 4.668 | 4.513 | 5.065 | 5.963 | 5.566 | 5.507 | 795 | 1255 | 3570 | 1674 | 2124 | 4730 | 3 | 3 | 3.5 | 3.269 | 3.97 | 5.329 | 3.677 | 4.561 | 5.352 | 6438 | 2244 | 304 | 1962 | 922 | 200 | 1.5 | 2 | 3.5 | No | - | - | - | - | N/A | N/A | N/A | 21 | 3.439 | 3.7462
[SEER Non Multi-Split <=65kW] GEMS (Air Conditioners up to 65kW) Determination 2019 | MEPS 2019 | AS/NZS 3823.1.1:2012 | PAS-6.0UFASMQ1 / PPFC-6.0UFA1NQ |  | N/A | HITACHI | N/A | Non Ducted | Single Split System | Under ceiling | Air | Air | China | 4.2 | N/A | 14 | N/A | N/A | N/A | N/A | N/A | 4.5 | 16 | Enthalpy Test Room | 3.5138 | 3.5409 | N/A | - | N/A | N/A | N/A | N/A | N/A | N/A | N/A | N/A | N/A | N/A | N/A | N/A | N/A | N/A | N/A | N/A | N/A | Three | R32 | Australia,Fiji,New Zealand | 159968 | 2029-03-05 |  | Approved | Reverse Cycle | N/A | Yes | Class 11 | Yes | N/A | N/A | N/A | N/A | N/A | N/A | N/A | Available | N/A | N/A |  | http://www.hitachiaircon.com.au | N/A |  |  | AAC8084 | Yes | Variable output compressor | Inverter | No | - | 14000 | 4.2 | - | 1250 | 7500 | No | - | - | - | 3838.8 | 15078 | No | 1142.5 | 8077.5 | No | - | - | 16000 | 4.5 | 1680 | 8200 | No | - | - | Yes | 3500 | 11300 | No | - | - | No | - | - | - | - | - | No | - | - | No | - | - | No | - | - | - | - | 4.886 | 4.649 | 5.25 | 6.364 | 5.874 | 5.76 | 758 | 1216 | 3442 | 1566 | 2010 | 4521 | 3 | 3 | 3.5 | 3.084 | 3.588 | 4.46 | 3.502 | 3.97 | 4.467 | 6821 | 2477 | 353 | 2058 | 1052 | 231 | 1.5 | 2 | 2.5 | No | - | - | - | - | N/A | N/A | N/A | 21 | 3.2779 | 3.5003
[SEER Non Multi-Split <=65kW] GEMS (Air Conditioners up to 65kW) Determination 2019 | MEPS 2019 | AS/NZS 3823.1.2:2012 | PAS-6.0UFASMQ1 / PPIH-6.0UFA1NQ |  | N/A | HITACHI | N/A | Ducted | Single Split System | - | Air | Air | China | 3.78 | N/A | 14 | N/A | N/A | N/A | N/A | N/A | 3.98 | 16.5 | Enthalpy Test Room | 3.6652 | 4.1774 | N/A | - | N/A | N/A | N/A | N/A | N/A | N/A | N/A | N/A | N/A | N/A | N/A | N/A | N/A | N/A | N/A | N/A | N/A | Three | R32 | Australia,Fiji,New Zealand | 159976 | 2029-03-13 |  | Approved | Reverse Cycle | N/A | Yes | Class 11 | Yes | N/A | N/A | N/A | N/A | N/A | N/A | N/A | Available | N/A | N/A |  | http://www.hitachiaircon.com.au | N/A |  |  | AAC8093 | Yes | Variable output compressor | Inverter | No | - | 14000 | 3.78 | - | 1570 | 7300 | No | - | - | - | 3454.92 | 15078 | No | 1434.98 | 7862.1 | No | - | - | 16500 | 3.98 | 1760 | 8500 | No | - | - | Yes | 3250 | 11400 | No | - | - | No | - | - | - | - | - | No | - | - | No | - | - | No | - | - | - | - | 4.265 | 4.209 | 4.69 | 5.276 | 4.996 | 5.029 | 875 | 1349 | 3860 | 1898 | 2371 | 5184 | 2.5 | 2.5 | 3 | 3.158 | 3.676 | 4.437 | 3.396 | 4.004 | 4.428 | 6868 | 2493 | 364 | 2186 | 1075 | 238 | 1.5 | 2 | 2.5 | No | - | - | - | - | N/A | N/A | N/A | 21 | 3.6354 | 4.0731
[SEER Non Multi-Split <=65kW] GEMS (Air Conditioners up to 65kW) Determination 2019 | MEPS 2019 | AS/NZS 3823.1.2:2012 | PAS-6.0UFASMQ1 / PPIM-6.0UFA1NQ |  | N/A | HITACHI | N/A | Ducted | Single Split System | - | Air | Air | China | 4.18 | N/A | 14 | N/A | N/A | N/A | N/A | N/A | 4.32 | 16 | Enthalpy Test Room | 3.5156 | 3.8352 | N/A | - | N/A | N/A | N/A | N/A | N/A | N/A | N/A | N/A | N/A | N/A | N/A | N/A | N/A | N/A | N/A | N/A | N/A | Three | R32 | Australia,Fiji,New Zealand | 159971 | 2029-03-05 |  | Approved | Reverse Cycle | N/A | Yes | Class 11 | Yes | N/A | N/A | N/A | N/A | N/A | N/A | N/A | Available | N/A | N/A |  | http://www.hitachiaircon.com.au | N/A |  |  | AAC8087 | Yes | Variable output compressor | Inverter | No | - | 14000 | 4.18 | - | 1420 | 7000 | No | - | - | - | 3820.52 | 15078 | No | 1297.88 | 7539 | No | - | - | 16000 | 4.32 | 1650 | 8600 | No | - | - | Yes | 3400 | 11000 | No | - | - | No | - | - | - | - | - | No | - | - | No | - | - | No | - | - | - | - | 4.305 | 4.188 | 4.662 | 5.45 | 5.11 | 5.051 | 866 | 1356 | 3883 | 1836 | 2317 | 5162 | 2.5 | 2.5 | 3 | 3.136 | 3.715 | 4.731 | 3.447 | 4.164 | 4.745 | 6708 | 2395 | 336 | 2090 | 1005 | 220 | 1.5 | 2 | 3 | No | - | - | - | - | N/A | N/A | N/A | 21 | 3.2934 | 3.6438
[SEER Non Multi-Split <=65kW] GEMS (Air Conditioners up to 65kW) Determination 2019 | MEPS 2019 | AS/NZS 3823.1.1:2012 | PAS-6.0UFASNQ1 / PCI-6.0UFA1NQ |  | N/A | HITACHI | N/A | Non Ducted | Single Split System | Cassette | Air | Air | China | 4 | N/A | 14 | N/A | N/A | N/A | N/A | N/A | 4.2 | 16 | Enthalpy Test Room | 3.501 | 3.8 | N/A | - | N/A | N/A | N/A | N/A | N/A | N/A | N/A | N/A | N/A | N/A | N/A | N/A | N/A | N/A | N/A | N/A | N/A | Single | R32 | Australia,Fiji,New Zealand | 156499 | 2028-12-16 |  | Approved | Reverse Cycle | N/A | Yes | Class 11 | Yes | N/A | N/A | N/A | N/A | N/A | N/A | N/A | Available | N/A | N/A |  | http://www.hitachiaircon.com.au | N/A |  |  | AAC7970 | Yes | Variable output compressor | Inverter | No | - | 14000 | 4 | - | 1350 | 7200 | No | - | - | - | 3656 | 15078 | No | 1233.9 | 7754.4 | No | - | - | 16000 | 4.2 | 1400 | 8000 | No | - | - | Yes | 3350 | 11400 | No | - | - | No | - | - | - | - | - | No | - | - | No | - | - | No | - | - | - | - | 4.763 | 4.579 | 5.024 | 5.943 | 5.538 | 5.435 | 792 | 1252 | 3615 | 1692 | 2147 | 4806 | 3 | 3 | 3.5 | 3.616 | 4.348 | 5.217 | 3.923 | 4.549 | 5.237 | 5812 | 2038 | 295 | 1829 | 912 | 191 | 2 | 2.5 | 3.5 | No | - | - | - | - | N/A | N/A | N/A | 15 | 3.4562 | 3.7641
[SEER Non Multi-Split <=65kW] GEMS (Air Conditioners up to 65kW) Determination 2019 | MEPS 2019 | AS/NZS 3823.1.1:2012 | PAS-6.0UFASNQ1 / PPFC-6.0UFA1NQ |  | N/A | HITACHI | N/A | Non Ducted | Single Split System | Under ceiling | Air | Air | China | 4.35 | N/A | 14 | N/A | N/A | N/A | N/A | N/A | 4.5 | 16 | Enthalpy Test Room | 3.1699 | 3.5526 | N/A | - | N/A | N/A | N/A | N/A | N/A | N/A | N/A | N/A | N/A | N/A | N/A | N/A | N/A | N/A | N/A | N/A | N/A | Single | R32 | Australia,Fiji,New Zealand | 158737 | 2029-01-08 |  | Approved | Reverse Cycle | N/A | Yes | Class 11 | Yes | N/A | N/A | N/A | N/A | N/A | N/A | N/A | Available | N/A | N/A |  | http://www.hitachiaircon.com.au | N/A |  |  | AAC8001 | Yes | Variable output compressor | Inverter | No | - | 14000 | 4.35 | - | 1500 | 7300 | No | - | - | - | 3975.9 | 15078 | No | 1371 | 7862.1 | No | - | - | 16000 | 4.5 | 1760 | 8550 | No | - | - | Yes | 3380 | 11200 | No | - | - | No | - | - | - | - | - | No | - | - | No | - | - | No | - | - | - | - | 4.399 | 4.221 | 4.613 | 5.449 | 5.076 | 4.982 | 860 | 1361 | 3940 | 1848 | 2345 | 5245 | 2.5 | 2.5 | 3 | 3.082 | 3.579 | 4.417 | 3.331 | 3.95 | 4.427 | 6813 | 2468 | 341 | 2149 | 1045 | 220 | 1.5 | 2 | 2.5 | No | - | - | - | - | N/A | N/A | N/A | 15 | 3.1813 | 3.5159
[SEER Non Multi-Split <=65kW] GEMS (Air Conditioners up to 65kW) Determination 2019 | MEPS 2019 | AS/NZS 3823.1.2:2012 | PAS-6.0UFASNQ1 / PPIH-6.0UFA1NQ |  | N/A | HITACHI | N/A | Ducted | Single Split System | - | Air | Air | China | 3.78 | N/A | 14 | N/A | N/A | N/A | N/A | N/A | 3.98 | 16.5 | Enthalpy Test Room | 3.6998 | 4.1794 | N/A | - | N/A | N/A | N/A | N/A | N/A | N/A | N/A | N/A | N/A | N/A | N/A | N/A | N/A | N/A | N/A | N/A | N/A | Single | R32 | Australia,Fiji,New Zealand | 156581 | 2028-12-11 |  | Approved | Reverse Cycle | N/A | Yes | Class 11 | Yes | N/A | N/A | N/A | N/A | N/A | N/A | N/A | Available | N/A | N/A |  | http://www.hitachiaircon.com.au | N/A |  |  | AAC7960 | Yes | Variable output compressor | Inverter | No | - | 14000 | 3.78 | - | 1550 | 7000 | No | - | - | - | 3454.92 | 15078 | No | 1416.7 | 7539 | No | - | - | 16500 | 3.98 | 1700 | 8500 | No | - | - | Yes | 3300 | 11500 | No | - | - | No | - | - | - | - | - | No | - | - | No | - | - | No | - | - | - | - | 4.339 | 4.262 | 4.651 | 5.249 | 4.964 | 4.963 | 873 | 1347 | 3908 | 1920 | 2238 | 1094 | 2.5 | 2.5 | 3 | 3.215 | 3.762 | 4.588 | 3.473 | 4.119 | 4.582 | 6735 | 2422 | 339 | 2125 | 1034 | 219 | 1.5 | 2 | 3 | No | - | - | - | - | N/A | N/A | N/A | 15 | 3.6547 | 4.0936
[SEER Non Multi-Split <=65kW] GEMS (Air Conditioners up to 65kW) Determination 2019 | MEPS 2019 | AS/NZS 3823.1.2:2012 | PAS-6.0UFASNQ1 / PPIM-6.0UFA1NQ |  | N/A | HITACHI | N/A | Ducted | Single Split System | - | Air | Air | China | 4.18 | N/A | 14 | N/A | N/A | N/A | N/A | N/A | 4.32 | 16 | Enthalpy Test Room | 3.5224 | 3.7922 | N/A | - | N/A | N/A | N/A | N/A | N/A | N/A | N/A | N/A | N/A | N/A | N/A | N/A | N/A | N/A | N/A | N/A | N/A | Single | R32 | Australia,Fiji,New Zealand | 158674 | 2028-12-20 |  | Approved | Reverse Cycle | N/A | Yes | Class 11 | Yes | N/A | N/A | N/A | N/A | N/A | N/A | N/A | Available | N/A | N/A |  | http://www.hitachiaircon.com.au | N/A |  |  | AAC7981 | Yes | Variable output compressor | Inverter | No | - | 14000 | 4.18 | - | 1400 | 7000 | No | - | - | - | 3820.52 | 15078 | No | 1279.6 | 7539 | No | - | - | 16000 | 4.32 | 1600 | 8400 | No | - | - | Yes | 3750 | 12000 | No | - | - | No | - | - | - | - | - | No | - | - | No | - | - | No | - | - | - | - | 4.509 | 4.343 | 4.746 | 5.605 | 5.232 | 5.127 | 838 | 1322 | 3829 | 1796 | 2274 | 5096 | 3 | 2.5 | 3 | 3.514 | 4.128 | 4.777 | 3.736 | 4.402 | 4.791 | 5979 | 2145 | 318 | 1919 | 941 | 206 | 2 | 2.5 | 3 | No | - | - | - | - | N/A | N/A | N/A | 15 | 3.3091 | 3.6607
[SEER Non Multi-Split <=65kW] GEMS (Air Conditioners up to 65kW) Determination 2019 | MEPS 2019 | AS/NZS 3823.1.1:2012 | PAS-6.5UFASMQ1 / PCI-6.5UFA1NQ |  | N/A | HITACHI | N/A | Non Ducted | Single Split System | Cassette | Air | Air | China | 5.028 | N/A | 16 | N/A | N/A | N/A | N/A | N/A | 5 | 18 | Enthalpy Test Room | 3.2936 | 3.5778 | N/A | - | N/A | N/A | N/A | N/A | N/A | N/A | N/A | N/A | N/A | N/A | N/A | N/A | N/A | N/A | N/A | N/A | N/A | Three | R32 | Australia,Fiji,New Zealand | 158311 | 2029-03-05 |  | Approved | Reverse Cycle | N/A | Yes | Class 11 | Yes | N/A | N/A | N/A | N/A | N/A | N/A | N/A | Available | N/A | N/A |  | http://www.hitachiaircon.com.au | N/A |  |  | AAC8083 | Yes | Variable output compressor | Inverter | No | - | 16000 | 5.028 | - | 1540 | 8400 | No | - | - | - | 4595.592 | 17232 | No | 1407.56 | 9046.8 | No | - | - | 18000 | 5 | 1480 | 9000 | No | - | - | Yes | 4000 | 13500 | No | - | - | No | - | - | - | - | - | No | - | - | No | - | - | No | - | - | - | - | 4.623 | 4.4 | 4.889 | 5.906 | 5.461 | 5.335 | 925 | 1480 | 4237 | 1938 | 2481 | 5588 | 3 | 2.5 | 3 | 3.78 | 4.541 | 5.527 | 4.106 | 4.966 | 5.563 | 6265 | 2208 | 326 | 1976 | 951 | 213 | 2 | 3 | 4 | No | - | - | - | - | N/A | N/A | N/A | 21 | 3.1379 | 3.5496
[SEER Non Multi-Split <=65kW] GEMS (Air Conditioners up to 65kW) Determination 2019 | MEPS 2019 | AS/NZS 3823.1.2:2012 | PAS-6.5UFASMQ1 / PPIH-6.5UFA1NQ |  | N/A | HITACHI | N/A | Ducted | Single Split System | - | Air | Air | China | 4.93 | N/A | 16 | N/A | N/A | N/A | N/A | N/A | 4.62 | 18 | Enthalpy Test Room | 3.2357 | 3.8887 | N/A | - | N/A | N/A | N/A | N/A | N/A | N/A | N/A | N/A | N/A | N/A | N/A | N/A | N/A | N/A | N/A | N/A | N/A | Three | R32 | Australia,Fiji,New Zealand | 159977 | 2029-03-11 |  | Approved | Reverse Cycle | N/A | Yes | Class 11 | Yes | N/A | N/A | N/A | N/A | N/A | N/A | N/A | Available | N/A | N/A |  | http://www.hitachiaircon.com.au | N/A |  |  | AAC8092 | Yes | Variable output compressor | Inverter | No | - | 16000 | 4.93 | - | 1570 | 8200 | No | - | - | - | 4506.02 | 17232 | No | 1434.98 | 8831.4 | No | - | - | 18000 | 4.62 | 1820 | 9300 | No | - | - | Yes | 3850 | 12500 | No | - | - | No | - | - | - | - | - | No | - | - | No | - | - | No | - | - | - | - | 4.509 | 4.326 | 4.791 | 5.721 | 5.318 | 5.21 | 950 | 1506 | 4324 | 2002 | 2549 | 5723 | 3 | 2.5 | 3 | 3.153 | 3.72 | 4.672 | 3.447 | 4.136 | 4.676 | 7502 | 2683 | 376 | 2346 | 1133 | 245 | 1.5 | 2 | 3 | No | - | - | - | - | N/A | N/A | N/A | 21 | 3.1994 | 3.8372
[SEER Non Multi-Split <=65kW] GEMS (Air Conditioners up to 65kW) Determination 2019 | MEPS 2019 | AS/NZS 3823.1.1:2012 | PAS-6.5UFASNQ1 / PCI-6.5UFA1NQ |  | N/A | HITACHI | N/A | Non Ducted | Single Split System | Cassette | Air | Air | China | 4.8 | N/A | 16 | N/A | N/A | N/A | N/A | N/A | 5 | 18 | Enthalpy Test Room | 3.2639 | 3.5975 | N/A | - | N/A | N/A | N/A | N/A | N/A | N/A | N/A | N/A | N/A | N/A | N/A | N/A | N/A | N/A | N/A | N/A | N/A | Single | R32 | Australia,Fiji,New Zealand | 156501 | 2028-12-03 |  | Approved | Reverse Cycle | N/A | Yes | Class 11 | Yes | N/A | N/A | N/A | N/A | N/A | N/A | N/A | Available | N/A | N/A |  | http://www.hitachiaircon.com.au | N/A |  |  | AAC7931 | Yes | Variable output compressor | Inverter | No | - | 16000 | 4.8 | - | 1500 | 8000 | No | - | - | - | 4387.2 | 17232 | No | 1371 | 8616 | No | - | - | 18000 | 5 | 1635 | 9330 | No | - | - | Yes | 3900 | 13030 | No | - | - | No | - | - | - | - | - | No | - | - | No | - | - | No | - | - | - | - | 4.751 | 4.532 | 4.933 | 5.931 | 5.503 | 5.348 | 912 | 1451 | 4213 | 1942 | 2474 | 5586 | 3 | 3 | 3 | 3.602 | 4.314 | 5.18 | 3.898 | 4.686 | 5.206 | 6559 | 2306 | 329 | 2067 | 993 | 212 | 2 | 2.5 | 3.5 | No | - | - | - | - | N/A | N/A | N/A | 15 | 3.2985 | 3.5639
[SEER Non Multi-Split <=65kW] GEMS (Air Conditioners up to 65kW) Determination 2019 | MEPS 2019 | AS/NZS 3823.1.2:2012 | PAS-6.5UFASNQ1 / PPIH-6.5UFA1NQ |  | N/A | HITACHI | N/A | Ducted | Single Split System | - | Air | Air | China | 4.93 | N/A | 16 | N/A | N/A | N/A | N/A | N/A | 4.62 | 18 | Enthalpy Test Room | 3.2348 | 3.8887 | N/A | - | N/A | N/A | N/A | N/A | N/A | N/A | N/A | N/A | N/A | N/A | N/A | N/A | N/A | N/A | N/A | N/A | N/A | Single | R32 | Australia,Fiji,New Zealand | 158462 | 2028-12-11 |  | Approved | Reverse Cycle | N/A | Yes | Class 11 | Yes | N/A | N/A | N/A | N/A | N/A | N/A | N/A | Available | N/A | N/A |  | http://www.hitachiaircon.com.au | N/A |  |  | AAC7962 | Yes | Variable output compressor | Inverter | No | - | 16000 | 4.93 | - | 1800 | 8200 | No | - | - | - | 4506.02 | 17232 | No | 1645.2 | 8831.4 | No | - | - | 18000 | 4.62 | 1850 | 9200 | No | - | - | Yes | 3900 | 12500 | No | - | - | No | - | - | - | - | - | No | - | - | No | - | - | No | - | - | - | - | 4.265 | 4.115 | 4.458 | 5.2 | 4.865 | 4.788 | 1020 | 1602 | 4666 | 2220 | 2803 | 6243 | 2.5 | 2.5 | 2.5 | 3.109 | 3.655 | 4.558 | 3.388 | 4.048 | 4.557 | 7593 | 2714 | 369 | 2373 | 1144 | 238 | 1.5 | 2 | 3 | No | - | - | - | - | N/A | N/A | N/A | 15 | 3.2124 | 3.8538
[SEER Non Multi-Split <=65kW] (Air Conditioners up to 65kW) EE Regulations 2020 Schedule 2A | MEPS 2019 | AS/NZS 3823.1.1:2012 | RAC-35NXA1Z/RAF-35NXA1Z |  | N/A | HITACHI | 0.35 | Non Ducted | Single Split System | Floor Mounted | Air | Air | China | 0.94 | 3.15 | 3.5 | 235 | 2.8819 | 3.856 | 1.338 | 600 | 1.05 | 4.2 | Calorimeter Room | 3.8049 | 3.9583 | Yes | 60.8 | N/A | 5 | 5 | 5.2804 | N/A | N/A | N/A | N/A | 3.7353 | 3.896 | N/A | N/A | 2.9705 | 3.292 | 2.5 | 3 | Calorimeter Room | Single | R410A | Australia,Fiji,New Zealand | 138843 | 2121-06-03 |  | Approved | Reverse Cycle | 760 | No | Class 8 | No | N/A | N/A | N/A | N/A | N/A | N/A | 3.8049 | Available | N/A | N/A |  | http://www.hitachiaircon.com.au | Yes |  | https://reg.energyrating.gov.au/static/common/images/star_ratings_2014/aircon_rating_2.5_3.png | ZAC0743 | Yes | Variable output compressor | Inverter | Yes | - | 3500 | 0.94 | - | - | - | - | - | - | No | - | - | - | - | - | - | - | - | 4200 | 1.05 | - | - | - | - | - | - | - | - | - | 1330 | 3800 | - | - | - | - | - | - | - | - | - | No | - | - | - | - | - | - | - | 3.47 | 3.509 | 3.846 | 4.105 | 3.945 | 4.037 | 272 | 408 | 1180 | 613 | 754 | 1618 | 1.5 | 2 | 2 | 2.826 | 2.979 | 3.282 | 2.982 | 3.22 | 3.382 | 1952 | 779 | 120 | 631 | 337 | 75 | 1 | 1 | 1.5 | No | - | - | - | - | N/A | N/A | N/A | 5 | 3.6576 | 3.9366
[SEER Non Multi-Split <=65kW] (Air Conditioners up to 65kW) EE Regulations 2020 Schedule 2A | MEPS 2019 | AS/NZS 3823.1.1:2012 | RAC-50NXA1Z/RAF-50NXA1Z |  | N/A | HITACHI | 1.22 | Non Ducted | Single Split System | Floor Mounted | Air | Air | China | 1.51 | 3.78 | 5 | 235 | 2.8965 | 5.402 | 1.865 | 600 | 1.66 | 6 | Calorimeter Room | 3.3362 | 3.8698 | Yes | - | N/A | 5 | 5 | N/A | N/A | N/A | N/A | N/A | 3.2989 | 3.8291 | N/A | N/A | 2.0978 | 3.1582 | 2 | 3 | Calorimeter Room | Single | R410A | Australia,Fiji,New Zealand | 138844 | 2121-06-03 |  | Approved | Reverse Cycle | 760 | No | Class 9 | No | N/A | N/A | N/A | N/A | N/A | N/A | 3.3362 | Available | N/A | N/A |  | http://www.hitachiaircon.com.au | Yes |  | https://reg.energyrating.gov.au/static/common/images/star_ratings_2014/aircon_rating_2_3.png | ZAC0741 | Yes | Variable output compressor | Inverter | Yes | - | 5000 | 1.51 | - | - | - | - | - | - | No | - | - | - | - | - | - | - | - | 6000 | 1.66 | - | - | - | - | - | - | - | - | - | 1830 | 5500 | - | - | - | - | - | - | - | - | - | No | - | - | - | - | - | - | - | 3.205 | 3.216 | 3.454 | 3.709 | 3.554 | 3.611 | 427 | 643 | 1885 | 976 | 1202 | 2589 | 1.5 | 1.5 | 1.5 | 2.794 | 2.923 | 3.031 | 2.854 | 3.018 | 3.079 | 2815 | 1128 | 179 | 937 | 508 | 112 | 1 | 1 | 1.5 | No | - | - | - | - | N/A | N/A | N/A | 5 | 3.2746 | 3.578
[SEER Non Multi-Split <=65kW] GEMS (Air Conditioners up to 65kW) Determination 2019 | MEPS 2019 | AS/NZS 3823.1.1:2012 | RAC-DJ25PCAT/RAK-DJ25PCAT |  | N/A | HITACHI | N/A | Non Ducted | Single Split System | Wall Hung | Air | - | China | 0.49 | N/A | 2.5 | N/A | N/A | N/A | N/A | N/A | - | - | Calorimeter Room | 5.2996 | - | N/A | - | N/A | N/A | N/A | N/A | N/A | N/A | N/A | N/A | N/A | N/A | N/A | N/A | N/A | N/A | N/A | N/A | N/A | Single | R32 | Australia,New Zealand | 150070 | 2027-09-19 |  | Approved | Cooling Only | N/A | Yes | Class 8 | Yes | N/A | N/A | N/A | N/A | N/A | N/A | N/A | Available | N/A | N/A |  | http://www.hitachiaircon.com.au | N/A |  |  | AAC7017 | Yes | Variable output compressor | Inverter | No | - | 2500 | 0.49 | - | 240 | 1250 | Yes | 210 | 900 | - | 447.86 | 2692.5 | Yes | 150 | 1350 | - | 129 | 1055 | - | - | - | - | - | - | - | - | - | - | - | - | - | - | - | - | - | - | - | - | - | - | - | - | - | - | - | - | 54 | 60 | 7.522 | 7.246 | 8.169 | 17.504 | 12.061 | 10.527 | 90 | 141 | 397 | 101 | 175 | 443 | 6 | 5.5 | 6.5 | - | - | - | - | - | - | - | - | - | - | - | - | - | - | - | No | - | - | - | - | N/A | N/A | N/A | 1.6 | 5.0463 | -
[SEER Non Multi-Split <=65kW] GEMS (Air Conditioners up to 65kW) Determination 2019 | MEPS 2019 | AS/NZS 3823.1.1:2012 | RAC-DJ25PHAT/RAK-DJ25PHAT |  | N/A | HITACHI | N/A | Non Ducted | Single Split System | Wall Hung | Air | Air | China | 0.52 | N/A | 2.5 | N/A | N/A | N/A | N/A | N/A | 0.66 | 3.2 | Calorimeter Room | 5.1386 | 4.8717 | N/A | - | N/A | N/A | N/A | N/A | N/A | N/A | N/A | N/A | N/A | N/A | N/A | N/A | N/A | N/A | N/A | N/A | N/A | Single | R32 | Australia,New Zealand | 150072 | 2027-09-19 |  | Approved | Reverse Cycle | N/A | Yes | Class 8 | Yes | N/A | N/A | N/A | N/A | N/A | N/A | N/A | Available | N/A | N/A |  | http://www.hitachiaircon.com.au | N/A |  |  | AAC7016 | Yes | Variable output compressor | Inverter | No | - | 2500 | 0.52 | - | 231 | 1250 | Yes | 185 | 790 | - | 475.28 | 2692.5 | Yes | 160 | 1350 | - | 120 | 890 | 3200 | 0.66 | 270 | 1600 | No | - | - | Yes | 920 | 3200 | No | - | - | No | - | - | - | - | - | No | - | - | No | - | - | No | - | - | 54 | 60 | 6.983 | 6.722 | 7.458 | 13.816 | 10.35 | 9.131 | 97 | 153 | 435 | 129 | 205 | 511 | 5 | 5 | 5.5 | 4.548 | 5.032 | 5.455 | 4.77 | 5.187 | 5.448 | 922 | 350 | 53 | 299 | 158 | 34 | 3 | 3.5 | 3.5 | No | - | - | - | - | N/A | N/A | N/A | 1.6 | 4.7582 | 4.8091
[SEER Non Multi-Split <=65kW] GEMS (Air Conditioners up to 65kW) Determination 2019 | MEPS 2019 | AS/NZS 3823.1.1:2012 | RAC-DJ35PCAT/RAK-DJ35PCAT |  | N/A | HITACHI | N/A | Non Ducted | Single Split System | Wall Hung | Air | - | China | 0.845 | N/A | 3.5 | N/A | N/A | N/A | N/A | N/A | - | - | Calorimeter Room | 4.2274 | - | N/A | - | N/A | N/A | N/A | N/A | N/A | N/A | N/A | N/A | N/A | N/A | N/A | N/A | N/A | N/A | N/A | N/A | N/A | Single | R32 | Australia,New Zealand | 150071 | 2027-09-25 |  | Approved | Cooling Only | N/A | Yes | Class 8 | Yes | N/A | N/A | N/A | N/A | N/A | N/A | N/A | Available | N/A | N/A |  | http://www.hitachiaircon.com.au | N/A |  |  | AAC7028 | Yes | Variable output compressor | Inverter | No | - | 3500 | 0.845 | - | 335 | 1750 | Yes | 210 | 900 | - | 772.33 | 3769.5 | Yes | 220 | 1800 | - | 129 | 1055 | - | - | - | - | - | - | - | - | - | - | - | - | - | - | - | - | - | - | - | - | - | - | - | - | - | - | - | - | 57 | 61 | 6.983 | 6.578 | 7.16 | 16.028 | 11.011 | 9.106 | 137 | 220 | 637 | 156 | 271 | 718 | 5 | 5 | 5.5 | - | - | - | - | - | - | - | - | - | - | - | - | - | - | - | No | - | - | - | - | N/A | N/A | N/A | 1.6 | 4.1157 | -
[SEER Non Multi-Split <=65kW] GEMS (Air Conditioners up to 65kW) Determination 2019 | MEPS 2019 | AS/NZS 3823.1.1:2012 | RAC-DJ35PHAT/RAK-DJ35PHAT |  | N/A | HITACHI | N/A | Non Ducted | Single Split System | Wall Hung | Air | Air | China | 0.89 | N/A | 3.5 | N/A | N/A | N/A | N/A | N/A | 0.88 | 4 | Calorimeter Room | 3.97 | 4.6215 | N/A | - | N/A | N/A | N/A | N/A | N/A | N/A | N/A | N/A | N/A | N/A | N/A | N/A | N/A | N/A | N/A | N/A | N/A | Single | R32 | Australia,New Zealand | 150073 | 2027-09-20 |  | Approved | Reverse Cycle | N/A | Yes | Class 8 | Yes | N/A | N/A | N/A | N/A | N/A | N/A | N/A | Available | N/A | N/A |  | http://www.hitachiaircon.com.au | N/A |  |  | AAC7022 | Yes | Variable output compressor | Inverter | No | - | 3500 | 0.89 | - | 350 | 1750 | Yes | 195 | 790 | - | 813.46 | 3769.5 | Yes | 240 | 1790 | - | 131 | 1000 | 4000 | 0.88 | 350 | 2000 | No | - | - | Yes | 1310 | 4000 | No | - | - | No | - | - | - | - | - | No | - | - | No | - | - | No | - | - | 57 | 61 | 6.387 | 6.044 | 6.519 | 12.174 | 9.296 | 7.955 | 150 | 240 | 700 | 207 | 321 | 823 | 4.5 | 4.5 | 5 | 4.278 | 4.793 | 5.254 | 4.528 | 4.969 | 5.251 | 1225 | 457 | 68 | 393 | 205 | 43 | 2.5 | 3 | 3.5 | No | - | - | - | - | N/A | N/A | N/A | 1.6 | 3.9088 | 4.5177
[SEER Non Multi-Split <=65kW] GEMS (Air Conditioners up to 65kW) Determination 2019 | MEPS 2019 | AS/NZS 3823.1.1:2012 | RAC-DJ50PCAT/RAK-DJ50PCAT |  | N/A | HITACHI | N/A | Non Ducted | Single Split System | Wall Hung | Air | - | China | 1.16 | N/A | 5 | N/A | N/A | N/A | N/A | N/A | - | - | Calorimeter Room | 4.2717 | - | N/A | - | N/A | N/A | N/A | N/A | N/A | N/A | N/A | N/A | N/A | N/A | N/A | N/A | N/A | N/A | N/A | N/A | N/A | Single | R32 | Australia,New Zealand | 152554 | 2028-02-15 |  | Approved | Cooling Only | N/A | Yes | Class 9 | Yes | N/A | N/A | N/A | N/A | N/A | N/A | N/A | Available | N/A | N/A |  | http://www.hitachiaircon.com.au | N/A |  |  | AAC7260 | Yes | Variable output compressor | Inverter | No | - | 5000 | 1.16 | - | 440 | 2500 | Yes | 343.8 | 1944.6 | - | 1060.24 | 5385 | Yes | 363.7 | 2789.9 | - | 291.2 | 2339.6 | - | - | - | - | - | - | - | - | - | - | - | - | - | - | - | - | - | - | - | - | - | - | - | - | - | - | - | - | 60 | 64 | 6.421 | 6.109 | 6.547 | 8.882 | 7.856 | 7.328 | 214 | 340 | 996 | 408 | 544 | 1277 | 4.5 | 4.5 | 5 | - | - | - | - | - | - | - | - | - | - | - | - | - | - | - | No | - | - | - | - | N/A | N/A | N/A | 2 | 4.2854 | -
[SEER Non Multi-Split <=65kW] GEMS (Air Conditioners up to 65kW) Determination 2019 | MEPS 2019 | AS/NZS 3823.1.1:2012 | RAC-DJ50PHAT/RAK-DJ50PHAT |  | N/A | HITACHI | N/A | Non Ducted | Single Split System | Wall Hung | Air | Air | China | 1.415 | N/A | 5 | N/A | N/A | N/A | N/A | N/A | 1.415 | 5.3 | Calorimeter Room | 3.5798 | 3.7771 | N/A | - | N/A | N/A | N/A | N/A | N/A | N/A | N/A | N/A | N/A | N/A | N/A | N/A | N/A | N/A | N/A | N/A | N/A | Single | R32 | Australia,New Zealand | 150074 | 2027-09-19 |  | Approved | Reverse Cycle | N/A | Yes | Class 9 | Yes | N/A | N/A | N/A | N/A | N/A | N/A | N/A | Available | N/A | N/A |  | http://www.hitachiaircon.com.au | N/A |  |  | AAC7015 | Yes | Variable output compressor | Inverter | No | - | 5000 | 1.415 | - | 500 | 2500 | Yes | 290 | 1450 | - | 1293.31 | 5385 | Yes | 410 | 2650 | - | 221 | 1650 | 5300 | 1.415 | 520 | 2650 | No | - | - | Yes | 1900 | 5300 | No | - | - | No | - | - | - | - | - | No | - | - | No | - | - | No | - | - | 61 | 63 | 5.608 | 5.312 | 5.563 | 8.483 | 7.243 | 6.283 | 247 | 393 | 1174 | 428 | 592 | 1491 | 4 | 3.5 | 4 | 3.76 | 4.181 | 4.671 | 4.012 | 4.384 | 4.677 | 1844 | 693 | 99 | 586 | 306 | 63 | 2 | 2.5 | 3 | No | - | - | - | - | N/A | N/A | N/A | 1.6 | 3.5201 | 3.7313
[SEER Non Multi-Split <=65kW] GEMS (Air Conditioners up to 65kW) Determination 2019 | MEPS 2019 | AS/NZS 3823.1.1:2012 | RAC-DJ60PCAT/RAK-DJ60PCAT |  | N/A | HITACHI | N/A | Non Ducted | Single Split System | Wall Hung | Air | - | Malaysia | 1.568 | N/A | 6 | N/A | N/A | N/A | N/A | N/A | - | - | Calorimeter Room | 3.7743 | - | N/A | - | N/A | N/A | N/A | N/A | N/A | N/A | N/A | N/A | N/A | N/A | N/A | N/A | N/A | N/A | N/A | N/A | N/A | Single | R32 | Australia,New Zealand | 152555 | 2028-04-11 |  | Approved | Cooling Only | N/A | Yes | Class 9 | Yes | N/A | N/A | N/A | N/A | N/A | N/A | N/A | Available | N/A | N/A |  | http://www.hitachiaircon.com.au | N/A |  |  | AAC7413 | Yes | Variable output compressor | Inverter | No | - | 6000 | 1.568 | - | 500 | 3000 | Yes | 350 | 2000 | - | 1433.152 | 6462 | Yes | 420 | 3000 | - | 290 | 2300 | - | - | - | - | - | - | - | - | - | - | - | - | - | - | - | - | - | - | - | - | - | - | - | - | - | - | - | - | 62 | 64 | 5.93 | 5.619 | 5.876 | 8.171 | 7.257 | 6.463 | 280 | 446 | 1333 | 533 | 708 | 1739 | 4 | 4 | 4 | - | - | - | - | - | - | - | - | - | - | - | - | - | - | - | No | - | - | - | - | N/A | N/A | N/A | 2 | 3.8101 | -
[SEER Non Multi-Split <=65kW] GEMS (Air Conditioners up to 65kW) Determination 2019 | MEPS 2019 | AS/NZS 3823.1.1:2012 | RAC-DJ60PHAT/RAK-DJ60PHAT |  | N/A | HITACHI | N/A | Non Ducted | Single Split System | Wall Hung | Air | Air | China | 1.8 | N/A | 6 | N/A | N/A | N/A | N/A | N/A | 1.83 | 7 | Calorimeter Room | 3.4182 | 3.7018 | N/A | - | N/A | N/A | N/A | N/A | N/A | N/A | N/A | N/A | N/A | N/A | N/A | N/A | N/A | N/A | N/A | N/A | N/A | Single | R32 | Australia,New Zealand | 152557 | 2028-02-15 |  | Approved | Reverse Cycle | N/A | Yes | Class 9 | Yes | N/A | N/A | N/A | N/A | N/A | N/A | N/A | Unavailable | N/A | N/A |  | http://www.hitachiaircon.com.au | N/A |  |  | AAC7259 | Yes | Variable output compressor | Inverter | No | - | 6000 | 1.8 | - | 588.6 | 3000 | Yes | 252.4 | 1073.3 | - | 1645.2 | 6462 | Yes | 484.4 | 3180 | - | 235.7 | 1866.8 | 7000 | 1.83 | 700 | 3600 | No | - | - | Yes | 2537.3 | 5976.7 | No | - | - | No | - | - | - | - | - | No | - | - | No | - | - | No | - | - | 62 | 64 | 5.577 | 5.234 | 5.486 | 8.062 | 7.057 | 6.171 | 298 | 479 | 1428 | 540 | 728 | 1821 | 4 | 3.5 | 3.5 | 3.457 | 4.101 | 4.701 | 3.792 | 4.339 | 4.706 | 2648 | 932 | 130 | 818 | 408 | 82 | 1.5 | 2.5 | 3 | No | - | - | - | - | N/A | N/A | N/A | 2 | 3.3209 | 3.8111
[SEER Non Multi-Split <=65kW] GEMS (Air Conditioners up to 65kW) Determination 2019 | MEPS 2019 | AS/NZS 3823.1.1:2012 | RAC-DJ60PHAT/RAK-DJ60PHAT |  | N/A | HITACHI | N/A | Non Ducted | Single Split System | Wall Hung | Air | Air | China | 1.8 | N/A | 6 | N/A | N/A | N/A | N/A | N/A | 1.88 | 7 | Calorimeter Room | 3.4182 | 3.7057 | N/A | - | N/A | N/A | N/A | N/A | N/A | N/A | N/A | N/A | N/A | N/A | N/A | N/A | N/A | N/A | N/A | N/A | N/A | Single | R32 | Australia,New Zealand | 153998 | 2028-05-07 |  | Approved | Reverse Cycle | N/A | Yes | Class 9 | Yes | N/A | N/A | N/A | N/A | N/A | N/A | N/A | Available | N/A | N/A |  | http://www.hitachiaircon.com.au | N/A |  |  | AAC7473 | Yes | Variable output compressor | Inverter | No | - | 6000 | 1.8 | - | 590 | 3000 | Yes | 260 | 1080 | - | 1645.2 | 6462 | Yes | 484 | 3180 | - | 235 | 1870 | 7000 | 1.88 | 650 | 3500 | No | - | - | Yes | 2530 | 5980 | No | - | - | No | - | - | - | - | - | No | - | - | No | - | - | No | - | - | 62 | 64 | 5.601 | 5.257 | 5.508 | 8.24 | 7.165 | 6.217 | 296 | 477 | 1423 | 529 | 717 | 1808 | 4 | 3.5 | 4 | 3.512 | 4.198 | 4.923 | 3.898 | 4.496 | 4.937 | 2607 | 911 | 124 | 796 | 394 | 78 | 2 | 2.5 | 3 | No | - | - | - | - | N/A | N/A | N/A | 2 | 3.3209 | 3.7101
[SEER Non Multi-Split <=65kW] GEMS (Air Conditioners up to 65kW) Determination 2019 | MEPS 2019 | AS/NZS 3823.1.1:2012 | RAC-DJ70PCAT/RAK-DJ70PCAT |  | N/A | HITACHI | N/A | Non Ducted | Single Split System | Wall Hung | Air | - | China | 2.04 | N/A | 7 | N/A | N/A | N/A | N/A | N/A | - | - | Calorimeter Room | 3.4538 | - | N/A | - | N/A | N/A | N/A | N/A | N/A | N/A | N/A | N/A | N/A | N/A | N/A | N/A | N/A | N/A | N/A | N/A | N/A | Single | R32 | Australia,New Zealand | 153541 | 2028-04-11 |  | Approved | Cooling Only | N/A | Yes | Class 9 | Yes | N/A | N/A | N/A | N/A | N/A | N/A | N/A | Available | N/A | N/A |  | http://www.hitachiaircon.com.au | N/A |  |  | AAC7416 | Yes | Variable output compressor | Inverter | No | - | 7000 | 2.04 | - | 700 | 3500 | Yes | 430 | 2550 | - | 1864.56 | 7539 | Yes | 640 | 4000 | - | 370 | 2850 | - | - | - | - | - | - | - | - | - | - | - | - | - | - | - | - | - | - | - | - | - | - | - | - | - | - | - | - | 63 | 65 | 5.47 | 5.166 | 5.397 | 7.438 | 6.655 | 5.962 | 355 | 567 | 1695 | 684 | 902 | 2200 | 3.5 | 3.5 | 3.5 | - | - | - | - | - | - | - | - | - | - | - | - | - | - | - | No | - | - | - | - | N/A | N/A | N/A | 2 | 3.42 | -
[SEER Non Multi-Split <=65kW] GEMS (Air Conditioners up to 65kW) Determination 2019 | MEPS 2019 | AS/NZS 3823.1.1:2012 | RAC-DJ70PHAT/RAK-DJ70PHAT |  | N/A | HITACHI | N/A | Non Ducted | Single Split System | Wall Hung | Air | Air | China | 2.16 | N/A | 7 | N/A | N/A | N/A | N/A | N/A | 2.15 | 8 | Calorimeter Room | 3.2728 | 3.7591 | N/A | - | N/A | N/A | N/A | N/A | N/A | N/A | N/A | N/A | N/A | N/A | N/A | N/A | N/A | N/A | N/A | N/A | N/A | Single | R32 | Australia,New Zealand | 153539 | 2028-04-11 |  | Approved | Reverse Cycle | N/A | Yes | Class 9 | Yes | N/A | N/A | N/A | N/A | N/A | N/A | N/A | Available | N/A | N/A |  | http://www.hitachiaircon.com.au | N/A |  |  | AAC7415 | Yes | Variable output compressor | Inverter | No | - | 7000 | 2.16 | - | 718 | 3500 | Yes | 548 | 2800 | - | 1974.24 | 7539 | Yes | 640 | 4000 | - | 350 | 2700 | 8000 | 2.15 | 700 | 4000 | Yes | 270 | 1650 | Yes | 2200 | 6000 | No | - | - | No | - | - | - | - | - | No | - | - | No | - | - | No | - | - | 63 | 65 | 5.575 | 5.237 | 5.454 | 10.634 | 8.039 | 6.404 | 348 | 559 | 1677 | 477 | 746 | 2048 | 4 | 3.5 | 3.5 | 3.576 | 4.427 | 5.78 | 4.08 | 5.123 | 5.932 | 2926 | 987 | 121 | 869 | 395 | 75 | 2 | 2.5 | 4 | No | - | - | - | - | N/A | N/A | N/A | 2 | 3.2306 | 3.7093
[SEER Non Multi-Split <=65kW] GEMS (Air Conditioners up to 65kW) Determination 2019 | MEPS 2019 | AS/NZS 3823.1.1:2012 | RAC-E25YCAB/RAS-E25YCAB |  | N/A | HITACHI | N/A | Non Ducted | Single Split System | Wall Hung | Air | - | Malaysia | 0.65 | N/A | 2.5 | N/A | N/A | N/A | N/A | N/A | - | - | Calorimeter Room | 4.1562 | - | N/A | - | N/A | N/A | N/A | N/A | N/A | N/A | N/A | N/A | N/A | N/A | N/A | N/A | N/A | N/A | N/A | N/A | N/A | Single | R32 | Australia,Fiji,New Zealand | 132777 | 2025-10-22 |  | Approved | Cooling Only | N/A | No | Class 8 | No | N/A | N/A | N/A | N/A | N/A | N/A | N/A | Available | N/A | N/A |  | http://www.hitachiaircon.com.au | N/A |  |  | AAC5422 | Yes | Variable output compressor | Inverter | No | - | 2500 | 0.65 | - | 230 | 1250 | No | - | - | - | 594.1 | 2692.5 | No | 210.22 | 1346.25 | No | - | - | - | - | - | - | - | - | - | - | - | - | - | - | - | - | - | - | - | - | - | - | - | - | - | - | - | - | - | - | 53 | 61 | 5.086 | 4.904 | 5.301 | 6.206 | 5.806 | 5.697 | 134 | 210 | 613 | 291 | 367 | 820 | 3.5 | 3 | 3.5 | - | - | - | - | - | - | - | - | - | - | - | - | - | - | - | No | - | - | - | - | N/A | N/A | N/A | 1.9 | 3.8085 | -
[SEER Non Multi-Split <=65kW] GEMS (Air Conditioners up to 65kW) Determination 2019 | MEPS 2019 | AS/NZS 3823.1.1:2012 | RAC-E25YHAB/RAS-E25YHAB |  | N/A | HITACHI | N/A | Non Ducted | Single Split System | Wall Hung | Air | Air | China | 0.55 | N/A | 2.5 | N/A | N/A | N/A | N/A | N/A | 0.68 | 3.2 | Calorimeter Room | 4.9103 | 4.7669 | N/A | - | N/A | N/A | N/A | N/A | N/A | N/A | N/A | N/A | N/A | N/A | N/A | N/A | N/A | N/A | N/A | N/A | N/A | Single | R32 | Australia,New Zealand | 126982 | 2025-08-26 |  | Approved | Reverse Cycle | N/A | No | Class 8 | No | N/A | N/A | N/A | N/A | N/A | N/A | N/A | Available | N/A | N/A |  | http://www.hitachiaircon.com.au | N/A |  |  | AAC5191 | Yes | Variable output compressor | Inverter | No | - | 2500 | 0.55 | - | 240 | 1300 | No | - | - | - | 502.7 | 2692.5 | No | 219.36 | 1400.1 | No | - | - | 3200 | 0.68 | 295 | 1600 | No | - | - | Yes | 1020 | 3200 | No | - | - | No | - | - | - | - | - | No | - | - | No | - | - | No | - | - | 54 | 60 | 5.288 | 5.191 | 5.643 | 6.33 | 5.988 | 6.004 | 128 | 198 | 576 | 285 | 356 | 778 | 3.5 | 3.5 | 4 | 4.237 | 4.684 | 5.005 | 4.414 | 4.787 | 4.991 | 991 | 376 | 59 | 324 | 171 | 38 | 2.5 | 3 | 3.5 | No | - | - | - | - | N/A | N/A | N/A | 2 | 4.4903 | 4.6596
[SEER Non Multi-Split <=65kW] GEMS (Air Conditioners up to 65kW) Determination 2019 | MEPS 2019 | AS/NZS 3823.1.1:2012 | RAC-E35YCAB/RAS-E35YCAB |  | N/A | HITACHI | N/A | Non Ducted | Single Split System | Wall Hung | Air | - | China | 0.91 | N/A | 3.5 | N/A | N/A | N/A | N/A | N/A | - | - | Calorimeter Room | 3.8959 | - | N/A | - | N/A | N/A | N/A | N/A | N/A | N/A | N/A | N/A | N/A | N/A | N/A | N/A | N/A | N/A | N/A | N/A | N/A | Single | R32 | Australia,New Zealand | 132271 | 2025-09-22 |  | Approved | Cooling Only | N/A | No | Class 8 | No | N/A | N/A | N/A | N/A | N/A | N/A | N/A | Available | N/A | N/A |  | http://www.hitachiaircon.com.au | N/A |  |  | AAC5301 | Yes | Variable output compressor | Inverter | No | - | 3500 | 0.91 | - | 350 | 1800 | No | - | - | - | 831.74 | 3769.5 | No | 319.9 | 1938.6 | No | - | - | - | - | - | - | - | - | - | - | - | - | - | - | - | - | - | - | - | - | - | - | - | - | - | - | - | - | - | - | 57 | 61 | 5.003 | 4.824 | 5.161 | 5.978 | 5.6 | 5.514 | 192 | 301 | 884 | 424 | 534 | 1188 | 3.5 | 3 | 3.5 | - | - | - | - | - | - | - | - | - | - | - | - | - | - | - | No | - | - | - | - | N/A | N/A | N/A | 2 | 3.8178 | -
[SEER Non Multi-Split <=65kW] GEMS (Air Conditioners up to 65kW) Determination 2019 | MEPS 2019 | AS/NZS 3823.1.1:2012 | RAC-E35YHAB/RAS-E35YHAB |  | N/A | HITACHI | N/A | Non Ducted | Single Split System | Wall Hung | Air | Air | China | 0.91 | N/A | 3.5 | N/A | N/A | N/A | N/A | N/A | 0.93 | 4 | Calorimeter Room | 3.8959 | 4.4004 | N/A | - | N/A | N/A | N/A | N/A | N/A | N/A | N/A | N/A | N/A | N/A | N/A | N/A | N/A | N/A | N/A | N/A | N/A | Single | R32 | Australia,New Zealand | 128710 | 2025-08-26 |  | Approved | Reverse Cycle | N/A | No | Class 8 | No | N/A | N/A | N/A | N/A | N/A | N/A | N/A | Available | N/A | N/A |  | http://www.hitachiaircon.com.au | N/A |  |  | AAC5192 | Yes | Variable output compressor | Inverter | No | - | 3500 | 0.91 | - | 350 | 1800 | No | - | - | - | 831.74 | 3769.5 | No | 319.9 | 1938.6 | No | - | - | 4000 | 0.93 | 360 | 2000 | No | - | - | Yes | 1330 | 4000 | No | - | - | No | - | - | - | - | - | No | - | - | No | - | - | No | - | - | 57 | 61 | 5.003 | 4.824 | 5.161 | 5.978 | 5.6 | 5.514 | 192 | 301 | 884 | 424 | 534 | 1188 | 3.5 | 3 | 3.5 | 4.141 | 4.626 | 5.102 | 4.394 | 4.814 | 5.103 | 1266 | 475 | 71 | 405 | 212 | 45 | 2.5 | 3 | 3.5 | No | - | - | - | - | N/A | N/A | N/A | 2 | 3.8178 | 4.27
[SEER Non Multi-Split <=65kW] GEMS (Air Conditioners up to 65kW) Determination 2019 | MEPS 2019 | AS/NZS 3823.1.1:2012 | RAC-E50YCAB/RAS-E50YCAB |  | N/A | HITACHI | N/A | Non Ducted | Single Split System | Wall Hung | Air | - | China | 1.38 | N/A | 5 | N/A | N/A | N/A | N/A | N/A | - | - | Calorimeter Room | 3.5867 | - | N/A | - | N/A | N/A | N/A | N/A | N/A | N/A | N/A | N/A | N/A | N/A | N/A | N/A | N/A | N/A | N/A | N/A | N/A | Single | R32 | Australia,New Zealand | 132293 | 2025-09-22 |  | Approved | Cooling Only | N/A | No | Class 9 | No | N/A | N/A | N/A | N/A | N/A | N/A | N/A | Available | N/A | N/A |  | http://www.hitachiaircon.com.au | N/A |  |  | AAC5302 | Yes | Variable output compressor | Inverter | No | - | 5000 | 1.38 | - | 500 | 2500 | No | - | - | - | 1261.32 | 5385 | No | 457 | 2692.5 | No | - | - | - | - | - | - | - | - | - | - | - | - | - | - | - | - | - | - | - | - | - | - | - | - | - | - | - | - | - | - | 61 | 63 | 4.904 | 4.696 | 4.972 | 5.832 | 5.446 | 5.315 | 282 | 444 | 1313 | 623 | 787 | 1762 | 3 | 3 | 3 | - | - | - | - | - | - | - | - | - | - | - | - | - | - | - | No | - | - | - | - | N/A | N/A | N/A | 2 | 3.6055 | -
[SEER Non Multi-Split <=65kW] GEMS (Air Conditioners up to 65kW) Determination 2019 | MEPS 2019 | AS/NZS 3823.1.1:2012 | RAC-E50YHAB/RAS-E50YHAB |  | N/A | HITACHI | N/A | Non Ducted | Single Split System | Wall Hung | Air | Air | China | 1.38 | N/A | 5 | N/A | N/A | N/A | N/A | N/A | 1.36 | 5.3 | Calorimeter Room | 3.5867 | 3.9162 | N/A | - | N/A | N/A | N/A | N/A | N/A | N/A | N/A | N/A | N/A | N/A | N/A | N/A | N/A | N/A | N/A | N/A | N/A | Single | R32 | Australia,New Zealand | 132274 | 2025-09-22 |  | Approved | Reverse Cycle | N/A | No | Class 9 | No | N/A | N/A | N/A | N/A | N/A | N/A | N/A | Available | N/A | N/A |  | http://www.hitachiaircon.com.au | N/A |  |  | AAC5305 | Yes | Variable output compressor | Inverter | No | - | 5000 | 1.38 | - | 500 | 2500 | No | - | - | - | 1261.32 | 5385 | No | 457 | 2692.5 | No | - | - | 5300 | 1.36 | 570 | 2650 | No | - | - | Yes | 1850 | 5200 | No | - | - | No | - | - | - | - | - | No | - | - | No | - | - | No | - | - | 61 | 63 | 4.904 | 4.696 | 4.972 | 5.832 | 5.446 | 5.315 | 282 | 444 | 1313 | 623 | 787 | 1762 | 3 | 3 | 3 | 3.626 | 3.979 | 4.284 | 3.788 | 4.087 | 4.276 | 1913 | 729 | 109 | 621 | 329 | 69 | 2 | 2 | 2.5 | No | - | - | - | - | N/A | N/A | N/A | 2 | 3.6055 | 3.8778
[SEER Non Multi-Split <=65kW] (Air Conditioners up to 65kW) EE Regulations 2020 Schedule 2A | MEPS 2019 | AS/NZS 3823.1.1:2012 | RAC-E50YHAC/RAS-E50YHAC |  | N/A | HITACHI | 1.1 | Non Ducted | Single Split System | Wall Hung | Air | Air | Malaysia | 1.3 | 3.9 | 5 | 230 | N/A | N/A | N/A | 300 | 1.55 | 6.2 | Calorimeter Room | 3.8846 | 3.9905 | Yes | - | N/A | 3 | 3 | N/A | N/A | N/A | N/A | N/A | 3.4986 | 4.0286 | N/A | N/A | 2.4972 | 3.5572 | 2 | 3.5 | Calorimeter Room | Single | R32 | New Zealand | 139136 | 2121-07-06 |  | Approved | Reverse Cycle | 900 | Yes | Class 9 | Yes | N/A | Yes | N/A | N/A | N/A | 170-000-214 | 3.5242 | Available | N/A | N/A |  | http://www.hitachiaircon.com.au | Yes |  | https://reg.energyrating.gov.au/static/common/images/star_ratings_2014/aircon_rating_2_3.5.png | ZAC0756 | Yes | Variable output compressor | Inverter | No | - | 5000 | 1.3 | - | 450 | 2500 | No | - | - | - | - | - | No | - | - | No | - | - | 6200 | 1.55 | 630 | 3300 | No | - | - | Yes | 2030 | 5700 | No | - | - | No | - | - | - | - | - | No | - | - | No | - | - | No | - | - | 62 | 63 | 5.245 | 5.027 | 5.392 | 6.363 | 5.935 | 5.793 | 261 | 412 | 1208 | 569 | 720 | 1614 | 3.5 | 3.5 | 3.5 | 3.782 | 4.307 | 4.771 | 4.046 | 4.494 | 4.778 | 2147 | 790 | 117 | 682 | 352 | 74 | 2 | 2.5 | 3 | No | - | - | - | - | N/A | N/A | N/A | 3 | 3.8164 | 3.974
[SEER Non Multi-Split <=65kW] GEMS (Air Conditioners up to 65kW) Determination 2019 | MEPS 2019 | AS/NZS 3823.1.1:2012 | RAC-E60YCAB/RAS-E60YCAB |  | N/A | HITACHI | N/A | Non Ducted | Single Split System | Wall Hung | Air | - | Malaysia | 1.8 | N/A | 6 | N/A | N/A | N/A | N/A | N/A | - | - | Calorimeter Room | 3.4619 | - | N/A | - | N/A | N/A | N/A | N/A | N/A | N/A | N/A | N/A | N/A | N/A | N/A | N/A | N/A | N/A | N/A | N/A | N/A | Single | R32 | Australia,Fiji,New Zealand | 133159 | 2025-10-22 |  | Approved | Cooling Only | N/A | No | Class 9 | No | N/A | N/A | N/A | N/A | N/A | N/A | N/A | Available | N/A | N/A |  | http://www.hitachiaircon.com.au | N/A |  |  | AAC5425 | Yes | Variable output compressor | Inverter | No | - | 6000 | 1.8 | - | 600 | 3000 | No | - | - | - | 1645.2 | 6462 | No | 548.4 | 3231 | No | - | - | - | - | - | - | - | - | - | - | - | - | - | - | - | - | - | - | - | - | - | - | - | - | - | - | - | - | - | - | 62 | 63 | 4.744 | 4.511 | 4.799 | 5.731 | 5.322 | 5.16 | 348 | 554 | 1631 | 760 | 965 | 2177 | 3 | 3 | 3 | - | - | - | - | - | - | - | - | - | - | - | - | - | - | - | No | - | - | - | - | N/A | N/A | N/A | 3 | 3.3147 | -
[SEER Non Multi-Split <=65kW] GEMS (Air Conditioners up to 65kW) Determination 2019 | MEPS 2019 | AS/NZS 3823.1.1:2012 | RAC-E60YHAB/RAS-E60YHAB |  | N/A | HITACHI | N/A | Non Ducted | Single Split System | Wall Hung | Air | Air | Malaysia | 1.8 | N/A | 6 | N/A | N/A | N/A | N/A | N/A | 1.83 | 7 | Calorimeter Room | 3.4696 | 3.7073 | N/A | - | N/A | N/A | N/A | N/A | N/A | N/A | N/A | N/A | N/A | N/A | N/A | N/A | N/A | N/A | N/A | N/A | N/A | Single | R32 | Australia,Fiji,New Zealand | 133161 | 2025-10-22 |  | Approved | Reverse Cycle | N/A | No | Class 9 | No | N/A | N/A | N/A | N/A | N/A | N/A | N/A | Available | N/A | N/A |  | http://www.hitachiaircon.com.au | N/A |  |  | AAC5426 | Yes | Variable output compressor | Inverter | No | - | 6000 | 1.8 | - | 600 | 3000 | No | - | - | - | 1645.2 | 6462 | No | 548.4 | 3231 | No | - | - | 7000 | 1.83 | 700 | 3600 | No | - | - | Yes | 2100 | 5700 | No | - | - | No | - | - | - | - | - | No | - | - | No | - | - | No | - | - | 62 | 63 | 4.744 | 4.511 | 4.799 | 5.731 | 5.322 | 5.16 | 348 | 554 | 1631 | 760 | 965 | 2177 | 3 | 3 | 3 | 3.519 | 4.128 | 4.701 | 3.84 | 4.356 | 4.706 | 2604 | 929 | 132 | 810 | 408 | 84 | 2 | 2.5 | 3 | No | - | - | - | - | N/A | N/A | N/A | 3 | 3.3147 | 3.8041
[SEER Non Multi-Split <=65kW] GEMS (Air Conditioners up to 65kW) Determination 2019 | MEPS 2019 | AS/NZS 3823.1.1:2012 | RAC-E70YCAB/RAS-E70YCAB |  | N/A | HITACHI | N/A | Non Ducted | Single Split System | Wall Hung | Air | - | Malaysia | 2.05 | N/A | 7 | N/A | N/A | N/A | N/A | N/A | - | - | Calorimeter Room | 3.6311 | - | N/A | - | N/A | N/A | N/A | N/A | N/A | N/A | N/A | N/A | N/A | N/A | N/A | N/A | N/A | N/A | N/A | N/A | N/A | Single | R32 | Australia,New Zealand | 133580 | 2025-11-10 |  | Approved | Cooling Only | N/A | No | Class 9 | No | N/A | N/A | N/A | N/A | N/A | N/A | N/A | Available | N/A | N/A |  | http://www.hitachiaircon.com.au | N/A |  |  | AAC5483 | Yes | Variable output compressor | Inverter | No | - | 7000 | 2.05 | - | 650 | 3500 | No | - | - | - | 1873.7 | 7539 | No | 594.1 | 3769.5 | No | - | - | - | - | - | - | - | - | - | - | - | - | - | - | - | - | - | - | - | - | - | - | - | - | - | - | - | - | - | - | 62 | 64 | 5.056 | 4.774 | 5.07 | 6.132 | 5.67 | 5.466 | 382 | 611 | 1802 | 829 | 1057 | 2398 | 3.5 | 3 | 3.5 | - | - | - | - | - | - | - | - | - | - | - | - | - | - | - | No | - | - | - | - | N/A | N/A | N/A | 3 | 3.3978 | -
[SEER Non Multi-Split <=65kW] GEMS (Air Conditioners up to 65kW) Determination 2019 | MEPS 2019 | AS/NZS 3823.1.1:2012 | RAC-E70YHAB/RAS-E70YHAB |  | N/A | HITACHI | N/A | Non Ducted | Single Split System | Wall Hung | Air | Air | Malaysia | 2.05 | N/A | 7 | N/A | N/A | N/A | N/A | N/A | 1.98 | 8 | Calorimeter Room | 3.4323 | 3.9721 | N/A | - | N/A | N/A | N/A | N/A | N/A | N/A | N/A | N/A | N/A | N/A | N/A | N/A | N/A | N/A | N/A | N/A | N/A | Single | R32 | Australia,Fiji,New Zealand | 133164 | 2025-11-04 |  | Approved | Reverse Cycle | N/A | No | Class 9 | No | N/A | N/A | N/A | N/A | N/A | N/A | N/A | Available | N/A | N/A |  | http://www.hitachiaircon.com.au | N/A |  |  | AAC5454 | Yes | Variable output compressor | Inverter | No | - | 7000 | 2.05 | - | 650 | 3500 | No | - | - | - | 1873.7 | 7539 | No | 594.1 | 3769.5 | No | - | - | 8000 | 1.98 | 750 | 4000 | No | - | - | Yes | 2350 | 5800 | No | - | - | No | - | - | - | - | - | No | - | - | No | - | - | No | - | - | 62 | 64 | 5.056 | 4.774 | 5.07 | 6.132 | 5.67 | 5.466 | 382 | 611 | 1802 | 829 | 1057 | 2398 | 3.5 | 3 | 3.5 | 3.289 | 4.042 | 4.894 | 3.623 | 4.403 | 4.897 | 3182 | 1083 | 145 | 980 | 461 | 92 | 1.5 | 2.5 | 3 | No | - | - | - | - | N/A | N/A | N/A | 3 | 3.3978 | 4.0198
[SEER Non Multi-Split <=65kW] GEMS (Air Conditioners up to 65kW) Determination 2019 | MEPS 2019 | AS/NZS 3823.1.1:2012 | RAC-E80YCAB/RAS-E80YCAB |  | N/A | HITACHI | N/A | Non Ducted | Single Split System | Wall Hung | Air | - | Malaysia | 2.45 | N/A | 8 | N/A | N/A | N/A | N/A | N/A | - | - | Calorimeter Room | 3.3094 | - | N/A | - | N/A | N/A | N/A | N/A | N/A | N/A | N/A | N/A | N/A | N/A | N/A | N/A | N/A | N/A | N/A | N/A | N/A | Single | R32 | Australia,New Zealand | 133437 | 2025-11-10 |  | Approved | Cooling Only | N/A | No | Class 9 | No | N/A | N/A | N/A | N/A | N/A | N/A | N/A | Available | N/A | N/A |  | http://www.hitachiaircon.com.au | N/A |  |  | AAC5479 | Yes | Variable output compressor | Inverter | No | - | 8000 | 2.45 | - | 780 | 4000 | No | - | - | - | 2239.3 | 8616 | No | 712.92 | 4308 | No | - | - | - | - | - | - | - | - | - | - | - | - | - | - | - | - | - | - | - | - | - | - | - | - | - | - | - | - | - | - | 63 | 65 | 4.856 | 4.578 | 4.845 | 5.862 | 5.419 | 5.219 | 456 | 730 | 2157 | 992 | 1266 | 2872 | 3 | 3 | 3 | - | - | - | - | - | - | - | - | - | - | - | - | - | - | - | No | - | - | - | - | N/A | N/A | N/A | 3 | 3.2518 | -
[SEER Non Multi-Split <=65kW] GEMS (Air Conditioners up to 65kW) Determination 2019 | MEPS 2019 | AS/NZS 3823.1.1:2012 | RAC-E80YHAB/RAS-E80YHAB |  | N/A | HITACHI | N/A | Non Ducted | Single Split System | Wall Hung | Air | Air | Malaysia | 2.45 | N/A | 8 | N/A | N/A | N/A | N/A | N/A | 2.37 | 9 | Calorimeter Room | 3.3226 | 3.7499 | N/A | - | N/A | N/A | N/A | N/A | N/A | N/A | N/A | N/A | N/A | N/A | N/A | N/A | N/A | N/A | N/A | N/A | N/A | Single | R32 | Australia,Fiji,New Zealand | 133242 | 2025-11-04 |  | Approved | Reverse Cycle | N/A | No | Class 9 | No | N/A | N/A | N/A | N/A | N/A | N/A | N/A | Available | N/A | N/A |  | http://www.hitachiaircon.com.au | N/A |  |  | AAC5455 | Yes | Variable output compressor | Inverter | No | - | 8000 | 2.45 | - | 780 | 4000 | No | - | - | - | 2239.3 | 8616 | No | 712.92 | 4308 | No | - | - | 9000 | 2.37 | 850 | 4500 | No | - | - | Yes | 2400 | 6000 | No | - | - | No | - | - | - | - | - | No | - | - | No | - | - | No | - | - | 63 | 65 | 4.856 | 4.578 | 4.845 | 5.862 | 5.419 | 5.219 | 456 | 730 | 2157 | 992 | 1266 | 2872 | 3 | 3 | 3 | 2.9 | 3.544 | 4.847 | 3.297 | 4.11 | 4.857 | 4059 | 1387 | 163 | 1210 | 554 | 103 | 1 | 2 | 3 | No | - | - | - | - | N/A | N/A | N/A | 3 | 3.2518 | 3.7813
[SEER Non Multi-Split <=65kW] GEMS (Air Conditioners up to 65kW) Determination 2019 | MEPS 2019 | AS/NZS 3823.1.1:2012 | RAC-P25YHAB/RAS-P25YHAB |  | N/A | HITACHI | N/A | Non Ducted | Single Split System | Wall Hung | Air | Air | China,India | 0.48 | N/A | 2.5 | N/A | N/A | N/A | N/A | N/A | 0.62 | 3.3 | Calorimeter Room | 5.501 | 5.388 | N/A | - | N/A | N/A | N/A | N/A | N/A | N/A | N/A | N/A | N/A | N/A | N/A | N/A | N/A | N/A | N/A | N/A | N/A | Single | R32 | Australia,New Zealand | 142979 | 2026-11-25 |  | Approved | Reverse Cycle | N/A | No | Class 8 | No | N/A | N/A | N/A | N/A | N/A | N/A | N/A | Available | N/A | N/A |  | http://www.hitachiaircon.com.au | N/A |  |  | AAC6362 | Yes | Variable output compressor | Inverter | No | - | 2500 | 0.48 | - | 210 | 1250 | Yes | 185 | 1000 | - | 438.72 | 2692.5 | Yes | 170 | 1350 | - | 150 | 1300 | 3300 | 0.62 | 275 | 1650 | No | - | - | Yes | 890 | 3300 | No | - | - | No | - | - | - | - | - | No | - | - | No | - | - | No | - | - | 54 | 60 | 6.818 | 6.676 | 7.251 | 9.524 | 8.241 | 7.614 | 99 | 154 | 448 | 189 | 258 | 613 | 5 | 5 | 5.5 | 4.756 | 5.228 | 5.542 | 4.924 | 5.32 | 5.524 | 910 | 347 | 54 | 299 | 159 | 35 | 3 | 3.5 | 4 | No | - | - | - | - | N/A | N/A | N/A | 1.6 | 5.1503 | 5.2766
[SEER Non Multi-Split <=65kW] GEMS (Air Conditioners up to 65kW) Determination 2019 | MEPS 2019 | AS/NZS 3823.1.1:2012 | RAC-P35YHAB/RAS-P35YHAB |  | N/A | HITACHI | N/A | Non Ducted | Single Split System | Wall Hung | Air | Air | China,India | 0.75 | N/A | 3.5 | N/A | N/A | N/A | N/A | N/A | 0.88 | 4.3 | Calorimeter Room | 4.5335 | 4.7545 | N/A | - | N/A | N/A | N/A | N/A | N/A | N/A | N/A | N/A | N/A | N/A | N/A | N/A | N/A | N/A | N/A | N/A | N/A | Single | R32 | Australia,New Zealand | 142980 | 2026-11-25 |  | Approved | Reverse Cycle | N/A | No | Class 8 | No | N/A | N/A | N/A | N/A | N/A | N/A | N/A | Available | N/A | N/A |  | http://www.hitachiaircon.com.au | N/A |  |  | AAC6361 | Yes | Variable output compressor | Inverter | No | - | 3500 | 0.75 | - | 300 | 1750 | Yes | 220 | 1000 | - | 685.5 | 3769.5 | Yes | 230 | 1900 | - | 150 | 1300 | 4300 | 0.88 | 340 | 2150 | No | - | - | Yes | 1270 | 4300 | No | - | - | No | - | - | - | - | - | No | - | - | No | - | - | No | - | - | 57 | 61 | 7.148 | 6.849 | 7.362 | 12.764 | 10.209 | 8.667 | 134 | 212 | 619 | 197 | 292 | 755 | 5.5 | 5 | 5.5 | 4.677 | 5.258 | 5.807 | 4.97 | 5.474 | 5.808 | 1204 | 448 | 66 | 385 | 200 | 42 | 3 | 3.5 | 4 | No | - | - | - | - | N/A | N/A | N/A | 1.6 | 4.6333 | 4.8565
[SEER Non Multi-Split <=65kW] GEMS (Air Conditioners up to 65kW) Determination 2019 | MEPS 2019 | AS/NZS 3823.1.1:2012 | RAC-P50YHAB/RAS-P50YHAB |  | N/A | HITACHI | N/A | Non Ducted | Single Split System | Wall Hung | Air | Air | China,India | 1.32 | N/A | 5 | N/A | N/A | N/A | N/A | N/A | 1.39 | 6 | Calorimeter Room | 3.9386 | 4.2804 | N/A | - | N/A | N/A | N/A | N/A | N/A | N/A | N/A | N/A | N/A | N/A | N/A | N/A | N/A | N/A | N/A | N/A | N/A | Single | R32 | Australia,New Zealand | 142981 | 2026-11-25 |  | Approved | Reverse Cycle | N/A | No | Class 9 | No | N/A | N/A | N/A | N/A | N/A | N/A | N/A | Available | N/A | N/A |  | http://www.hitachiaircon.com.au | N/A |  |  | AAC6363 | Yes | Variable output compressor | Inverter | No | - | 5000 | 1.32 | - | 490 | 2620 | Yes | 290 | 1550 | - | 1206.48 | 5385 | Yes | 420 | 2620 | - | 220 | 1650 | 6000 | 1.39 | 560 | 3000 | No | - | - | Yes | 2160 | 6000 | No | - | - | No | - | - | - | - | - | No | - | - | No | - | - | No | - | - | 60 | 63 | 5.559 | 5.344 | 5.521 | 7.96 | 7.026 | 6.05 | 249 | 391 | 1183 | 456 | 610 | 1548 | 4 | 3.5 | 4 | 4.011 | 4.505 | 4.928 | 4.246 | 4.664 | 4.924 | 1957 | 727 | 106 | 626 | 325 | 67 | 2.5 | 3 | 3 | No | - | - | - | - | N/A | N/A | N/A | 1.6 | 3.7724 | 4.2998
[SEER Non Multi-Split <=65kW] GEMS (Air Conditioners up to 65kW) Determination 2019 | MEPS 2019 | AS/NZS 3823.1.1:2012 | RAC-S25YHAB/RAS-S25YHAB |  | N/A | HITACHI | 0.15 | Non Ducted | Single Split System | Wall Hung | Air | Air | China | 0.49 | 2.35 | 2.5 | 230 | 3.4281 | 3.219 | 0.939 | 280 | 0.63 | 3.2 | Calorimeter Room | 5.0969 | 5.1983 | Yes | - | N/A | 0.7703 | 0.7703 | N/A | N/A | N/A | N/A | N/A | 5.0697 | 5.1759 | N/A | N/A | 5.6394 | 5.8517 | 5.5 | 5.5 | Calorimeter Room | Single | R32 | Australia,Fiji,New Zealand | 154759 | 2028-07-03 |  | Approved | Reverse Cycle | 780 | Yes | Class 8 | Yes | N/A | Yes | N/A | N/A | N/A | 170-000-203 | 5.0969 | Available | N/A | N/A |  | http://www.hitachiaircon.com.au | Yes |  | https://reg.energyrating.gov.au/static/common/images/star_ratings_2014/aircon_rating_5.5_5.5.png | AAC7614 | Yes | Variable output compressor | Inverter | No | - | 2500 | 0.49 | - | 240 | 1350 | No | - | - | - | 447.86 | 2692.5 | No | 219.36 | 1453.95 | No | - | - | 3200 | 0.63 | 280 | 1700 | No | - | - | Yes | 915 | 3200 | No | - | - | No | - | - | - | - | - | No | - | - | No | - | - | No | - | - | 54 | 61 | 5.889 | 5.757 | 6.107 | 6.774 | 6.411 | 6.433 | 117 | 181 | 534 | 268 | 334 | 728 | 4 | 4 | 4.5 | 4.659 | 5.17 | 5.55 | 4.869 | 5.306 | 5.545 | 899 | 338 | 50 | 291 | 153 | 32 | 3 | 3.5 | 4 | No | - | - | - | - | N/A | N/A | N/A | 0.8 | 5.074 | 5.0577
[SEER Non Multi-Split <=65kW] (Air Conditioners up to 65kW) EE Regulations 2020 Schedule 2A | MEPS 2019 | AS/NZS 3823.1.1:2012 | RAC-S25YHABZ/RAS-S25YHABZ |  | N/A | HITACHI | 0.15 | Non Ducted | Single Split System | Wall Hung | Air | Air | China | 0.49 | 2.35 | 2.5 | 230 | 3.4281 | 3.219 | 0.939 | 280 | 0.63 | 3.2 | Calorimeter Room | 5.0969 | 5.1983 | Yes | - | N/A | 0.7703 | 0.7703 | N/A | N/A | N/A | N/A | N/A | 5.0697 | 5.1759 | N/A | N/A | 5.6394 | 5.8517 | 5.5 | 5.5 | Calorimeter Room | Single | R32 | Australia,Fiji,New Zealand | 138914 | 2121-06-03 |  | Approved | Reverse Cycle | 780 | Yes | Class 8 | No | N/A | Yes | N/A | N/A | N/A | 170-000-203 | 5.0969 | Available | N/A | N/A |  | http://www.hitachiaircon.com.au | Yes |  | https://reg.energyrating.gov.au/static/common/images/star_ratings_2014/aircon_rating_5.5_5.5.png | ZAC0742 | Yes | Variable output compressor | Inverter | Yes | - | 2500 | 0.49 | - | - | - | - | - | - | No | - | - | - | - | - | - | - | - | 3200 | 0.63 | - | - | - | - | - | - | - | - | - | 915 | 3200 | - | - | - | - | - | - | - | - | - | No | - | - | - | - | - | - | - | 5.108 | 5.09 | 5.369 | 5.795 | 5.539 | 5.593 | 136 | 205 | 608 | 314 | 387 | 838 | 3.5 | 3.5 | 3.5 | 3.48 | 3.677 | 4.135 | 3.711 | 4.035 | 4.283 | 1202 | 475 | 67 | 382 | 200 | 41 | 1.5 | 2 | 2.5 | No | - | - | - | - | N/A | N/A | N/A | 0.7703 | 5.0751 | 5.0585
[SEER Non Multi-Split <=65kW] GEMS (Air Conditioners up to 65kW) Determination 2019 | MEPS 2019 | AS/NZS 3823.1.1:2012 | RAC-S35YHAB/RAS-S35YHAB |  | N/A | HITACHI | 0.75 | Non Ducted | Single Split System | Wall Hung | Air | Air | China | 0.83 | 2.75 | 3.5 | 230 | 3.2296 | 3.769 | 1.167 | 280 | 0.77 | 3.8 | Calorimeter Room | 4.1195 | 4.8438 | Yes | - | N/A | 0.7703 | 0.7703 | N/A | N/A | N/A | N/A | N/A | 4.1069 | 4.8274 | N/A | N/A | 3.7137 | 5.1548 | 3.5 | 5 | Calorimeter Room | Single | R32 | Australia,Fiji,New Zealand | 154760 | 2028-06-26 |  | Approved | Reverse Cycle | 780 | Yes | Class 8 | Yes | N/A | Yes | N/A | N/A | N/A | 170-000-203 | 4.1195 | Available | N/A | N/A |  | http://www.hitachiaircon.com.au | Yes |  | https://reg.energyrating.gov.au/static/common/images/star_ratings_2014/aircon_rating_3.5_5.png | AAC7589 | Yes | Variable output compressor | Inverter | No | - | 3500 | 0.83 | - | 300 | 1750 | No | - | - | - | 758.62 | 3769.5 | No | 274.2 | 1884.75 | No | - | - | 3800 | 0.77 | 330 | 1900 | No | - | - | Yes | 1185 | 3800 | No | - | - | No | - | - | - | - | - | No | - | - | No | - | - | No | - | - | 57 | 62 | 5.792 | 5.527 | 5.814 | 6.839 | 6.377 | 6.208 | 168 | 265 | 787 | 373 | 471 | 1057 | 4 | 4 | 4 | 4.44 | 4.946 | 5.31 | 4.644 | 5.067 | 5.298 | 1119 | 419 | 62 | 362 | 189 | 39 | 2.5 | 3 | 3.5 | No | - | - | - | - | N/A | N/A | N/A | 0.8 | 4.2032 | 4.9178
[SEER Non Multi-Split <=65kW] (Air Conditioners up to 65kW) EE Regulations 2020 Schedule 2A | MEPS 2019 | AS/NZS 3823.1.1:2012 | RAC-S35YHABZ/RAS-S35YHABZ |  | N/A | HITACHI | 0.75 | Non Ducted | Single Split System | Wall Hung | Air | Air | China | 0.83 | 2.75 | 3.5 | 230 | 3.2296 | 3.769 | 1.167 | 280 | 0.77 | 3.8 | Calorimeter Room | 4.1195 | 4.8438 | Yes | - | N/A | 0.7703 | 0.7703 | N/A | N/A | N/A | N/A | N/A | 4.1069 | 4.8274 | N/A | N/A | 3.7137 | 5.1548 | 3.5 | 5 | Calorimeter Room | Single | R32 | Australia,Fiji,New Zealand | 138915 | 2121-06-03 |  | Approved | Reverse Cycle | 780 | Yes | Class 8 | No | N/A | Yes | N/A | N/A | N/A | 170-000-203 | 4.1195 | Available | N/A | N/A |  | http://www.hitachiaircon.com.au | Yes |  | https://reg.energyrating.gov.au/static/common/images/star_ratings_2014/aircon_rating_3.5_5.png | ZAC0744 | Yes | Variable output compressor | Inverter | Yes | - | 3500 | 0.83 | - | - | - | - | - | - | No | - | - | - | - | - | - | - | - | 3800 | 0.77 | - | - | - | - | - | - | - | - | - | 1185 | 3800 | - | - | - | - | - | - | - | - | - | No | - | - | - | - | - | - | - | 4.276 | 4.25 | 4.452 | 4.814 | 4.597 | 4.631 | 228 | 346 | 1028 | 530 | 654 | 1417 | 2.5 | 2.5 | 2.5 | 3.276 | 3.456 | 3.98 | 3.533 | 3.861 | 4.148 | 1516 | 599 | 82 | 476 | 248 | 50 | 1.5 | 1.5 | 2 | No | - | - | - | - | N/A | N/A | N/A | 0.7703 | 4.2037 | 4.9184
[SEER Non Multi-Split <=65kW] GEMS (Air Conditioners up to 65kW) Determination 2019 | MEPS 2019 | AS/NZS 3823.1.1:2012 | RAC-S50YHAB/RAS-S50YHAB |  | N/A | HITACHI | 0.74 | Non Ducted | Single Split System | Wall Hung | Air | Air | Malaysia | 1.16 | 4.26 | 5 | 260 | N/A | N/A | N/A | 300 | 1.4 | 6 | Calorimeter Room | 4.6355 | 4.4698 | Yes | - | N/A | 3 | 3 | N/A | N/A | N/A | N/A | N/A | 4.2844 | 4.3816 | N/A | N/A | 4.0687 | 4.2633 | 4 | 4 | Calorimeter Room | Single | R32 | Australia,Fiji,New Zealand | 154761 | 2028-06-28 |  | Approved | Reverse Cycle | 1100 | Yes | Class 9 | Yes | N/A | Yes | N/A | N/A | N/A | 170-000-214 | 4.3216 | Available | N/A | N/A |  | http://www.hitachiaircon.com.au | Yes |  | https://reg.energyrating.gov.au/static/common/images/star_ratings_2014/aircon_rating_4_4.png | AAC7600 | Yes | Variable output compressor | Inverter | No | - | 5000 | 1.16 | - | 440 | 2500 | No | - | - | - | 1060.24 | 5385 | No | 402.16 | 2692.5 | No | - | - | 6000 | 1.4 | 560 | 3000 | No | - | - | Yes | 2000 | 5800 | No | - | - | No | - | - | - | - | - | No | - | - | No | - | - | No | - | - | 60 | 63 | 5.493 | 5.32 | 5.715 | 6.6 | 6.196 | 6.109 | 249 | 389 | 1139 | 548 | 689 | 1531 | 3.5 | 3.5 | 4 | 3.993 | 4.494 | 4.927 | 4.234 | 4.658 | 4.924 | 1969 | 733 | 110 | 631 | 329 | 70 | 2 | 2.5 | 3 | No | - | - | - | - | N/A | N/A | N/A | 3 | 4.273 | 4.2549
[SEER Non Multi-Split <=65kW] (Air Conditioners up to 65kW) EE Regulations 2020 Schedule 2A | MEPS 2019 | AS/NZS 3823.1.1:2012 | RAC-S50YHABZ/RAS-S50YHABZ |  | N/A | HITACHI | 0.74 | Non Ducted | Single Split System | Wall Hung | Air | Air | Malaysia | 1.16 | 4.26 | 5 | 260 | N/A | N/A | N/A | 300 | 1.4 | 6 | Calorimeter Room | 4.3216 | 4.4137 | Yes | - | N/A | 3 | 3 | N/A | N/A | N/A | N/A | N/A | 4.2844 | 4.3816 | N/A | N/A | 4.0687 | 4.2633 | 4 | 4 | Calorimeter Room | Single | R32 | Australia,New Zealand | 139063 | 2121-06-10 |  | Approved | Reverse Cycle | 1100 | Yes | Class 9 | No | N/A | Yes | N/A | N/A | N/A | 170-000-214 | 4.3216 | Available | N/A | N/A |  | http://www.hitachiaircon.com.au | Yes |  | https://reg.energyrating.gov.au/static/common/images/star_ratings_2014/aircon_rating_4_4.png | ZAC0747 | Yes | Variable output compressor | Inverter | Yes | - | 5000 | 1.16 | - | - | - | - | - | - | No | - | - | - | - | - | - | - | - | 6000 | 1.4 | - | - | - | - | - | - | - | - | - | 1692.2 | 5177.4 | - | - | - | - | - | - | - | - | - | No | - | - | - | - | - | - | - | 4.23 | 4.233 | 4.513 | 4.856 | 4.648 | 4.711 | 325 | 491 | 1445 | 747 | 921 | 1987 | 2.5 | 2.5 | 3 | 3 | 3.197 | 3.52 | 3.173 | 3.451 | 3.625 | 2618 | 1027 | 151 | 840 | 441 | 93 | 1.5 | 1.5 | 2 | No | - | - | - | - | N/A | N/A | N/A | 3 | 4.273 | 4.2549
[SEER Non Multi-Split <=65kW] GEMS (Air Conditioners up to 65kW) Determination 2019 | MEPS 2019 | AS/NZS 3823.1.1:2012 | RAC-S60YHAB/RAS-S60YHAB |  | N/A | HITACHI | 0.91 | Non Ducted | Single Split System | Wall Hung | Air | Air | Malaysia | 1.58 | 5.09 | 6 | 260 | N/A | N/A | N/A | 300 | 1.73 | 7 | Calorimeter Room | 4.0512 | 3.9965 | Yes | - | N/A | 3 | 3 | N/A | N/A | N/A | N/A | N/A | 3.8164 | 4.1554 | N/A | N/A | 3.1329 | 3.8107 | 3 | 3.5 | Calorimeter Room | Single | R32 | Australia,Fiji,New Zealand | 154762 | 2028-06-26 |  | Approved | Reverse Cycle | 1100 | Yes | Class 9 | Yes | N/A | Yes | N/A | N/A | N/A | 170-000-214 | 3.8416 | Available | N/A | N/A |  | http://www.hitachiaircon.com.au | Yes |  | https://reg.energyrating.gov.au/static/common/images/star_ratings_2014/aircon_rating_3_3.5.png | AAC7588 | Yes | Variable output compressor | Inverter | No | - | 6000 | 1.58 | - | 500 | 3000 | No | - | - | - | 1444.12 | 6462 | No | 457 | 3231 | No | - | - | 7000 | 1.73 | 580 | 3500 | No | - | - | Yes | 2000 | 5800 | No | - | - | No | - | - | - | - | - | No | - | - | No | - | - | No | - | - | 60 | 63 | 5.56 | 5.264 | 5.627 | 6.793 | 6.288 | 6.075 | 296 | 473 | 1390 | 640 | 816 | 1848 | 4 | 3.5 | 4 | 3.905 | 4.678 | 5.51 | 4.343 | 5.024 | 5.531 | 2347 | 820 | 114 | 717 | 355 | 73 | 2 | 3 | 4 | No | - | - | - | - | N/A | N/A | N/A | 3 | 3.7733 | 4.0227
[SEER Non Multi-Split <=65kW] (Air Conditioners up to 65kW) EE Regulations 2020 Schedule 2A | MEPS 2019 | AS/NZS 3823.1.1:2012 | RAC-S60YHABZ/RAS-S60YHABZ |  | N/A | HITACHI | 0.91 | Non Ducted | Single Split System | Wall Hung | Air | Air | Malaysia | 1.58 | 5.09 | 6 | 260 | N/A | N/A | N/A | 300 | 1.73 | 7 | Calorimeter Room | 3.8416 | 4.1788 | Yes | - | N/A | 3 | 3 | N/A | N/A | N/A | N/A | N/A | 3.8164 | 4.1554 | N/A | N/A | 3.1329 | 3.8107 | 3 | 3.5 | Calorimeter Room | Single | R32 | Australia,New Zealand | 139064 | 2121-06-10 |  | Approved | Reverse Cycle | 1100 | Yes | Class 9 | No | N/A | Yes | N/A | N/A | N/A | 170-000-214 | 3.8416 | Available | N/A | N/A |  | http://www.hitachiaircon.com.au | Yes |  | https://reg.energyrating.gov.au/static/common/images/star_ratings_2014/aircon_rating_3_3.5.png | ZAC0748 | Yes | Variable output compressor | Inverter | Yes | - | 6000 | 1.58 | - | - | - | - | - | - | No | - | - | - | - | - | - | - | - | 7000 | 1.73 | - | - | - | - | - | - | - | - | - | 1692.2 | 5177.4 | - | - | - | - | - | - | - | - | - | No | - | - | - | - | - | - | - | 3.777 | 3.769 | 3.989 | 4.302 | 4.114 | 4.159 | 439 | 664 | 1964 | 1014 | 1251 | 2703 | 2 | 2 | 2 | 2.865 | 3.106 | 3.366 | 3.022 | 3.295 | 3.438 | 3197 | 1232 | 182 | 1027 | 538 | 113 | 1 | 1.5 | 1.5 | No | - | - | - | - | N/A | N/A | N/A | 3 | 3.7733 | 4.0227
[SEER Non Multi-Split <=65kW] GEMS (Air Conditioners up to 65kW) Determination 2019 | MEPS 2019 | AS/NZS 3823.1.1:2012 | RAC-S70YHAB/RAS-S70YHAB |  | N/A | HITACHI | 1.55 | Non Ducted | Single Split System | Wall Hung | Air | Air | Malaysia | 1.98 | 5.45 | 7 | 260 | N/A | N/A | N/A | 300 | 1.98 | 8 | Calorimeter Room | 3.5729 | 4.0633 | Yes | - | N/A | 3 | 3 | N/A | N/A | N/A | N/A | N/A | 3.5094 | 4.0425 | N/A | N/A | 2.5188 | 3.5851 | 2.5 | 3.5 | Calorimeter Room | Single | R32 | Australia,Fiji,New Zealand | 154763 | 2028-06-26 |  | Approved | Reverse Cycle | 1100 | Yes | Class 9 | Yes | N/A | Yes | N/A | N/A | N/A | 170-000-214 | 3.5272 | Available | N/A | N/A |  | http://www.hitachiaircon.com.au | Yes |  | https://reg.energyrating.gov.au/static/common/images/star_ratings_2014/aircon_rating_2.5_3.5.png | AAC7592 | Yes | Variable output compressor | Inverter | No | - | 7000 | 1.98 | - | 690 | 3650 | No | - | - | - | 1809.72 | 7539 | No | 630.66 | 3931.05 | No | - | - | 8000 | 1.98 | 670 | 4000 | No | - | - | Yes | 1850 | 5800 | No | - | - | No | - | - | - | - | - | No | - | - | No | - | - | No | - | - | 61 | 64 | 5.062 | 4.8 | 5.103 | 6.074 | 5.636 | 5.479 | 382 | 608 | 1790 | 837 | 1064 | 2393 | 3.5 | 3 | 3.5 | 3.671 | 4.488 | 5.454 | 4.025 | 4.9 | 5.472 | 2852 | 976 | 131 | 882 | 415 | 83 | 2 | 2.5 | 3.5 | No | - | - | - | - | N/A | N/A | N/A | 3 | 3.5173 | 4.0198
[SEER Non Multi-Split <=65kW] (Air Conditioners up to 65kW) EE Regulations 2020 Schedule 2A | MEPS 2019 | AS/NZS 3823.1.1:2012 | RAC-S70YHABZ/RAS-S70YHABZ |  | N/A | HITACHI | 1.55 | Non Ducted | Single Split System | Wall Hung | Air | Air | Malaysia | 1.98 | 5.45 | 7 | 260 | N/A | N/A | N/A | 300 | 1.98 | 8 | Calorimeter Room | 3.5272 | 4.0633 | Yes | - | N/A | 3 | 3 | N/A | N/A | N/A | N/A | N/A | 3.5094 | 4.0425 | N/A | N/A | 2.5188 | 3.5851 | 2.5 | 3.5 | Calorimeter Room | Single | R32 | Australia,New Zealand | 139065 | 2121-06-10 |  | Approved | Reverse Cycle | 1100 | Yes | Class 9 | No | N/A | Yes | N/A | N/A | N/A | 170-000-214 | 3.5272 | Available | N/A | N/A |  | http://www.hitachiaircon.com.au | Yes |  | https://reg.energyrating.gov.au/static/common/images/star_ratings_2014/aircon_rating_2.5_3.5.png | ZAC0749 | Yes | Variable output compressor | Inverter | Yes | - | 7000 | 1.98 | - | - | - | - | - | - | No | - | - | - | - | - | - | - | - | 8000 | 1.98 | - | - | - | - | - | - | - | - | - | 1896 | 5577.9 | - | - | - | - | - | - | - | - | - | No | - | - | - | - | - | - | - | 3.544 | 3.53 | 3.721 | 4.017 | 3.839 | 3.876 | 548 | 830 | 2458 | 1269 | 1565 | 3385 | 2 | 2 | 2 | 2.768 | 3.021 | 3.348 | 2.961 | 3.248 | 3.428 | 3781 | 1446 | 208 | 1197 | 623 | 129 | 1 | 1.5 | 1.5 | No | - | - | - | - | N/A | N/A | N/A | 3 | 3.5173 | 4.0198
[SEER Non Multi-Split <=65kW] GEMS (Air Conditioners up to 65kW) Determination 2019 | MEPS 2019 | AS/NZS 3823.1.1:2012 | RAC-S80YHAB/RAS-S80YHAB |  | N/A | HITACHI | 1.88 | Non Ducted | Single Split System | Wall Hung | Air | Air | Malaysia | 2.45 | 6.12 | 8 | 260 | N/A | N/A | N/A | 300 | 2.37 | 9 | Calorimeter Room | 3.328 | 3.922 | Yes | - | N/A | 3 | 3 | N/A | N/A | N/A | N/A | N/A | 3.4063 | 3.905 | N/A | N/A | 2.3125 | 3.31 | 2 | 3 | Calorimeter Room | Single | R32 | Australia,Fiji,New Zealand | 154764 | 2028-06-26 |  | Approved | Reverse Cycle | 1100 | Yes | Class 9 | Yes | N/A | Yes | N/A | N/A | N/A | 170-000-214 | 3.421 | Available | N/A | N/A |  | http://www.hitachiaircon.com.au | Yes |  | https://reg.energyrating.gov.au/static/common/images/star_ratings_2014/aircon_rating_2_3.png | AAC7593 | Yes | Variable output compressor | Inverter | No | - | 8000 | 2.45 | - | 730 | 4000 | No | - | - | - | 2239.3 | 8616 | No | 667.22 | 4308 | No | - | - | 9000 | 2.37 | 750 | 4500 | No | - | - | Yes | 1850 | 5800 | No | - | - | No | - | - | - | - | - | No | - | - | No | - | - | No | - | - | 62 | 66 | 5.08 | 4.753 | 5.037 | 6.191 | 5.692 | 5.45 | 435 | 703 | 2074 | 939 | 1205 | 2750 | 3.5 | 3 | 3.5 | 3.178 | 3.917 | 5.467 | 3.635 | 4.268 | 5.494 | 3705 | 1256 | 146 | 1098 | 534 | 92 | 1.5 | 2 | 3.5 | No | - | - | - | - | N/A | N/A | N/A | 3 | 3.2518 | 3.7813
[SEER Non Multi-Split <=65kW] (Air Conditioners up to 65kW) EE Regulations 2020 Schedule 2A | MEPS 2019 | AS/NZS 3823.1.1:2012 | RAC-S80YHABZ/RAS-S80YHABZ |  | N/A | HITACHI | 1.88 | Non Ducted | Single Split System | Wall Hung | Air | Air | Malaysia | 2.45 | 6.12 | 8 | 260 | N/A | N/A | N/A | 300 | 2.37 | 9 | Calorimeter Room | 3.421 | 3.922 | Yes | - | N/A | 3 | 3 | N/A | N/A | N/A | N/A | N/A | 3.4063 | 3.905 | N/A | N/A | 2.3125 | 3.31 | 2 | 3 | Calorimeter Room | Single | R32 | Australia,New Zealand | 139066 | 2121-06-10 |  | Approved | Reverse Cycle | 1100 | Yes | Class 9 | No | N/A | Yes | N/A | N/A | N/A | 170-000-214 | 3.421 | Available | N/A | N/A |  | http://www.hitachiaircon.com.au | Yes |  | https://reg.energyrating.gov.au/static/common/images/star_ratings_2014/aircon_rating_2_3.png | ZAC0746 | Yes | Variable output compressor | Inverter | Yes | - | 8000 | 2.45 | - | - | - | - | - | - | No | - | - | - | - | - | - | - | - | 9000 | 2.37 | - | - | - | - | - | - | - | - | - | 1896 | 5577.9 | - | - | - | - | - | - | - | - | - | No | - | - | - | - | - | - | - | 3.292 | 3.275 | 3.442 | 3.719 | 3.553 | 3.583 | 676 | 1024 | 3039 | 1567 | 1934 | 4186 | 1.5 | 1.5 | 1.5 | 2.596 | 2.857 | 3.184 | 2.788 | 3.04 | 3.236 | 4534 | 1718 | 245 | 1430 | 747 | 152 | 1 | 1 | 1.5 | No | - | - | - | - | N/A | N/A | N/A | 3 | 3.2518 | 3.7813
[SEER Non Multi-Split <=65kW] GEMS (Air Conditioners up to 65kW) Determination 2019 | MEPS 2019 | AS/NZS 3823.1.1:2012 | RAC-S80YHAC/RAS-S80YHAC |  | N/A | HITACHI | 1.88 | Non Ducted | Single Split System | Wall Hung | Air | Air | Malaysia | 2.45 | 6.12 | 8 | 260 | N/A | N/A | N/A | 300 | 2.37 | 9 | Calorimeter Room | 3.2369 | 3.8843 | Yes | - | N/A | 3 | 3 | N/A | N/A | N/A | N/A | N/A | 3.4063 | 3.905 | N/A | N/A | 2.3125 | 3.31 | 2 | 3 | Calorimeter Room | Single | R32 | Australia,Fiji,New Zealand | 159146 | 2029-01-17 |  | Approved | Reverse Cycle | 1100 | Yes | Class 9 | Yes | N/A | Yes | N/A | N/A | N/A | 170-000-214 | 3.421 | Available | N/A | N/A |  | http://www.hitachiaircon.com.au | Yes |  | https://reg.energyrating.gov.au/static/common/images/star_ratings_2014/aircon_rating_2_3.png | AAC8008 | Yes | Variable output compressor | Inverter | No | - | 8000 | 2.45 | - | 780 | 4000 | Yes | 530 | 2350 | - | 2239.3 | 8616 | Yes | 610 | 4230 | - | 281 | 1430 | 9000 | 2.37 | 855 | 4850 | Yes | 312 | 1820 | Yes | 2060 | 6400 | No | - | - | No | - | - | - | - | - | No | - | - | No | - | - | No | - | - | 63 | 66 | 6.833 | 6.686 | 5.318 | 6.312 | 5.407 | 5.771 | 322 | 497 | 1964 | 921 | 1269 | 2596 | 5 | 5 | 3.5 | 3.611 | 4.445 | 5.662 | 4.066 | 4.835 | 5.765 | 3262 | 1107 | 141 | 982 | 472 | 88 | 2 | 2.5 | 4 | No | - | - | - | - | N/A | N/A | N/A | 3 | 3.2518 | 3.7813
[SEER Non Multi-Split <=65kW] GEMS (Air Conditioners up to 65kW) Determination 2019 | MEPS 2019 | AS/NZS 3823.1.1:2012 | RAC-VJ25PHAT/RAK-VJ25PHAT |  | N/A | HITACHI | N/A | Non Ducted | Single Split System | Wall Hung | Air | Air | China | 0.485 | N/A | 2.5 | N/A | N/A | N/A | N/A | N/A | 0.62 | 3.2 | Calorimeter Room | 4.9822 | 5.2351 | N/A | - | N/A | N/A | N/A | N/A | N/A | N/A | N/A | N/A | N/A | N/A | N/A | N/A | N/A | N/A | N/A | N/A | N/A | Single | R32 | Australia,New Zealand | 150075 | 2027-09-20 |  | Approved | Reverse Cycle | N/A | Yes | Class 8 | Yes | N/A | N/A | N/A | N/A | N/A | N/A | N/A | Available | N/A | N/A |  | http://www.hitachiaircon.com.au | N/A |  |  | AAC7023 | Yes | Variable output compressor | Inverter | No | - | 2500 | 0.485 | - | 260 | 1250 | Yes | 245 | 1000 | - | 443.29 | 2692.5 | Yes | 170 | 1350 | - | 145 | 1260 | 3200 | 0.62 | 268 | 1600 | No | - | - | Yes | 980 | 3400 | No | - | - | No | - | - | - | - | - | No | - | - | No | - | - | No | - | - | 54 | 60 | 7.244 | 7.114 | 7.869 | 17.522 | 12.139 | 9.948 | 93 | 144 | 412 | 101 | 174 | 469 | 5.5 | 5.5 | 6 | 4.734 | 5.167 | 5.508 | 4.906 | 5.277 | 5.494 | 886 | 341 | 53 | 291 | 155 | 34 | 3 | 3.5 | 4 | No | - | - | - | - | N/A | N/A | N/A | 1.6 | 5.0978 | 5.1167
[SEER Non Multi-Split <=65kW] GEMS (Air Conditioners up to 65kW) Determination 2019 | MEPS 2019 | AS/NZS 3823.1.1:2012 | RAC-VJ35PHAT/RAK-VJ35PHAT |  | N/A | HITACHI | N/A | Non Ducted | Single Split System | Wall Hung | Air | Air | China | 0.825 | N/A | 3.5 | N/A | N/A | N/A | N/A | N/A | 0.765 | 3.8 | Calorimeter Room | 4.4118 | 4.9593 | N/A | - | N/A | N/A | N/A | N/A | N/A | N/A | N/A | N/A | N/A | N/A | N/A | N/A | N/A | N/A | N/A | N/A | N/A | Single | R32 | Australia,New Zealand | 150076 | 2027-09-19 |  | Approved | Reverse Cycle | N/A | Yes | Class 8 | Yes | N/A | N/A | N/A | N/A | N/A | N/A | N/A | Unavailable | N/A | N/A |  | http://www.hitachiaircon.com.au | N/A |  |  | AAC7014 | Yes | Variable output compressor | Inverter | No | - | 3500 | 0.825 | - | 330 | 1750 | Yes | 245 | 1000 | - | 754.05 | 3769.5 | Yes | 235 | 1850 | - | 170 | 1400 | 3800 | 0.765 | 322 | 1900 | No | - | - | Yes | 1110 | 3800 | No | - | - | No | - | - | - | - | - | No | - | - | No | - | - | No | - | - | 56 | 62 | 6.743 | 6.41 | 6.924 | 12.218 | 9.639 | 8.312 | 142 | 226 | 658 | 206 | 310 | 787 | 5 | 4.5 | 5 | 4.557 | 5.05 | 5.438 | 4.766 | 5.185 | 5.428 | 1092 | 413 | 63 | 355 | 187 | 40 | 3 | 3.5 | 3.5 | No | - | - | - | - | N/A | N/A | N/A | 1.6 | 4.2148 | 4.9325
[SEER Non Multi-Split <=65kW] GEMS (Air Conditioners up to 65kW) Determination 2019 | MEPS 2019 | AS/NZS 3823.1.1:2012 | RAC-VJ35PHAT/RAK-VJ35PHAT |  | N/A | HITACHI | N/A | Non Ducted | Single Split System | Wall Hung | Air | Air | China | 0.825 | N/A | 3.5 | N/A | N/A | N/A | N/A | N/A | 0.765 | 3.8 | Calorimeter Room | 4.4118 | 4.9593 | N/A | - | N/A | N/A | N/A | N/A | N/A | N/A | N/A | N/A | N/A | N/A | N/A | N/A | N/A | N/A | N/A | N/A | N/A | Single | R32 | Australia,New Zealand | 152851 | 2028-02-29 |  | Approved | Reverse Cycle | N/A | Yes | Class 8 | Yes | N/A | N/A | N/A | N/A | N/A | N/A | N/A | Available | N/A | N/A |  | http://www.hitachiaircon.com.au | N/A |  |  | AAC7318 | Yes | Variable output compressor | Inverter | No | - | 3500 | 0.825 | - | 330 | 1750 | Yes | 245 | 1000 | - | 754.05 | 3769.5 | Yes | 235 | 1850 | - | 170 | 1400 | 3800 | 0.765 | 322 | 1900 | No | - | - | Yes | 1110 | 4000 | No | - | - | No | - | - | - | - | - | No | - | - | No | - | - | No | - | - | 56 | 62 | 6.743 | 6.41 | 6.924 | 12.218 | 9.639 | 8.312 | 142 | 226 | 658 | 206 | 310 | 787 | 5 | 4.5 | 5 | 4.667 | 5.073 | 5.438 | 4.846 | 5.199 | 5.428 | 1067 | 411 | 63 | 349 | 186 | 40 | 3 | 3.5 | 3.5 | No | - | - | - | - | N/A | N/A | N/A | 1.6 | 4.2148 | 4.9325
[SEER Non Multi-Split <=65kW] GEMS (Air Conditioners up to 65kW) Determination 2019 | MEPS 2019 | AS/NZS 3823.1.1:2012 | RAC-VJ50PHAT/RAK-VJ50PHAT |  | N/A | HITACHI | N/A | Non Ducted | Single Split System | Wall Hung | Air | Air | China | 1.235 | N/A | 5 | N/A | N/A | N/A | N/A | N/A | 1.53 | 6 | Calorimeter Room | 3.921 | 4.0069 | N/A | - | N/A | N/A | N/A | N/A | N/A | N/A | N/A | N/A | N/A | N/A | N/A | N/A | N/A | N/A | N/A | N/A | N/A | Single | R32 | Australia,Fiji,New Zealand | 158105 | 2028-11-26 |  | Approved | Reverse Cycle | N/A | Yes | Class 9 | Yes | N/A | N/A | N/A | N/A | N/A | N/A | N/A | Available | N/A | N/A |  | http://www.hitachiaircon.com.au | N/A |  |  | AAC7907 | Yes | Variable output compressor | Inverter | No | - | 5000 | 1.235 | - | 450 | 2500 | Yes | 260 | 880 | - | 1128.79 | 5385 | Yes | 325 | 2690 | - | 202 | 1800 | 6000 | 1.53 | 560 | 3000 | No | - | - | Yes | 2100 | 5800 | No | - | - | No | - | - | - | - | - | No | - | - | No | - | - | No | - | - | 62 | 64 | 6.944 | 6.505 | 7.008 | 11.812 | 9.602 | 8.338 | 198 | 319 | 930 | 306 | 445 | 1122 | 5 | 5 | 5.5 | 3.856 | 4.368 | 4.909 | 4.145 | 4.591 | 4.917 | 2036 | 751 | 108 | 642 | 331 | 68 | 2 | 2.5 | 3 | No | - | - | - | - | N/A | N/A | N/A | 2 | 4.0265 | 3.9043
[SEER Non Multi-Split <=65kW] GEMS (Air Conditioners up to 65kW) Determination 2019 | MEPS 2019 | AS/NZS 3823.1.1:2012 | RAC-VJ60PHAT/RAK-VJ60PHAT |  | N/A | HITACHI | N/A | Non Ducted | Single Split System | Wall Hung | Air | Air | Malaysia | 1.7 | N/A | 6 | N/A | N/A | N/A | N/A | N/A | 1.8 | 7 | Calorimeter Room | 3.6077 | 3.8308 | N/A | - | N/A | N/A | N/A | N/A | N/A | N/A | N/A | N/A | N/A | N/A | N/A | N/A | N/A | N/A | N/A | N/A | N/A | Single | R32 | Australia,Fiji,New Zealand | 158136 | 2028-11-28 |  | Approved | Reverse Cycle | N/A | Yes | Class 9 | Yes | N/A | N/A | N/A | N/A | N/A | N/A | N/A | Available | N/A | N/A |  | http://www.hitachiaircon.com.au | N/A |  |  | AAC7911 | Yes | Variable output compressor | Inverter | No | - | 6000 | 1.7 | - | 570 | 3000 | Yes | 250 | 1100 | - | 1553.8 | 6462 | Yes | 415 | 3000 | - | 200 | 1800 | 7000 | 1.8 | 587 | 3600 | No | - | - | Yes | 2200 | 6000 | No | - | - | No | - | - | - | - | - | No | - | - | No | - | - | No | - | - | 62 | 64 | 6.13 | 5.726 | 6.033 | 10.064 | 8.287 | 7.071 | 270 | 437 | 1298 | 432 | 620 | 1589 | 4.5 | 4 | 4.5 | 3.899 | 4.684 | 5.573 | 4.358 | 5.06 | 5.6 | 2349 | 817 | 110 | 712 | 350 | 70 | 2 | 3 | 4 | No | - | - | - | - | N/A | N/A | N/A | 2 | 3.5154 | 3.8743
[SEER Non Multi-Split <=65kW] GEMS (Air Conditioners up to 65kW) Determination 2019 | MEPS 2019 | AS/NZS 3823.1.1:2012 | RAC-VJ70PHAT/RAK-VJ70PHAT |  | N/A | HITACHI | N/A | Non Ducted | Single Split System | Wall Hung | Air | Air | Malaysia | 2.14 | N/A | 7 | N/A | N/A | N/A | N/A | N/A | 2.09 | 8 | Calorimeter Room | 3.3436 | 3.7287 | N/A | - | N/A | N/A | N/A | N/A | N/A | N/A | N/A | N/A | N/A | N/A | N/A | N/A | N/A | N/A | N/A | N/A | N/A | Single | R32 | Australia,Fiji,New Zealand | 158106 | 2028-11-25 |  | Approved | Reverse Cycle | N/A | Yes | Class 9 | Yes | N/A | N/A | N/A | N/A | N/A | N/A | N/A | Available | N/A | N/A |  | http://www.hitachiaircon.com.au | N/A |  |  | AAC7906 | Yes | Variable output compressor | Inverter | No | - | 7000 | 2.14 | - | 730 | 3500 | Yes | 570 | 2700 | - | 1955.96 | 7539 | Yes | 590 | 4050 | - | 335 | 2950 | 8000 | 2.09 | 655 | 4000 | Yes | 270 | 1680 | Yes | 2050 | 6000 | No | - | - | No | - | - | - | - | - | No | - | - | No | - | - | No | - | - | 63 | 65 | 6.157 | 5.718 | 6.022 | 14.092 | 9.811 | 7.404 | 315 | 512 | 1518 | 359 | 611 | 1771 | 4.5 | 4 | 4.5 | 3.742 | 4.644 | 6.023 | 4.242 | 5.312 | 6.136 | 2796 | 941 | 116 | 836 | 381 | 72 | 2 | 3 | 4.5 | No | - | - | - | - | N/A | N/A | N/A | 2 | 3.2607 | 3.8154
[SEER Multi-Split <=65kW] GEMS (Air Conditioners up to 65kW) Determination 2019 | N/A | AS/NZS 3823.1.4:2012 | RAM-53NP2E/RAK-18QXE/RAK-35RXE |  | N/A | HITACHI | 0.27 | Non Ducted | Multiple split - Fixed head | N/A | Air | Air | Malaysia | 1.26 | 5.03 | 5.3 | N/A | 0 | 0 | 0 | N/A | 1.61 | 6.8 | Calorimeter Room | 4.7725 | 3.9243 | Yes | 0 | N/A | 3 | 3 | 0 | 0 | N/A | N/A | N/A | 4.7329 | 3.9009 | N/A | N/A | N/A | N/A | N/A | N/A | Calorimeter Room | Single | R32 | Australia,Fiji,New Zealand | 127255 | 2025-03-12 |  | Approved | Reverse Cycle | N/A | No | Class 19 | No | N/A | No | - | - | - | - | 4.7725 | Available | N/A | N/A |  | http://www.hitachiaircon.com.au | Yes |  |  | AAC4629 | N/A | Variable output compressor | Inverter | N/A | N/A | N/A | 1.26 | N/A | N/A | N/A | N/A | N/A | N/A | N/A | N/A | N/A | N/A | N/A | N/A | N/A | N/A | N/A | N/A | 1.61 | N/A | N/A | N/A | N/A | N/A | N/A | N/A | N/A | N/A | N/A | N/A | N/A | N/A | N/A | N/A | N/A | N/A | N/A | N/A | N/A | N/A | N/A | N/A | N/A | N/A | N/A | N/A | N/A | N/A | N/A | N/A | N/A | N/A | N/A | N/A | N/A | N/A | N/A | N/A | N/A | N/A | N/A | N/A | N/A | N/A | N/A | N/A | N/A | N/A | N/A | N/A | N/A | N/A | N/A | N/A | N/A | N/A | N/A | N/A | N/A | N/A | N/A | N/A | N/A | N/A | N/A | N/A | 4.1728 | 4.1972
[SEER Multi-Split <=65kW] GEMS (Air Conditioners up to 65kW) Determination 2019 | N/A | AS/NZS 3823.1.4:2012 | RAM-53NP3E/RAK-18QXE/RAK-35RXE |  | N/A | HITACHI | 0.41 | Non Ducted | Multiple split - Fixed head | N/A | Air | Air | Malaysia | 1.29 | 4.89 | 5.3 | N/A | 0 | 0 | 0 | N/A | 1.61 | 6.8 | Calorimeter Room | 4.0008 | 4.588 | Yes | 0 | N/A | 3 | 3 | 0 | 0 | N/A | N/A | N/A | 3.9691 | 4.5567 | N/A | N/A | N/A | N/A | N/A | N/A | Calorimeter Room | Single | R32 | Australia,Fiji,New Zealand | 127387 | 2025-03-13 |  | Approved | Reverse Cycle | N/A | No | Class 19 | No | N/A | No | - | - | - | - | 4.0008 | Available | N/A | N/A |  | http://www.hitachiaircon.com.au | Yes |  |  | AAC4631 | N/A | Variable output compressor | Inverter | N/A | N/A | N/A | 1.29 | N/A | N/A | N/A | N/A | N/A | N/A | N/A | N/A | N/A | N/A | N/A | N/A | N/A | N/A | N/A | N/A | 1.61 | N/A | N/A | N/A | N/A | N/A | N/A | N/A | N/A | N/A | N/A | N/A | N/A | N/A | N/A | N/A | N/A | N/A | N/A | N/A | N/A | N/A | N/A | N/A | N/A | N/A | N/A | N/A | N/A | N/A | N/A | N/A | N/A | N/A | N/A | N/A | N/A | N/A | N/A | N/A | N/A | N/A | N/A | N/A | N/A | N/A | N/A | N/A | N/A | N/A | N/A | N/A | N/A | N/A | N/A | N/A | N/A | N/A | N/A | N/A | N/A | N/A | N/A | N/A | N/A | N/A | N/A | N/A | 4.0765 | 4.1972
[SEER Multi-Split <=65kW] GEMS (Air Conditioners up to 65kW) Determination 2019 | N/A | AS/NZS 3823.1.4:2012 | RAM-68NP3E/RAK-18QXE/RAK-50RXE |  | N/A | HITACHI | 0.72 | Non Ducted | Multiple split - Fixed head | N/A | Air | Air | Malaysia | 1.83 | 6.08 | 6.8 | N/A | 0 | 0 | 0 | N/A | 2.12 | 8.5 | Calorimeter Room | 3.5765 | 3.8453 | Yes | 0 | N/A | 3 | 3 | 0 | 0 | N/A | N/A | N/A | 3.557 | 3.8272 | N/A | N/A | N/A | N/A | N/A | N/A | Calorimeter Room | Single | R32 | Australia,Fiji,New Zealand | 127388 | 2025-03-11 |  | Approved | Reverse Cycle | N/A | No | Class 19 | No | N/A | No | - | - | - | - | 3.5765 | Available | N/A | N/A |  | http://www.hitachiaircon.com.au | Yes |  |  | AAC4627 | N/A | Variable output compressor | Inverter | N/A | N/A | N/A | 1.83 | N/A | N/A | N/A | N/A | N/A | N/A | N/A | N/A | N/A | N/A | N/A | N/A | N/A | N/A | N/A | N/A | 2.12 | N/A | N/A | N/A | N/A | N/A | N/A | N/A | N/A | N/A | N/A | N/A | N/A | N/A | N/A | N/A | N/A | N/A | N/A | N/A | N/A | N/A | N/A | N/A | N/A | N/A | N/A | N/A | N/A | N/A | N/A | N/A | N/A | N/A | N/A | N/A | N/A | N/A | N/A | N/A | N/A | N/A | N/A | N/A | N/A | N/A | N/A | N/A | N/A | N/A | N/A | N/A | N/A | N/A | N/A | N/A | N/A | N/A | N/A | N/A | N/A | N/A | N/A | N/A | N/A | N/A | N/A | N/A | 3.6954 | 3.9903
[SEER Multi-Split <=65kW] GEMS (Air Conditioners up to 65kW) Determination 2019 | N/A | AS/NZS 3823.1.4:2012 | RAM-70NP4E/RAK-35RXE/RAK-35RXE |  | N/A | HITACHI | 0.72 | Non Ducted | Multiple split - Fixed head | N/A | Air | Air | Malaysia | 1.89 | 6.28 | 7 | N/A | 0 | 0 | 0 | N/A | 2.02 | 8.5 | Calorimeter Room | 3.5757 | 4.1647 | Yes | 0 | N/A | 3 | 3 | 0 | 0 | N/A | N/A | N/A | 3.5566 | 4.1433 | N/A | N/A | N/A | N/A | N/A | N/A | Calorimeter Room | Single | R32 | Australia,Fiji,New Zealand | 127389 | 2025-03-13 |  | Approved | Reverse Cycle | N/A | No | Class 19 | No | N/A | No | - | - | - | - | 3.5757 | Available | N/A | N/A |  | http://www.hitachiaircon.com.au | Yes |  |  | AAC4641 | N/A | Variable output compressor | Inverter | N/A | N/A | N/A | 1.89 | N/A | N/A | N/A | N/A | N/A | N/A | N/A | N/A | N/A | N/A | N/A | N/A | N/A | N/A | N/A | N/A | 2.02 | N/A | N/A | N/A | N/A | N/A | N/A | N/A | N/A | N/A | N/A | N/A | N/A | N/A | N/A | N/A | N/A | N/A | N/A | N/A | N/A | N/A | N/A | N/A | N/A | N/A | N/A | N/A | N/A | N/A | N/A | N/A | N/A | N/A | N/A | N/A | N/A | N/A | N/A | N/A | N/A | N/A | N/A | N/A | N/A | N/A | N/A | N/A | N/A | N/A | N/A | N/A | N/A | N/A | N/A | N/A | N/A | N/A | N/A | N/A | N/A | N/A | N/A | N/A | N/A | N/A | N/A | N/A | 3.6839 | 4.1869
[SEER Multi-Split <=65kW] GEMS (Air Conditioners up to 65kW) Determination 2019 | N/A | AS/NZS 3823.1.4:2012 | RAM-90NP5E/RAK-35RXE/RAK-50RXE |  | N/A | HITACHI | 1.11 | Non Ducted | Multiple split - Fixed head | N/A | Air | Air | Malaysia | 2.5 | 7.89 | 9 | N/A | 0 | 0 | 0 | N/A | 2.56 | 10 | Calorimeter Room | 3.7664 | 3.7424 | Yes | 0 | N/A | 3 | 3 | 0 | 0 | N/A | N/A | N/A | 3.7506 | 3.7277 | N/A | N/A | N/A | N/A | N/A | N/A | Calorimeter Room | Single | R32 | Australia,Fiji,New Zealand | 127391 | 2025-03-13 |  | Approved | Reverse Cycle | N/A | No | Class 19 | No | N/A | No | - | - | - | - | 3.7664 | Available | N/A | N/A |  | http://www.hitachiaircon.com.au | Yes |  |  | AAC4640 | N/A | Variable output compressor | Inverter | N/A | N/A | N/A | 2.5 | N/A | N/A | N/A | N/A | N/A | N/A | N/A | N/A | N/A | N/A | N/A | N/A | N/A | N/A | N/A | N/A | 2.56 | N/A | N/A | N/A | N/A | N/A | N/A | N/A | N/A | N/A | N/A | N/A | N/A | N/A | N/A | N/A | N/A | N/A | N/A | N/A | N/A | N/A | N/A | N/A | N/A | N/A | N/A | N/A | N/A | N/A | N/A | N/A | N/A | N/A | N/A | N/A | N/A | N/A | N/A | N/A | N/A | N/A | N/A | N/A | N/A | N/A | N/A | N/A | N/A | N/A | N/A | N/A | N/A | N/A | N/A | N/A | N/A | N/A | N/A | N/A | N/A | N/A | N/A | N/A | N/A | N/A | N/A | N/A | 3.5855 | 3.8908
[SEER Multi-Split <=65kW] GEMS (Air Conditioners up to 65kW) Determination 2019 | MEPS 2019 | AS/NZS 3823.1.4:2012 | RAS-080HNCELW |  | N/A | HITACHI | N/A | Non Ducted | vrf | N/A | Air | Air | China,Japan | 6.11 | N/A | 22.4 | N/A | N/A | N/A | N/A | N/A | 5.68 | 25 | Enthalpy Test Room | 3.499 | 4.2536 | N/A | - | N/A | N/A | N/A | N/A | N/A | N/A | N/A | N/A | N/A | N/A | N/A | N/A | N/A | N/A | N/A | N/A | N/A | Three | R410A | Australia,New Zealand | 136502 | 2026-03-19 |  | Approved | Reverse Cycle | N/A | Yes | Class 20 | Yes | N/A | N/A | N/A | N/A | N/A | N/A | N/A | Available | N/A | N/A |  | http://www.hitachiaircon.com.au | N/A |  |  | AAC5846 | Yes | Variable output compressor | Inverter | No | - | 22400 | 6.11 | - | 2129 | 11200 | No | - | - | - | 5584.54 | 24124.8 | No | 1945.906 | 12062.4 | No | - | - | 25000 | 5.68 | 2160 | 12500 | No | - | - | Yes | 8915 | 22322 | No | - | - | No | - | - | - | - | - | No | - | - | No | - | - | No | - | - | N/A | 78 | 4.25 | 4.224 | 4.912 | 5.616 | 5.316 | 5.36 | 1362 | 2099 | 5844 | 2808 | 3521 | 7738 | 2.5 | 2.5 | 3 | 3.902 | 4.668 | 5.311 | 4.271 | 4.92 | 5.314 | 8484 | 3049 | 527 | 2691 | 1382 | 355 | 2 | 3 | 3.5 | N/A | N/A | N/A | N/A | N/A | N/A | N/A | N/A | 53 | 3.5617 | 4.2668
[SEER Multi-Split <=65kW] GEMS (Air Conditioners up to 65kW) Determination 2019 | MEPS 2019 | AS/NZS 3823.1.4:2012 | RAS-080RNCBLW |  | N/A | HITACHI | N/A | Non Ducted | vrf | N/A | Air | Air | China | 4.5 | N/A | 22.4 | N/A | N/A | N/A | N/A | N/A | 5.26 | 25 | Enthalpy Test Room | 4.7771 | 4.5278 | N/A | - | N/A | N/A | N/A | N/A | N/A | N/A | N/A | N/A | N/A | N/A | N/A | N/A | N/A | N/A | N/A | N/A | N/A | Three | R410A | Australia,New Zealand | 150850 | 2028-02-09 |  | Approved | Reverse Cycle | N/A | Yes | Class 20 | Yes | N/A | N/A | N/A | N/A | N/A | N/A | N/A | Available | N/A | N/A |  | http://www.hitachiaircon.com.au | N/A |  |  | AAC7255 | Yes | Variable output compressor | Inverter | No | - | 22400 | 4.5 | - | 1860 | 11200 | No | - | - | - | 4113 | 24124.8 | No | 1700.04 | 12062.4 | No | - | - | 25000 | 5.26 | 2130 | 12500 | No | - | - | Yes | 5770 | 18990 | No | - | - | No | - | - | - | - | - | No | - | - | No | - | - | No | - | - | N/A | 77.6 | 3.88 | 4.114 | 5.517 | 5.773 | 5.656 | 6.158 | 1366 | 1996 | 5036 | 2601 | 3175 | 6596 | 2 | 2.5 | 4 | 3.87 | 4.67 | 5.4 | 4.157 | 4.964 | 5.395 | 8690 | 3211 | 674 | 2889 | 1499 | 476 | 2 | 3 | 3.5 | N/A | N/A | N/A | N/A | N/A | N/A | N/A | N/A | 114.5 | 4.5836 | 4.4271
[SEER Multi-Split <=65kW] GEMS (Air Conditioners up to 65kW) Determination 2019 | MEPS 2019 | AS/NZS 3823.1.4:2012 | RAS-080RNCCLW |  | N/A | HITACHI | N/A | Non Ducted | vrf | N/A | Air | Air | China | 4.53 | N/A | 22.4 | N/A | N/A | N/A | N/A | N/A | 5.32 | 25 | Enthalpy Test Room | 5.125 | 4.9289 | N/A | - | N/A | N/A | N/A | N/A | N/A | N/A | N/A | N/A | N/A | N/A | N/A | N/A | N/A | N/A | N/A | N/A | N/A | Three | R410A | Australia,New Zealand | 151033 | 2028-03-01 |  | Approved | Reverse Cycle | N/A | Yes | Class 20 | Yes | N/A | N/A | N/A | N/A | N/A | N/A | N/A | Available | N/A | N/A |  | http://www.hitachiaircon.com.au | N/A |  |  | AAC7322 | Yes | Variable output compressor | Inverter | No | - | 22400 | 4.53 | - | 1930 | 11200 | No | - | - | - | 4140.42 | 24124.8 | No | 1764.02 | 12062.4 | No | - | - | 25000 | 5.32 | 2020 | 12500 | No | - | - | Yes | 5420 | 18680 | No | - | - | No | - | - | - | - | - | No | - | - | No | - | - | No | - | - | N/A | 74.2 | 3.814 | 4.045 | 5.399 | 5.628 | 5.517 | 6.01 | 1394 | 2035 | 5152 | 2674 | 3261 | 6765 | 2 | 2.5 | 3.5 | 3.959 | 4.822 | 5.679 | 4.289 | 5.176 | 5.682 | 8500 | 3119 | 655 | 2807 | 1447 | 464 | 2 | 3 | 4 | N/A | N/A | N/A | N/A | N/A | N/A | N/A | N/A | 114.5 | 4.5556 | 4.3806
[SEER Multi-Split <=65kW] GEMS (Air Conditioners up to 65kW) Determination 2019 | MEPS 2019 | AS/NZS 3823.1.4:2012 | RAS-100HNCELW |  | N/A | HITACHI | N/A | Non Ducted | vrf | N/A | Air | Air | China,Japan | 8.13 | N/A | 28 | N/A | N/A | N/A | N/A | N/A | 7.7 | 31.5 | Enthalpy Test Room | 3.281 | 3.9456 | N/A | - | N/A | N/A | N/A | N/A | N/A | N/A | N/A | N/A | N/A | N/A | N/A | N/A | N/A | N/A | N/A | N/A | N/A | Three | R410A | Australia,New Zealand | 136512 | 2026-03-19 |  | Approved | Reverse Cycle | N/A | Yes | Class 20 | Yes | N/A | N/A | N/A | N/A | N/A | N/A | N/A | Available | N/A | N/A |  | http://www.hitachiaircon.com.au | N/A |  |  | AAC5847 | Yes | Variable output compressor | Inverter | No | - | 28000 | 8.13 | - | 2627 | 14000 | No | - | - | - | 7430.82 | 30156 | No | 2401.078 | 15078 | No | - | - | 31500 | 7.7 | 2927 | 15750 | No | - | - | Yes | 12012 | 28125 | No | - | - | No | - | - | - | - | - | No | - | - | No | - | - | No | - | - | N/A | 80 | 4.235 | 4.172 | 4.836 | 5.629 | 5.298 | 5.297 | 1712 | 2662 | 7425 | 3504 | 4419 | 9791 | 2.5 | 2.5 | 3 | 3.654 | 4.345 | 4.938 | 3.993 | 4.578 | 4.941 | 11402 | 4110 | 697 | 3613 | 1857 | 467 | 2 | 2.5 | 3 | N/A | N/A | N/A | N/A | N/A | N/A | N/A | N/A | 65 | 3.3534 | 3.9774
[SEER Multi-Split <=65kW] GEMS (Air Conditioners up to 65kW) Determination 2019 | MEPS 2019 | AS/NZS 3823.1.4:2012 | RAS-100RNCBLW |  | N/A | HITACHI | N/A | Non Ducted | vrf | N/A | Air | Air | China | 6.11 | N/A | 28 | N/A | N/A | N/A | N/A | N/A | 6.84 | 31.5 | Enthalpy Test Room | 4.3949 | 4.3651 | N/A | - | N/A | N/A | N/A | N/A | N/A | N/A | N/A | N/A | N/A | N/A | N/A | N/A | N/A | N/A | N/A | N/A | N/A | Three | R410A | Australia,New Zealand | 151025 | 2028-03-01 |  | Approved | Reverse Cycle | N/A | Yes | Class 20 | Yes | N/A | N/A | N/A | N/A | N/A | N/A | N/A | Available | N/A | N/A |  | http://www.hitachiaircon.com.au | N/A |  |  | AAC7319 | Yes | Variable output compressor | Inverter | No | - | 28000 | 6.11 | - | 2360 | 14000 | No | - | - | - | 5584.54 | 30156 | No | 2157.04 | 15078 | No | - | - | 31500 | 6.84 | 2660 | 15750 | No | - | - | Yes | 7500 | 23990 | No | - | - | No | - | - | - | - | - | No | - | - | No | - | - | No | - | - | N/A | 80.1 | 3.937 | 4.121 | 5.383 | 5.763 | 5.602 | 5.994 | 1708 | 2525 | 6492 | 3285 | 4036 | 8507 | 2 | 2.5 | 3.5 | 3.844 | 4.653 | 5.439 | 4.148 | 4.976 | 5.439 | 10989 | 4021 | 810 | 3618 | 1855 | 568 | 2 | 3 | 3.5 | N/A | N/A | N/A | N/A | N/A | N/A | N/A | N/A | 130 | 4.2752 | 4.3273
[SEER Multi-Split <=65kW] GEMS (Air Conditioners up to 65kW) Determination 2019 | MEPS 2019 | AS/NZS 3823.1.4:2012 | RAS-100RNCCLW |  | N/A | HITACHI | N/A | Non Ducted | vrf | N/A | Air | Air | China | 6.58 | N/A | 28 | N/A | N/A | N/A | N/A | N/A | 6.91 | 31.5 | Enthalpy Test Room | 4.0537 | 4.3348 | N/A | - | N/A | N/A | N/A | N/A | N/A | N/A | N/A | N/A | N/A | N/A | N/A | N/A | N/A | N/A | N/A | N/A | N/A | Three | R410A | Australia,New Zealand | 151034 | 2028-03-01 |  | Approved | Reverse Cycle | N/A | Yes | Class 20 | Yes | N/A | N/A | N/A | N/A | N/A | N/A | N/A | Available | N/A | N/A |  | http://www.hitachiaircon.com.au | N/A |  |  | AAC7329 | Yes | Variable output compressor | Inverter | No | - | 28000 | 6.58 | - | 2510 | 14000 | No | - | - | - | 6014.12 | 30156 | No | 2294.14 | 15078 | No | - | - | 31500 | 6.91 | 2690 | 15750 | No | - | - | Yes | 7840 | 22550 | No | - | - | No | - | - | - | - | - | No | - | - | No | - | - | No | - | - | N/A | 80.3 | 3.774 | 3.932 | 5.075 | 5.471 | 5.304 | 5.639 | 1794 | 2663 | 6905 | 3474 | 4278 | 9059 | 2 | 2 | 3.5 | 3.596 | 4.457 | 5.379 | 3.964 | 4.636 | 5.379 | 11727 | 4183 | 816 | 3773 | 1971 | 572 | 2 | 2.5 | 3.5 | N/A | N/A | N/A | N/A | N/A | N/A | N/A | N/A | 130 | 3.9889 | 4.2861
[SEER Multi-Split <=65kW] GEMS (Air Conditioners up to 65kW) Determination 2019 | MEPS 2019 | AS/NZS 3823.1.4:2012 | RAS-120HNCELW |  | N/A | HITACHI | N/A | Non Ducted | vrf | N/A | Air | Air | China,Japan | 9.64 | N/A | 33.5 | N/A | N/A | N/A | N/A | N/A | 10.55 | 37.5 | Enthalpy Test Room | 3.3172 | 3.4222 | N/A | - | N/A | N/A | N/A | N/A | N/A | N/A | N/A | N/A | N/A | N/A | N/A | N/A | N/A | N/A | N/A | N/A | N/A | Three | R410A | Australia,New Zealand | 136528 | 2026-03-19 |  | Approved | Reverse Cycle | N/A | Yes | Class 20 | Yes | N/A | N/A | N/A | N/A | N/A | N/A | N/A | Available | N/A | N/A |  | http://www.hitachiaircon.com.au | N/A |  |  | AAC5848 | Yes | Variable output compressor | Inverter | No | No | 33500 | 9.64 | - | 3058 | 16750 | No | - | - | - | 8810.96 | 36079.5 | No | 2795.012 | 18039.75 | No | - | - | 37500 | 10.55 | 3309 | 18750 | No | - | - | Yes | 14280 | 33483 | No | - | - | No | - | - | - | - | - | No | - | - | No | - | - | No | - | - | N/A | - | 4.455 | 4.353 | 4.973 | 5.846 | 5.479 | 5.437 | 1967 | 3078 | 8666 | 4057 | 5133 | 11436 | 2.5 | 2.5 | 3 | 3.613 | 4.321 | 5.161 | 4.043 | 4.679 | 5.188 | 13699 | 4885 | 772 | 4224 | 2141 | 512 | 2 | 2.5 | 3.5 | N/A | N/A | N/A | N/A | N/A | N/A | N/A | N/A | 65 | 3.3977 | 3.482
[SEER Multi-Split <=65kW] GEMS (Air Conditioners up to 65kW) Determination 2019 | MEPS 2019 | AS/NZS 3823.1.4:2012 | RAS-120RNCBLW |  | N/A | HITACHI | N/A | Non Ducted | vrf | N/A | Air | Air | China | 7.44 | N/A | 33.5 | N/A | N/A | N/A | N/A | N/A | 8.18 | 37.5 | Enthalpy Test Room | 4.2889 | 4.3424 | N/A | - | N/A | N/A | N/A | N/A | N/A | N/A | N/A | N/A | N/A | N/A | N/A | N/A | N/A | N/A | N/A | N/A | N/A | Three | R410A | Australia,New Zealand | 151026 | 2028-03-01 |  | Approved | Reverse Cycle | N/A | Yes | Class 20 | Yes | N/A | N/A | N/A | N/A | N/A | N/A | N/A | Available | N/A | N/A |  | http://www.hitachiaircon.com.au | N/A |  |  | AAC7328 | Yes | Variable output compressor | Inverter | No | No | 33500 | 7.44 | - | 2940 | 16750 | No | - | - | - | 6800.16 | 36079.5 | No | 2687.16 | 18039.75 | No | - | - | 37500 | 8.18 | 3150 | 18750 | No | - | - | Yes | 12270 | 32270 | No | - | - | No | - | - | - | - | - | No | - | - | No | - | - | No | - | - | N/A | - | 3.918 | 4.088 | 5.265 | 5.642 | 5.478 | 5.835 | 2071 | 3068 | 7968 | 4036 | 4961 | 10477 | 2 | 2.5 | 3.5 | 3.958 | 4.777 | 5.466 | 4.351 | 5.043 | 5.467 | 12700 | 4656 | 945 | 4107 | 2169 | 661 | 2 | 3 | 3.5 | N/A | N/A | N/A | N/A | N/A | N/A | N/A | N/A | 148.2 | 4.2187 | 4.3198
[SEER Multi-Split <=65kW] GEMS (Air Conditioners up to 65kW) Determination 2019 | MEPS 2019 | AS/NZS 3823.1.4:2012 | RAS-120RNCCLW |  | N/A | HITACHI | N/A | Non Ducted | vrf | N/A | Air | Air | China | 8.38 | N/A | 33.5 | N/A | N/A | N/A | N/A | N/A | 8.8 | 37.5 | Enthalpy Test Room | 3.8497 | 4.0327 | N/A | - | N/A | N/A | N/A | N/A | N/A | N/A | N/A | N/A | N/A | N/A | N/A | N/A | N/A | N/A | N/A | N/A | N/A | Three | R410A | Australia,New Zealand | 151035 | 2028-03-01 |  | Approved | Reverse Cycle | N/A | Yes | Class 20 | Yes | N/A | N/A | N/A | N/A | N/A | N/A | N/A | Available | N/A | N/A |  | http://www.hitachiaircon.com.au | N/A |  |  | AAC7323 | Yes | Variable output compressor | Inverter | No | No | 33500 | 8.38 | - | 3050 | 16750 | No | - | - | - | 7659.32 | 36079.5 | No | 2787.7 | 18039.75 | No | - | - | 37500 | 8.8 | 3460 | 18750 | No | - | - | Yes | 9240 | 24580 | No | - | - | No | - | - | - | - | - | No | - | - | No | - | - | No | - | - | N/A | - | 3.921 | 4.02 | 5.012 | 5.528 | 5.313 | 5.539 | 2110 | 3175 | 8434 | 4164 | 5163 | 11091 | 2 | 2.5 | 3.5 | 2.995 | 3.68 | 4.98 | 3.403 | 3.936 | 4.979 | 16637 | 5878 | 956 | 5128 | 2655 | 660 | 1 | 2 | 3 | N/A | N/A | N/A | N/A | N/A | N/A | N/A | N/A | 130 | 3.7984 | 4.0587
[SEER Multi-Split <=65kW] GEMS (Air Conditioners up to 65kW) Determination 2019 | MEPS 2019 | AS/NZS 3823.1.4:2012 | RAS-140HNCELW |  | N/A | HITACHI | N/A | Non Ducted | vrf | N/A | Air | Air | China,Japan | 12.45 | N/A | 40 | N/A | N/A | N/A | N/A | N/A | 11.15 | 45 | Enthalpy Test Room | 3.1415 | 3.9214 | N/A | - | N/A | N/A | N/A | N/A | N/A | N/A | N/A | N/A | N/A | N/A | N/A | N/A | N/A | N/A | N/A | N/A | N/A | Three | R410A | Australia,New Zealand | 136529 | 2026-03-22 |  | Approved | Reverse Cycle | N/A | Yes | Class 21 | Yes | N/A | N/A | N/A | N/A | N/A | N/A | N/A | Available | N/A | N/A |  | http://www.hitachiaircon.com.au | N/A |  |  | AAC5855 | Yes | Variable output compressor | Inverter | No | No | 40000 | 12.45 | - | 4209 | 20000 | No | - | - | - | 11379.3 | 43080 | No | 3847.026 | 21540 | No | - | - | 45000 | 11.15 | 3925 | 22500 | No | - | - | Yes | 17921 | 40179 | No | - | - | No | - | - | - | - | - | No | - | - | No | - | - | No | - | - | N/A | - | 4.113 | 4.006 | 4.476 | 5.231 | 4.906 | 4.855 | 2584 | 4042 | 11546 | 5457 | 6888 | 15336 | 2.5 | 2.5 | 2.5 | 3.701 | 4.491 | 5.245 | 4.112 | 4.798 | 5.258 | 16025 | 5616 | 885 | 4962 | 2485 | 583 | 2 | 2.5 | 3.5 | N/A | N/A | N/A | N/A | N/A | N/A | N/A | N/A | 66 | 3.1563 | 3.9567
[SEER Multi-Split <=65kW] GEMS (Air Conditioners up to 65kW) Determination 2019 | MEPS 2019 | AS/NZS 3823.1.4:2012 | RAS-140RNCBLW |  | N/A | HITACHI | N/A | Non Ducted | vrf | N/A | Air | Air | China | 9.15 | N/A | 40 | N/A | N/A | N/A | N/A | N/A | 10.37 | 45 | Enthalpy Test Room | 4.136 | 4.1568 | N/A | - | N/A | N/A | N/A | N/A | N/A | N/A | N/A | N/A | N/A | N/A | N/A | N/A | N/A | N/A | N/A | N/A | N/A | Three | R410A | Australia,New Zealand | 151028 | 2028-02-09 |  | Approved | Reverse Cycle | N/A | Yes | Class 21 | Yes | N/A | N/A | N/A | N/A | N/A | N/A | N/A | Available | N/A | N/A |  | http://www.hitachiaircon.com.au | N/A |  |  | AAC7256 | Yes | Variable output compressor | Inverter | No | No | 40000 | 9.15 | - | 3470 | 20000 | No | - | - | - | 8363.1 | 43080 | No | 3171.58 | 21540 | No | - | - | 45000 | 10.37 | 4210 | 22500 | No | - | - | Yes | 11780 | 33780 | No | - | - | No | - | - | - | - | - | No | - | - | No | - | - | No | - | - | N/A | - | 3.311 | 3.539 | 4.951 | 5.174 | 5.09 | 5.613 | 2789 | 4053 | 9910 | 5093 | 6208 | 12827 | 1.5 | 2 | 3 | 3.52 | 4.232 | 4.918 | 3.789 | 4.513 | 4.913 | 17295 | 6494 | 1445 | 5798 | 3060 | 1033 | 2 | 2.5 | 3 | N/A | N/A | N/A | N/A | N/A | N/A | N/A | N/A | 271.4 | 3.9732 | 3.9868
[SEER Multi-Split <=65kW] GEMS (Air Conditioners up to 65kW) Determination 2019 | MEPS 2019 | AS/NZS 3823.1.4:2012 | RAS-140RNCCLW |  | N/A | HITACHI | N/A | Non Ducted | vrf | N/A | Air | Air | China | 10.08 | N/A | 40 | N/A | N/A | N/A | N/A | N/A | 10.58 | 45 | Enthalpy Test Room | 3.7416 | 4.0986 | N/A | - | N/A | N/A | N/A | N/A | N/A | N/A | N/A | N/A | N/A | N/A | N/A | N/A | N/A | N/A | N/A | N/A | N/A | Three | R410A | Australia,New Zealand | 151037 | 2028-03-01 |  | Approved | Reverse Cycle | N/A | Yes | Class 21 | Yes | N/A | N/A | N/A | N/A | N/A | N/A | N/A | Available | N/A | N/A |  | http://www.hitachiaircon.com.au | N/A |  |  | AAC7324 | Yes | Variable output compressor | Inverter | No | - | 40000 | 10.08 | - | 3790 | 20000 | No | - | - | - | 9213.12 | 43080 | No | 3464.06 | 21540 | No | - | - | 45000 | 10.58 | 5660 | 22500 | No | - | - | Yes | 14760 | 36910 | No | - | - | No | - | - | - | - | - | No | - | - | No | - | - | No | - | - | N/A | 83.1 | 3.885 | 3.978 | 4.909 | 5.4 | 5.189 | 5.402 | 2560 | 3852 | 10306 | 5110 | 6332 | 13598 | 2 | 2 | 3 | 3.154 | 3.567 | 3.702 | 3.263 | 3.567 | 3.672 | 18960 | 7247 | 1392 | 6389 | 3468 | 946 | 1.5 | 2 | 2 | N/A | N/A | N/A | N/A | N/A | N/A | N/A | N/A | 149 | 3.7794 | 4.06
[SEER Multi-Split <=65kW] GEMS (Air Conditioners up to 65kW) Determination 2019 | MEPS 2019 | AS/NZS 3823.1.4:2012 | RAS-14FSXNS |  | N/A | HITACHI | 8.01 | Non Ducted | vrf | N/A | Air | Air | Japan | 12.68 | 31.99 | 40 | N/A | N/A | N/A | N/A | N/A | 13.28 | 45 | Enthalpy Test Room | 3.102 | 3.483 | Yes | - | N/A | 130 | 136 | N/A | N/A | N/A | N/A | N/A | 2.9946 | 3.3575 | N/A | N/A | N/A | N/A | N/A | N/A | Enthalpy Test Room | Three | R410A | Australia,New Zealand | 151444 | 2027-12-04 |  | Approved | Reverse Cycle | N/A | Yes | Class 21 | Yes | N/A | N/A | Yes | N/A | N/A | N/A | 3.102 | Available | N/A | N/A |  | http://www.hitachiaircon.com.au | Yes |  |  | AAC7190 | Yes | Variable output compressor | Inverter | Yes | Yes | 40000 | 12.68 | - | - | - | - | - | - | No | - | - | - | - | - | - | - | - | 45000 | 13.28 | - | - | - | - | - | - | - | - | - | - | - | - | - | - | - | - | - | - | - | - | - | - | - | - | - | - | N/A | - | 2.695 | 2.77 | 3.181 | 3.349 | 3.24 | 3.371 | 3878 | 5753 | 16154 | 8468 | 10367 | 22013 | 1 | 1 | 1.5 | - | - | - | - | - | - | - | - | - | - | - | - | 0 | 0 | 0 | N/A | N/A | N/A | N/A | N/A | N/A | N/A | N/A | 130 | 3.0489 | 3.28
[SEER Multi-Split <=65kW] GEMS (Air Conditioners up to 65kW) Determination 2019 | MEPS 2019 | AS/NZS 3823.1.4:2012 | RAS-160HNCELW |  | N/A | HITACHI | N/A | Non Ducted | vrf | N/A | Air | Air | China,Japan | 14.32 | N/A | 45 | N/A | N/A | N/A | N/A | N/A | 14.46 | 50 | Enthalpy Test Room | 2.9972 | 3.3497 | N/A | - | N/A | N/A | N/A | N/A | N/A | N/A | N/A | N/A | N/A | N/A | N/A | N/A | N/A | N/A | N/A | N/A | N/A | Three | R410A | Australia,New Zealand | 136531 | 2026-03-23 |  | Approved | Reverse Cycle | N/A | Yes | Class 21 | Yes | N/A | N/A | N/A | N/A | N/A | N/A | N/A | Available | N/A | N/A |  | http://www.hitachiaircon.com.au | N/A |  |  | AAC5856 | Yes | Variable output compressor | Inverter | No | No | 45000 | 14.32 | - | 5197 | 22500 | No | - | - | - | 13088.48 | 48465 | No | 4750.058 | 24232.5 | No | - | - | 50000 | 14.46 | 4930 | 25000 | No | - | - | Yes | 19563 | 44643 | No | - | - | No | - | - | - | - | - | No | - | - | No | - | - | No | - | - | N/A | - | 3.917 | 3.823 | 4.221 | 4.876 | 4.586 | 4.548 | 3079 | 4796 | 13805 | 6614 | 8318 | 18442 | 2 | 2 | 2.5 | 3.396 | 3.987 | 4.634 | 3.74 | 4.258 | 4.649 | 19373 | 6986 | 1070 | 6030 | 3076 | 699 | 1.5 | 2 | 3 | N/A | N/A | N/A | N/A | N/A | N/A | N/A | N/A | 66 | 3.0943 | 3.4053
[SEER Multi-Split <=65kW] GEMS (Air Conditioners up to 65kW) Determination 2019 | MEPS 2019 | AS/NZS 3823.1.4:2012 | RAS-160HNCELWP |  | N/A | HITACHI | N/A | Non Ducted | vrf | N/A | Air | Air | China,Japan | 12.22 | N/A | 44.8 | N/A | N/A | N/A | N/A | N/A | 11.36 | 50 | Enthalpy Test Room | 3.499 | 4.2536 | N/A | - | N/A | N/A | N/A | N/A | N/A | N/A | N/A | N/A | N/A | N/A | N/A | N/A | N/A | N/A | N/A | N/A | N/A | Three | R410A | Australia,New Zealand | 137385 | 2026-05-17 |  | Approved | Reverse Cycle | N/A | Yes | Class 21 | Yes | N/A | N/A | N/A | N/A | N/A | N/A | N/A | Available | N/A | N/A |  | http://www.hitachiaircon.com.au | N/A |  |  | AAC6002 | Yes | Variable output compressor | Inverter | No | No | 44800 | 12.22 | - | 4258 | 22400 | No | - | - | - | 11169.08 | 48249.6 | No | 3891.812 | 24124.8 | No | - | - | 50000 | 11.36 | 4320 | 25000 | No | - | - | Yes | 17830 | 44643 | No | - | - | No | - | - | - | - | - | No | - | - | No | - | - | No | - | - | N/A | - | 4.25 | 4.224 | 4.912 | 5.616 | 5.316 | 5.36 | 2724 | 4198 | 11688 | 5616 | 7041 | 15477 | 2.5 | 2.5 | 3 | 3.902 | 4.668 | 5.311 | 4.271 | 4.92 | 5.314 | 16968 | 6098 | 1054 | 5381 | 2764 | 709 | 2 | 3 | 3.5 | N/A | N/A | N/A | N/A | N/A | N/A | N/A | N/A | 106 | 3.5617 | 4.2668
[SEER Multi-Split <=65kW] GEMS (Air Conditioners up to 65kW) Determination 2019 | MEPS 2019 | AS/NZS 3823.1.4:2012 | RAS-160RNCBLW |  | N/A | HITACHI | N/A | Non Ducted | vrf | N/A | Air | Air | China | 10.61 | N/A | 45 | N/A | N/A | N/A | N/A | N/A | 12.45 | 47.5 | Enthalpy Test Room | 4.0082 | 3.7305 | N/A | - | N/A | N/A | N/A | N/A | N/A | N/A | N/A | N/A | N/A | N/A | N/A | N/A | N/A | N/A | N/A | N/A | N/A | Three | R410A | Australia,New Zealand | 151029 | 2028-03-01 |  | Approved | Reverse Cycle | N/A | Yes | Class 21 | Yes | N/A | N/A | N/A | N/A | N/A | N/A | N/A | Available | N/A | N/A |  | http://www.hitachiaircon.com.au | N/A |  |  | AAC7320 | Yes | Variable output compressor | Inverter | No | No | 45000 | 10.61 | - | 3800 | 22500 | No | - | - | - | 9697.54 | 48465 | No | 3473.2 | 24232.5 | No | - | - | 47500 | 12.45 | 4750 | 23750 | No | - | - | Yes | 14020 | 36990 | No | - | - | No | - | - | - | - | - | No | - | - | No | - | - | No | - | - | N/A | - | 3.511 | 3.71 | 5.062 | 5.4 | 5.273 | 5.72 | 2998 | 4407 | 10977 | 5536 | 6792 | 14221 | 2 | 2 | 3.5 | 3.341 | 3.954 | 4.589 | 3.723 | 4.218 | 4.592 | 19166 | 7240 | 1542 | 6185 | 3380 | 1092 | 1.5 | 2 | 3 | N/A | N/A | N/A | N/A | N/A | N/A | N/A | N/A | 270 | 3.9054 | 3.5547
[SEER Multi-Split <=65kW] GEMS (Air Conditioners up to 65kW) Determination 2019 | MEPS 2019 | AS/NZS 3823.1.4:2012 | RAS-160RNCCLW |  | N/A | HITACHI | N/A | Non Ducted | vrf | N/A | Air | Air | China | 12.18 | N/A | 45 | N/A | N/A | N/A | N/A | N/A | 13.33 | 50 | Enthalpy Test Room | 3.5373 | 3.8925 | N/A | - | N/A | N/A | N/A | N/A | N/A | N/A | N/A | N/A | N/A | N/A | N/A | N/A | N/A | N/A | N/A | N/A | N/A | Three | R410A | Australia,New Zealand | 151038 | 2028-03-01 |  | Approved | Reverse Cycle | N/A | Yes | Class 21 | Yes | N/A | N/A | N/A | N/A | N/A | N/A | N/A | Available | N/A | N/A |  | http://www.hitachiaircon.com.au | N/A |  |  | AAC7330 | Yes | Variable output compressor | Inverter | No | No | 45000 | 12.18 | - | 4080 | 22500 | No | - | - | - | 11132.52 | 48465 | No | 3729.12 | 24232.5 | No | - | - | 50000 | 13.33 | 4550 | 25000 | No | - | - | Yes | 14060 | 38040 | No | - | - | No | - | - | - | - | - | No | - | - | No | - | - | No | - | - | N/A | - | 4.042 | 4.074 | 4.946 | 5.608 | 5.336 | 5.46 | 2794 | 4270 | 11551 | 5561 | 6956 | 15171 | 2.5 | 2.5 | 3 | 3.456 | 4.172 | 5.021 | 3.764 | 4.535 | 5.037 | 19221 | 6904 | 1207 | 6166 | 3070 | 824 | 1.5 | 2.5 | 3.5 | N/A | N/A | N/A | N/A | N/A | N/A | N/A | N/A | 149 | 3.5479 | 3.6144
[SEER Multi-Split <=65kW] GEMS (Air Conditioners up to 65kW) Determination 2019 | MEPS 2019 | AS/NZS 3823.1.4:2012 | RAS-180HNCELW* |  | N/A | HITACHI | N/A | Non Ducted | vrf | N/A | Air | Air | China,Japan | 14.24 | N/A | 50.4 | N/A | N/A | N/A | N/A | N/A | 13.38 | 56.5 | Enthalpy Test Room | 3.3744 | 4.0762 | N/A | - | N/A | N/A | N/A | N/A | N/A | N/A | N/A | N/A | N/A | N/A | N/A | N/A | N/A | N/A | N/A | N/A | N/A | Three | R410A | Australia,New Zealand | 137807 | 2026-05-17 |  | Approved | Reverse Cycle | N/A | Yes | Class 21 | Yes | N/A | N/A | N/A | N/A | N/A | N/A | N/A | Available | N/A | N/A |  | http://www.hitachiaircon.com.au | N/A |  |  | AAC6003 | Yes | Variable output compressor | Inverter | No | No | 50400 | 14.24 | - | 4756 | 25200 | No | - | - | - | 13015.36 | 54280.8 | No | 4346.984 | 27140.4 | No | - | - | 56500 | 13.38 | 5087 | 28250 | No | - | - | Yes | 20927 | 50447 | No | - | - | No | - | - | - | - | - | No | - | - | No | - | - | No | - | - | N/A | - | 4.241 | 4.195 | 4.869 | 5.623 | 5.305 | 5.324 | 3074 | 4761 | 13271 | 6313 | 7940 | 17532 | 2.5 | 2.5 | 3 | 3.76 | 4.482 | 5.097 | 4.111 | 4.723 | 5.1 | 19886 | 7159 | 1225 | 6303 | 3239 | 821 | 2 | 2.5 | 3.5 | N/A | N/A | N/A | N/A | N/A | N/A | N/A | N/A | 118 | 3.4429 | 4.1005
[SEER Multi-Split <=65kW] GEMS (Air Conditioners up to 65kW) Determination 2019 | MEPS 2019 | AS/NZS 3823.1.4:2012 | RAS-180RNCBLW |  | N/A | HITACHI | N/A | Non Ducted | vrf | N/A | Air | Air | China | 11.66 | N/A | 50.4 | N/A | N/A | N/A | N/A | N/A | 12.46 | 56 | Enthalpy Test Room | 4.0983 | 4.258 | N/A | - | N/A | N/A | N/A | N/A | N/A | N/A | N/A | N/A | N/A | N/A | N/A | N/A | N/A | N/A | N/A | N/A | N/A | Three | R410A | Australia,New Zealand | 151031 | 2028-03-01 |  | Approved | Reverse Cycle | N/A | Yes | Class 21 | Yes | N/A | N/A | N/A | N/A | N/A | N/A | N/A | Available | N/A | N/A |  | http://www.hitachiaircon.com.au | N/A |  |  | AAC7321 | Yes | Variable output compressor | Inverter | No | No | 50400 | 11.66 | - | 4430 | 25200 | No | - | - | - | 10657.24 | 54280.8 | No | 4049.02 | 27140.4 | No | - | - | 56000 | 12.46 | 5020 | 28000 | No | - | - | Yes | 16650 | 44630 | No | - | - | No | - | - | - | - | - | No | - | - | No | - | - | No | - | - | N/A | - | 3.574 | 3.767 | 5.044 | 5.364 | 5.234 | 5.655 | 3337 | 4907 | 12395 | 6293 | 7715 | 16163 | 2 | 2 | 3.5 | 3.724 | 4.498 | 5.131 | 4.095 | 4.725 | 5.127 | 20257 | 7504 | 1614 | 6609 | 3549 | 1143 | 2 | 2.5 | 3.5 | N/A | N/A | N/A | N/A | N/A | N/A | N/A | N/A | 280 | 3.998 | 4.1771
[SEER Multi-Split <=65kW] GEMS (Air Conditioners up to 65kW) Determination 2019 | MEPS 2019 | AS/NZS 3823.1.4:2012 | RAS-180RNCCLW |  | N/A | HITACHI | N/A | Non Ducted | vrf | N/A | Air | Air | China | 13.17 | N/A | 50.4 | N/A | N/A | N/A | N/A | N/A | 15.01 | 56 | Enthalpy Test Room | 3.7038 | 3.5808 | N/A | - | N/A | N/A | N/A | N/A | N/A | N/A | N/A | N/A | N/A | N/A | N/A | N/A | N/A | N/A | N/A | N/A | N/A | Three | R410A | Australia,New Zealand | 151039 | 2028-03-01 |  | Approved | Reverse Cycle | N/A | Yes | Class 21 | Yes | N/A | N/A | N/A | N/A | N/A | N/A | N/A | Available | N/A | N/A |  | http://www.hitachiaircon.com.au | N/A |  |  | AAC7325 | Yes | Variable output compressor | Inverter | No | No | 50400 | 13.17 | - | 4850 | 25200 | No | - | - | - | 12037.38 | 54280.8 | No | 4432.9 | 27140.4 | No | - | - | 56000 | 15.01 | 4410 | 28000 | No | - | - | Yes | 15920 | 41950 | No | - | - | No | - | - | - | - | - | No | - | - | No | - | - | No | - | - | N/A | - | 4.055 | 4.093 | 4.887 | 5.467 | 5.217 | 5.346 | 3156 | 4802 | 13140 | 6433 | 8012 | 17396 | 2.5 | 2.5 | 3 | 3.606 | 4.514 | 5.769 | 4.045 | 5.054 | 5.808 | 20610 | 7135 | 1189 | 6414 | 3085 | 811 | 2 | 3 | 4 | N/A | N/A | N/A | N/A | N/A | N/A | N/A | N/A | 150 | 3.685 | 3.6089
[SEER Multi-Split <=65kW] GEMS (Air Conditioners up to 65kW) Determination 2019 | MEPS 2019 | AS/NZS 3823.1.4:2012 | RAS-200HNCELWP |  | N/A | HITACHI | N/A | Non Ducted | vrf | N/A | Air | Air | China,Japan | 15.75 | N/A | 55.9 | N/A | N/A | N/A | N/A | N/A | 16.23 | 62.5 | Enthalpy Test Room | 3.3878 | 3.7125 | N/A | - | N/A | N/A | N/A | N/A | N/A | N/A | N/A | N/A | N/A | N/A | N/A | N/A | N/A | N/A | N/A | N/A | N/A | Three | R410A | Australia,New Zealand | 137835 | 2026-05-17 |  | Approved | Reverse Cycle | N/A | Yes | Class 21 | Yes | N/A | N/A | N/A | N/A | N/A | N/A | N/A | Available | N/A | N/A |  | http://www.hitachiaircon.com.au | N/A |  |  | AAC6004 | Yes | Variable output compressor | Inverter | No | No | 55900 | 15.75 | - | 5187 | 27950 | No | - | - | - | 14395.5 | 60204.3 | No | 4740.918 | 30102.15 | No | - | - | 62500 | 16.23 | 5469 | 31250 | No | - | - | Yes | 23195 | 55804 | No | - | - | No | - | - | - | - | - | No | - | - | No | - | - | No | - | - | N/A | - | 4.37 | 4.3 | 4.947 | 5.751 | 5.412 | 5.405 | 3329 | 5178 | 14514 | 6866 | 8655 | 19178 | 2.5 | 2.5 | 3 | 3.721 | 4.45 | 5.219 | 4.13 | 4.771 | 5.237 | 22197 | 7940 | 1299 | 6917 | 3524 | 866 | 2 | 2.5 | 3.5 | N/A | N/A | N/A | N/A | N/A | N/A | N/A | N/A | 118 | 3.4615 | 3.7585
[SEER Multi-Split <=65kW] GEMS (Air Conditioners up to 65kW) Determination 2019 | MEPS 2019 | AS/NZS 3823.1.4:2012 | RAS-200HNCELWS |  | N/A | HITACHI | N/A | Non Ducted | vrf | N/A | Air | Air | China,Japan | 16.26 | N/A | 56 | N/A | N/A | N/A | N/A | N/A | 15.4 | 63 | Enthalpy Test Room | 3.281 | 3.9456 | N/A | - | N/A | N/A | N/A | N/A | N/A | N/A | N/A | N/A | N/A | N/A | N/A | N/A | N/A | N/A | N/A | N/A | N/A | Three | R410A | Australia,New Zealand | 137842 | 2026-05-11 |  | Approved | Reverse Cycle | N/A | Yes | Class 21 | Yes | N/A | N/A | N/A | N/A | N/A | N/A | N/A | Available | N/A | N/A |  | http://www.hitachiaircon.com.au | N/A |  |  | AAC5981 | Yes | Variable output compressor | Inverter | No | No | 56000 | 16.26 | - | 5254 | 28000 | No | - | - | - | 14861.64 | 60312 | No | 4802.156 | 30156 | No | - | - | 63000 | 15.4 | 5854 | 31500 | No | - | - | Yes | 24024 | 56250 | No | - | - | No | - | - | - | - | - | No | - | - | No | - | - | No | - | - | N/A | - | 4.235 | 4.172 | 4.836 | 5.629 | 5.298 | 5.297 | 3424 | 5324 | 14851 | 7008 | 8838 | 19582 | 2.5 | 2.5 | 3 | 3.654 | 4.345 | 4.938 | 3.993 | 4.578 | 4.941 | 22805 | 8219 | 1395 | 7225 | 3715 | 933 | 2 | 2.5 | 3 | N/A | N/A | N/A | N/A | N/A | N/A | N/A | N/A | 130 | 3.3534 | 3.9774
[SEER Multi-Split <=65kW] GEMS (Air Conditioners up to 65kW) Determination 2019 | MEPS 2019 | AS/NZS 3823.1.4:2012 | RAS-200RNCBLW |  | N/A | HITACHI | N/A | Non Ducted | vrf | N/A | Air | Air | China | 13.3 | N/A | 56 | N/A | N/A | N/A | N/A | N/A | 14.17 | 63 | Enthalpy Test Room | 4.0015 | 4.2037 | N/A | - | N/A | N/A | N/A | N/A | N/A | N/A | N/A | N/A | N/A | N/A | N/A | N/A | N/A | N/A | N/A | N/A | N/A | Three | R410A | Australia,New Zealand | 151032 | 2028-02-09 |  | Approved | Reverse Cycle | N/A | Yes | Class 21 | Yes | N/A | N/A | N/A | N/A | N/A | N/A | N/A | Available | N/A | N/A |  | http://www.hitachiaircon.com.au | N/A |  |  | AAC7257 | Yes | Variable output compressor | Inverter | No | No | 56000 | 13.3 | - | 5070 | 28000 | No | - | - | - | 12156.2 | 60312 | No | 4633.98 | 30156 | No | - | - | 63000 | 14.17 | 5540 | 31500 | No | - | - | Yes | 18530 | 48300 | No | - | - | No | - | - | - | - | - | No | - | - | No | - | - | No | - | - | N/A | - | 3.671 | 3.835 | 4.995 | 5.367 | 5.211 | 5.561 | 3669 | 5435 | 14003 | 7061 | 8685 | 18343 | 2 | 2 | 3 | 3.558 | 4.372 | 5.224 | 3.896 | 4.728 | 5.224 | 23738 | 8558 | 1701 | 7701 | 3910 | 1195 | 2 | 2.5 | 3.5 | N/A | N/A | N/A | N/A | N/A | N/A | N/A | N/A | 276.2 | 3.9344 | 4.1712
[SEER Multi-Split <=65kW] GEMS (Air Conditioners up to 65kW) Determination 2019 | MEPS 2019 | AS/NZS 3823.1.4:2012 | RAS-200RNCCLW |  | N/A | HITACHI | N/A | Non Ducted | vrf | N/A | Air | Air | China | 13.44 | N/A | 56 | N/A | N/A | N/A | N/A | N/A | 14.36 | 63 | Enthalpy Test Room | 3.9277 | 4.5469 | N/A | - | N/A | N/A | N/A | N/A | N/A | N/A | N/A | N/A | N/A | N/A | N/A | N/A | N/A | N/A | N/A | N/A | N/A | Three | R410A | Australia,New Zealand | 151041 | 2028-03-01 |  | Approved | Reverse Cycle | N/A | Yes | Class 21 | Yes | N/A | N/A | N/A | N/A | N/A | N/A | N/A | Available | N/A | N/A |  | http://www.hitachiaircon.com.au | N/A |  |  | AAC7326 | Yes | Variable output compressor | Inverter | No | No | 56000 | 13.44 | - | 4970 | 28000 | No | - | - | - | 12284.16 | 60312 | No | 4542.58 | 30156 | No | - | - | 63000 | 14.36 | 5870 | 31500 | No | - | - | Yes | 15230 | 41980 | No | - | - | No | - | - | - | - | - | No | - | - | No | - | - | No | - | - | N/A | - | 3.88 | 4.013 | 5.109 | 5.571 | 5.379 | 5.667 | 3519 | 5257 | 13767 | 6857 | 8472 | 18065 | 2 | 2.5 | 3.5 | 3.049 | 3.725 | 4.94 | 3.437 | 4.25 | 4.934 | 27511 | 9822 | 1669 | 8579 | 4209 | 1158 | 1.5 | 2 | 3 | N/A | N/A | N/A | N/A | N/A | N/A | N/A | N/A | 240 | 3.9295 | 4.1526
[SEER Multi-Split <=65kW] GEMS (Air Conditioners up to 65kW) Determination 2019 | MEPS 2019 | AS/NZS 3823.1.4:2012 | RAS-220HNCELW* |  | N/A | HITACHI | N/A | Non Ducted | vrf | N/A | Air | Air | China,Japan | 17.77 | N/A | 61.5 | N/A | N/A | N/A | N/A | N/A | 18.25 | 69 | Enthalpy Test Room | 3.3006 | 3.6428 | N/A | - | N/A | N/A | N/A | N/A | N/A | N/A | N/A | N/A | N/A | N/A | N/A | N/A | N/A | N/A | N/A | N/A | N/A | Three | R410A | Australia,New Zealand | 137841 | 2026-05-17 |  | Approved | Reverse Cycle | N/A | Yes | Class 21 | Yes | N/A | N/A | N/A | N/A | N/A | N/A | N/A | Available | N/A | N/A |  | http://www.hitachiaircon.com.au | N/A |  |  | AAC6005 | Yes | Variable output compressor | Inverter | No | No | 61500 | 17.77 | - | 5685 | 30750 | No | - | - | - | 16241.78 | 66235.5 | No | 5196.09 | 33117.75 | No | - | - | 69000 | 18.25 | 6236 | 34500 | No | - | - | Yes | 26292 | 61608 | No | - | - | No | - | - | - | - | - | No | - | - | No | - | - | No | - | - | N/A | - | 4.352 | 4.269 | 4.91 | 5.745 | 5.395 | 5.373 | 3678 | 5740 | 16092 | 7561 | 9552 | 21227 | 2.5 | 2.5 | 3 | 3.629 | 4.328 | 5.056 | 4.018 | 4.631 | 5.072 | 25118 | 9002 | 1470 | 7840 | 4000 | 978 | 2 | 2.5 | 3.5 | N/A | N/A | N/A | N/A | N/A | N/A | N/A | N/A | 130 | 3.3774 | 3.6919
[SEER Multi-Split <=65kW] GEMS (Air Conditioners up to 65kW) Determination 2019 | MEPS 2019 | AS/NZS 3823.1.4:2012 | RAS-220RNCCLW |  | N/A | HITACHI | N/A | Non Ducted | vrf | N/A | Air | Air | China | 15.76 | N/A | 61.5 | N/A | N/A | N/A | N/A | N/A | 19.14 | 69 | Enthalpy Test Room | 3.6759 | 3.4148 | N/A | - | N/A | N/A | N/A | N/A | N/A | N/A | N/A | N/A | N/A | N/A | N/A | N/A | N/A | N/A | N/A | N/A | N/A | Three | R410A | Australia,New Zealand | 151042 | 2028-03-01 |  | Approved | Reverse Cycle | N/A | Yes | Class 21 | Yes | N/A | N/A | N/A | N/A | N/A | N/A | N/A | Available | N/A | N/A |  | http://www.hitachiaircon.com.au | N/A |  |  | AAC7331 | Yes | Variable output compressor | Inverter | No | No | 61500 | 15.76 | - | 5540 | 30750 | No | - | - | - | 14404.64 | 66235.5 | No | 5063.56 | 33117.75 | No | - | - | 69000 | 19.14 | 6470 | 34500 | No | - | - | Yes | 18360 | 44950 | No | - | - | No | - | - | - | - | - | No | - | - | No | - | - | No | - | - | N/A | - | 3.916 | 4.004 | 4.995 | 5.546 | 5.32 | 5.531 | 3876 | 5850 | 15538 | 7614 | 9462 | 20389 | 2 | 2.5 | 3 | 2.844 | 3.489 | 4.871 | 3.256 | 3.778 | 4.888 | 32212 | 11375 | 1787 | 9841 | 5071 | 1229 | 1 | 1.5 | 3 | N/A | N/A | N/A | N/A | N/A | N/A | N/A | N/A | 240 | 3.7113 | 3.4584
[SEER Multi-Split <=65kW] GEMS (Air Conditioners up to 65kW) Determination 2019 | MEPS 2019 | AS/NZS 3823.1.4:2012 | RAS-22FSXNS |  | N/A | HITACHI | 6.87 | Non Ducted | vrf | N/A | Air | Air | Japan | 17.93 | 54.63 | 61.5 | N/A | N/A | N/A | N/A | N/A | 21.06 | 69 | Enthalpy Test Room | 3.1721 | 3.1033 | Yes | - | N/A | 253 | 259 | N/A | N/A | N/A | N/A | N/A | 3.0314 | 2.9798 | N/A | N/A | N/A | N/A | N/A | N/A | Enthalpy Test Room | Three | R410A | Australia,New Zealand | 151443 | 2027-12-04 |  | Approved | Reverse Cycle | N/A | Yes | Class 21 | Yes | N/A | N/A | Yes | N/A | N/A | N/A | 3.1721 | Available | N/A | N/A |  | http://www.hitachiaircon.com.au | Yes |  |  | AAC7189 | Yes | Variable output compressor | Inverter | Yes | Yes | 61500 | 17.93 | - | - | - | - | - | - | No | - | - | - | - | - | - | - | - | 69000 | 21.06 | - | - | - | - | - | - | - | - | - | - | - | - | - | - | - | - | - | - | - | - | - | - | - | - | - | - | N/A | - | 2.751 | 2.86 | 3.396 | 3.539 | 3.441 | 3.625 | 5715 | 8410 | 23102 | 12189 | 14875 | 31338 | 1 | 1 | 1.5 | - | - | - | - | - | - | - | - | - | - | - | - | 0 | 0 | 0 | N/A | N/A | N/A | N/A | N/A | N/A | N/A | N/A | 253 | 3.2739 | 3.1485
[SEER Multi-Split >65kW] GEMS (Air Conditioners above 65kW) Determination 2022 | MEPS 2020 | AS/NZS 3823.1.4:2012 | RAS-240RNCCLW |  | N/A | HITACHI | 8660 | Non Ducted | vrf | N/A | Air | Air | China | 18830 | 58340 | 67 | N/A | N/A | N/A | N/A | N/A | 23520 | 77.5 | Enthalpy Test Room | 3.3691 | 3.143 | N/A | - | N/A | N/A | N/A | N/A | N/A | N/A | N/A | N/A | N/A | N/A | N/A | N/A | N/A | N/A | N/A | N/A | N/A | Three-phase | R410A | Australia,New Zealand | 151043 | 2028-03-01 |  | Approved | Reverse Cycle | N/A | Yes | Class 27 | Yes | N/A | N/A | N/A | N/A | N/A | N/A | N/A | Available | N/A | N/A |  | http://www.hitachiaircon.com.au | N/A |  |  | AAC7327 | Yes | Variable output compressor | Inverter | No | No | 67000 | 18830 | - | 6340 | 33500 | No | - | - | - | - | - | No | - | - | No | - | - | 77500 | 23520 | 8230 | 38750 | No | - | - | Yes | 19160 | 49140 | No | - | - | No | - | - | - | - | - | No | - | - | No | - | - | No | - | - | N/A | N/A | 3.84 | 3.88 | 4.735 | 5.351 | 5.099 | 5.231 | 4365 | 6657 | 17945 | 8662 | 10823 | 23561 | 2 | 2 | 3 | 2.488 | 2.932 | 4.25 | 3.022 | 3.443 | 4.318 | 41206 | 14991 | 2129 | 11806 | 6133 | 1430 | 0.5 | 1 | 2.5 | N/A | N/A | N/A | N/A | N/A | N/A | N/A | N/A | 240 | 3.4112 | 3.1852
[SEER Multi-Split >65kW] GEMS (Air Conditioners above 65kW) Determination 2022 | MEPS 2020 | AS/NZS 3823.1.4:2012 | RAS-24FSNS |  | N/A | HITACHI | 9685 | Non Ducted | vrf | N/A | Air | Air | Japan | 23400 | 57315 | 67 | N/A | N/A | N/A | N/A | N/A | 22240 | 77.5 | Enthalpy Test Room | 2.9157 | 3.1878 | Yes | 90.3015 | N/A | 253 | 259 | N/A | N/A | N/A | N/A | N/A | 3.0314 | 2.9798 | N/A | N/A | N/A | N/A | N/A | N/A | Enthalpy Test Room | Three-phase | R410A | Australia,New Zealand | 150197 | 2027-10-19 |  | Approved | Reverse Cycle | N/A | Yes | Class 27 | Yes | N/A | N/A | Yes | N/A | N/A | N/A | 3.1721 | Available | N/A | N/A |  | http://www.hitachiaircon.com.au | Yes |  |  | AAC7109 | Yes | Variable output compressor | Inverter | No | Yes | 67000 | 23400 | - | 6460 | 32900 | No | - | - | - | - | - | No | - | - | No | - | - | 77500 | 22240 | - | - | - | - | - | - | - | - | - | - | - | - | - | - | - | - | - | - | - | - | - | - | - | - | - | - | N/A | N/A | 3.518 | 3.49 | 4.244 | 5 | 4.7 | 4.735 | 4772 | 7421 | 20041 | 9267 | 11744 | 26040 | 2 | 1.5 | 2.5 | - | - | - | - | - | - | - | - | - | - | - | - | 0 | 0 | 0 | N/A | N/A | N/A | N/A | N/A | N/A | N/A | N/A | 259 | 2.7623 | 3.3527
[SEER Multi-Split >65kW] GEMS (Air Conditioners above 65kW) Determination 2022 | MEPS 2020 | AS/NZS 3823.1.4:2012 | RAS-24FSXNS |  | N/A | HITACHI | 9685 | Non Ducted | vrf | N/A | Air | Air | Japan | 23400 | 57315 | 67 | N/A | N/A | N/A | N/A | N/A | 22240 | 77.5 | Enthalpy Test Room | 2.9157 | 3.1878 | Yes | 90.3015 | N/A | 253 | 259 | N/A | N/A | N/A | N/A | N/A | 3.0314 | 2.9798 | N/A | N/A | N/A | N/A | N/A | N/A | Enthalpy Test Room | Three-phase | R410A | Australia,New Zealand | 150198 | 2027-10-18 |  | Approved | Reverse Cycle | N/A | Yes | Class 27 | Yes | N/A | N/A | Yes | N/A | N/A | N/A | 3.1721 | Available | N/A | N/A |  | http://www.hitachiaircon.com.au | Yes |  |  | AAC7108 | Yes | Variable output compressor | Inverter | No | Yes | 67000 | 23400 | - | 6460 | 32900 | No | - | - | - | - | - | No | - | - | No | - | - | 77500 | 22240 | - | - | - | - | - | - | - | - | - | - | - | - | - | - | - | - | - | - | - | - | - | - | - | - | - | - | N/A | N/A | 3.518 | 3.49 | 4.244 | 5 | 4.7 | 4.735 | 4772 | 7421 | 20041 | 9267 | 11744 | 26040 | 2 | 1.5 | 2.5 | - | - | - | - | - | - | - | - | - | - | - | - | 0 | 0 | 0 | N/A | N/A | N/A | N/A | N/A | N/A | N/A | N/A | 259 | 2.76 | 3.3527
[SEER Multi-Split <=65kW] GEMS (Air Conditioners up to 65kW) Determination 2019 | N/A | AS/NZS 3823.1.4:2012 | RAS-3.0HNBRKQ1/RCI-1.0FSKDNQ |  | N/A | HITACHI | 1.28 | Non Ducted | Multiple split - VRF | N/A | Air | Air | China | 2.05 | 6.72 | 8 | N/A | 0 | 0 | 0 | N/A | 2.15 | 9 | Enthalpy Test Room | 3.7144 | 4.0122 | Yes | 0 | N/A | 39 | 39 | 0 | 0 | N/A | N/A | N/A | 3.4954 | 3.7861 | N/A | N/A | N/A | N/A | N/A | N/A | Enthalpy Test Room | Single | R410A | Australia,Fiji,New Zealand | 124021 | 2024-09-19 |  | Approved | Reverse Cycle | N/A | Yes | Class 19 | Yes | N/A | - | Yes | No | No | - | 3.7144 | Available | N/A | N/A |  | http://www.hitachiaircon.com.au | Yes |  |  | AAC4219 | N/A | Variable output compressor | Inverter | N/A | N/A | N/A | 2.05 | N/A | N/A | N/A | N/A | N/A | N/A | N/A | N/A | N/A | N/A | N/A | N/A | N/A | N/A | N/A | N/A | 2.15 | N/A | N/A | N/A | N/A | N/A | N/A | N/A | N/A | N/A | N/A | N/A | N/A | N/A | N/A | N/A | N/A | N/A | N/A | N/A | N/A | N/A | N/A | N/A | N/A | N/A | N/A | N/A | N/A | N/A | N/A | N/A | N/A | N/A | N/A | N/A | N/A | N/A | N/A | N/A | N/A | N/A | N/A | N/A | N/A | N/A | N/A | N/A | N/A | N/A | N/A | N/A | N/A | N/A | N/A | N/A | N/A | N/A | N/A | N/A | N/A | N/A | N/A | N/A | N/A | N/A | N/A | N/A | 3.6667 | 3.9442
[SEER Multi-Split <=65kW] GEMS (Air Conditioners up to 65kW) Determination 2019 | N/A | AS/NZS 3823.1.4:2012 | RAS-3.5HNBRKQ1/RCI-1.0FSKDNQ/RCI-1.5FSKDNQ |  | N/A | HITACHI | 1.6 | Non Ducted | Multiple split - VRF | N/A | Air | Air | China | 2.75 | 8.4 | 10 | N/A | 0 | 0 | 0 | N/A | 2.66 | 11 | Enthalpy Test Room | 3.7021 | 3.9162 | Yes | 0 | N/A | 39 | 39 | 0 | 0 | N/A | N/A | N/A | 3.5364 | 3.7373 | N/A | N/A | N/A | N/A | N/A | N/A | Enthalpy Test Room | Single | R410A | Australia,Fiji,New Zealand | 119527 | 2024-09-05 |  | Approved | Reverse Cycle | N/A | Yes | Class 20 | Yes | N/A | - | Yes | No | No | - | 3.7021 | Available | N/A | N/A |  | http://www.hitachiaircon.com.au | Yes |  |  | AAC4204 | N/A | Variable output compressor | Inverter | N/A | N/A | N/A | 2.75 | N/A | N/A | N/A | N/A | N/A | N/A | N/A | N/A | N/A | N/A | N/A | N/A | N/A | N/A | N/A | N/A | 2.66 | N/A | N/A | N/A | N/A | N/A | N/A | N/A | N/A | N/A | N/A | N/A | N/A | N/A | N/A | N/A | N/A | N/A | N/A | N/A | N/A | N/A | N/A | N/A | N/A | N/A | N/A | N/A | N/A | N/A | N/A | N/A | N/A | N/A | N/A | N/A | N/A | N/A | N/A | N/A | N/A | N/A | N/A | N/A | N/A | N/A | N/A | N/A | N/A | N/A | N/A | N/A | N/A | N/A | N/A | N/A | N/A | N/A | N/A | N/A | N/A | N/A | N/A | N/A | N/A | N/A | N/A | N/A | 3.47 | 3.9401
[SEER Multi-Split <=65kW] GEMS (Air Conditioners up to 65kW) Determination 2019 | MEPS 2019 | AS/NZS 3823.1.4:2012 | RAS-3HVNC |  | N/A | HITACHI | N/A | Non Ducted | vrf | N/A | Air | Air | Japan | 1.722 | N/A | 7.1 | N/A | N/A | N/A | N/A | N/A | 2.153 | 8 | Enthalpy Test Room | 4.1869 | 3.9831 | N/A | - | N/A | N/A | N/A | N/A | N/A | N/A | N/A | N/A | N/A | N/A | N/A | N/A | N/A | N/A | N/A | N/A | N/A | Single | R410A | Australia,New Zealand | 134204 | 2026-02-05 |  | Approved | Reverse Cycle | N/A | Yes | Class 19 | Yes | N/A | N/A | N/A | N/A | N/A | N/A | N/A | Available | N/A | N/A |  | http://www.hitachiaircon.com.au | N/A |  |  | AAC5739 | Yes | Variable output compressor | Inverter | No | - | 7100 | 1.722 | - | 401 | 3319 | No | - | - | - | 1573.908 | 7646.7 | No | 366.514 | 3574.563 | No | - | - | 8000 | 2.153 | 710 | 4000 | No | - | - | Yes | 1929 | 7143 | No | - | - | No | - | - | - | - | - | No | - | - | No | - | - | No | - | - | N/A | 66 | 3.992 | 4.168 | 5.899 | 6.646 | 6.401 | 6.863 | 406 | 608 | 1473 | 695 | 868 | 1857 | 2 | 2.5 | 4 | 4.025 | 4.501 | 5.141 | 4.347 | 4.783 | 5.162 | 2688 | 1077 | 235 | 898 | 506 | 167 | 2.5 | 3 | 3.5 | N/A | N/A | N/A | N/A | N/A | N/A | N/A | N/A | 42 | 3.8091 | 3.4859
[SEER Non Multi-Split <=65kW] GEMS (Air Conditioners up to 65kW) Determination 2019 | MEPS 2019 | AS/NZS 3823.1.1:2012 | RAS-3HVNC/RCI-3.0FSRP |  | N/A | HITACHI | N/A | Non Ducted | Single Split System | Cassette | Air | Air | Japan | 2.08 | N/A | 7.1 | N/A | N/A | N/A | N/A | N/A | 2.17 | 8 | Enthalpy Test Room | 3.4707 | 3.9507 | N/A | - | N/A | N/A | N/A | N/A | N/A | N/A | N/A | N/A | N/A | N/A | N/A | N/A | N/A | N/A | N/A | N/A | N/A | Single | R410A | Australia,New Zealand | 134803 | 2026-05-11 |  | Approved | Reverse Cycle | N/A | Yes | Class 9 | Yes | N/A | N/A | N/A | N/A | N/A | N/A | N/A | Available | N/A | N/A |  | http://www.hitachiaircon.com.au | N/A |  |  | AAC5962 | Yes | Variable output compressor | Inverter | No | - | 7100 | 2.08 | - | 419 | 3319 | No | - | - | - | 1901.12 | 7646.7 | No | 382.966 | 3574.563 | No | - | - | 8000 | 2.17 | 704 | 4000 | No | - | - | Yes | 1917 | 7143 | No | - | - | No | - | - | - | - | - | No | - | - | No | - | - | No | - | - | 57 | 66 | 4.255 | 4.254 | 5.595 | 6.746 | 6.314 | 6.449 | 397 | 620 | 1583 | 704 | 902 | 2002 | 2.5 | 2.5 | 4 | 4.038 | 4.518 | 5.182 | 4.37 | 4.812 | 5.205 | 2658 | 1046 | 209 | 873 | 483 | 146 | 2.5 | 3 | 3.5 | No | - | - | - | - | N/A | N/A | N/A | 32 | 3.2447 | 3.5116
[SEER Multi-Split <=65kW] GEMS (Air Conditioners up to 65kW) Determination 2019 | N/A | AS/NZS 3823.1.4:2012 | RAS-4.0HNBRKQ1/RCI-1.0FSKDNQ |  | N/A | HITACHI | 1.79 | Non Ducted | Multiple split - VRF | N/A | Air | Air | China | 2.73 | 9.41 | 11.2 | N/A | 0 | 0 | 0 | N/A | 3 | 12.5 | Enthalpy Test Room | 3.9423 | 4.2111 | Yes | 0 | N/A | 46 | 46 | 0 | 0 | N/A | N/A | N/A | 3.7357 | 3.9991 | N/A | N/A | N/A | N/A | N/A | N/A | Enthalpy Test Room | Single | R410A | Australia,Fiji,New Zealand | 119528 | 2024-09-05 |  | Approved | Reverse Cycle | N/A | Yes | Class 20 | Yes | N/A | - | Yes | No | No | - | 3.9423 | Available | N/A | N/A |  | http://www.hitachiaircon.com.au | Yes |  |  | AAC4205 | N/A | Variable output compressor | Inverter | N/A | N/A | N/A | 2.73 | N/A | N/A | N/A | N/A | N/A | N/A | N/A | N/A | N/A | N/A | N/A | N/A | N/A | N/A | N/A | N/A | 3 | N/A | N/A | N/A | N/A | N/A | N/A | N/A | N/A | N/A | N/A | N/A | N/A | N/A | N/A | N/A | N/A | N/A | N/A | N/A | N/A | N/A | N/A | N/A | N/A | N/A | N/A | N/A | N/A | N/A | N/A | N/A | N/A | N/A | N/A | N/A | N/A | N/A | N/A | N/A | N/A | N/A | N/A | N/A | N/A | N/A | N/A | N/A | N/A | N/A | N/A | N/A | N/A | N/A | N/A | N/A | N/A | N/A | N/A | N/A | N/A | N/A | N/A | N/A | N/A | N/A | N/A | N/A | 3.8815 | 3.9614
[SEER Multi-Split <=65kW] GEMS (Air Conditioners up to 65kW) Determination 2019 | N/A | AS/NZS 3823.1.4:2012 | RAS-4.5HNBRKQ1/RCI-1.0FSKDNQ/RCI-1.5FSKDNQ |  | N/A | HITACHI | 1.92 | Non Ducted | Multiple split - VRF | N/A | Air | Air | China | 3.14 | 10.08 | 12 | N/A | 0 | 0 | 0 | N/A | 3.34 | 14 | Enthalpy Test Room | 3.6737 | 4.0196 | Yes | 0 | N/A | 46 | 46 | 0 | 0 | N/A | N/A | N/A | 3.5053 | 3.8448 | N/A | N/A | N/A | N/A | N/A | N/A | Enthalpy Test Room | Single | R410A | Australia,Fiji,New Zealand | 119529 | 2024-09-05 |  | Approved | Reverse Cycle | N/A | Yes | Class 20 | Yes | N/A | - | Yes | No | No | - | 3.6737 | Available | N/A | N/A |  | http://www.hitachiaircon.com.au | Yes |  |  | AAC4206 | N/A | Variable output compressor | Inverter | N/A | N/A | N/A | 3.14 | N/A | N/A | N/A | N/A | N/A | N/A | N/A | N/A | N/A | N/A | N/A | N/A | N/A | N/A | N/A | N/A | 3.34 | N/A | N/A | N/A | N/A | N/A | N/A | N/A | N/A | N/A | N/A | N/A | N/A | N/A | N/A | N/A | N/A | N/A | N/A | N/A | N/A | N/A | N/A | N/A | N/A | N/A | N/A | N/A | N/A | N/A | N/A | N/A | N/A | N/A | N/A | N/A | N/A | N/A | N/A | N/A | N/A | N/A | N/A | N/A | N/A | N/A | N/A | N/A | N/A | N/A | N/A | N/A | N/A | N/A | N/A | N/A | N/A | N/A | N/A | N/A | N/A | N/A | N/A | N/A | N/A | N/A | N/A | N/A | 3.6414 | 4.0052
[SEER Non Multi-Split <=65kW] GEMS (Air Conditioners up to 65kW) Determination 2019 | MEPS 2019 | AS/NZS 3823.1.1:2012 | RAS-4HVNC1/RCI-4.0FSRP |  | N/A | HITACHI | N/A | Non Ducted | Single Split System | Cassette | Air | Air | Japan | 2.747 | N/A | 10 | N/A | N/A | N/A | N/A | N/A | 2.451 | 11.2 | Enthalpy Test Room | 3.6805 | 4.6823 | N/A | - | N/A | N/A | N/A | N/A | N/A | N/A | N/A | N/A | N/A | N/A | N/A | N/A | N/A | N/A | N/A | N/A | N/A | Single | R410A | Australia,New Zealand | 134806 | 2026-05-10 |  | Approved | Reverse Cycle | N/A | Yes | Class 11 | Yes | N/A | N/A | N/A | N/A | N/A | N/A | N/A | Available | N/A | N/A |  | http://www.hitachiaircon.com.au | N/A |  |  | AAC5950 | Yes | Variable output compressor | Inverter | No | - | 10000 | 2.747 | - | 713 | 4675 | No | - | - | - | 2510.758 | 10770 | No | 651.682 | 5034.975 | No | - | - | 11200 | 2.451 | 880 | 5600 | No | - | - | Yes | 3388 | 10000 | No | - | - | No | - | - | - | - | - | No | - | - | No | - | - | No | - | - | 65 | 68 | 3.527 | 3.668 | 5.015 | 5.627 | 5.419 | 5.749 | 661 | 990 | 2461 | 1174 | 1463 | 3141 | 2 | 2 | 3.5 | 4.269 | 5.074 | 5.827 | 4.684 | 5.381 | 5.838 | 3561 | 1360 | 313 | 1181 | 648 | 225 | 2.5 | 3.5 | 4 | No | - | - | - | - | N/A | N/A | N/A | 61 | 3.3862 | 4.215
[SEER Multi-Split <=65kW] GEMS (Air Conditioners up to 65kW) Determination 2019 | N/A | AS/NZS 3823.1.4:2012 | RAS-5.0HNBRKQ1/RCI-1.0FSKDNQ/RCI-1.5FSKDNQ |  | N/A | HITACHI | 2.24 | Non Ducted | Multiple split - VRF | N/A | Air | Air | China | 3.6 | 11.76 | 14 | N/A | 0 | 0 | 0 | N/A | 3.8 | 16 | Enthalpy Test Room | 3.6621 | 3.9665 | Yes | 0 | N/A | 46 | 46 | 0 | 0 | N/A | N/A | N/A | 3.5133 | 3.8137 | N/A | N/A | N/A | N/A | N/A | N/A | Enthalpy Test Room | Single | R410A | Australia,Fiji,New Zealand | 119530 | 2024-09-06 |  | Approved | Reverse Cycle | N/A | Yes | Class 20 | Yes | N/A | - | Yes | No | No | - | 3.6621 | Available | N/A | N/A |  | http://www.hitachiaircon.com.au | Yes |  |  | AAC4207 | N/A | Variable output compressor | Inverter | N/A | N/A | N/A | 3.6 | N/A | N/A | N/A | N/A | N/A | N/A | N/A | N/A | N/A | N/A | N/A | N/A | N/A | N/A | N/A | N/A | 3.8 | N/A | N/A | N/A | N/A | N/A | N/A | N/A | N/A | N/A | N/A | N/A | N/A | N/A | N/A | N/A | N/A | N/A | N/A | N/A | N/A | N/A | N/A | N/A | N/A | N/A | N/A | N/A | N/A | N/A | N/A | N/A | N/A | N/A | N/A | N/A | N/A | N/A | N/A | N/A | N/A | N/A | N/A | N/A | N/A | N/A | N/A | N/A | N/A | N/A | N/A | N/A | N/A | N/A | N/A | N/A | N/A | N/A | N/A | N/A | N/A | N/A | N/A | N/A | N/A | N/A | N/A | N/A | 3.7279 | 4.045
[SEER Non Multi-Split <=65kW] GEMS (Air Conditioners up to 65kW) Determination 2019 | MEPS 2019 | AS/NZS 3823.1.1:2012 | RAS-5HVNC1/RCI-5.0FSRP |  | N/A | HITACHI | N/A | Non Ducted | Single Split System | Cassette | Air | Air | Japan | 3.709 | N/A | 12.5 | N/A | N/A | N/A | N/A | N/A | 3.599 | 14 | Enthalpy Test Room | 3.2958 | 4.0051 | N/A | - | N/A | N/A | N/A | N/A | N/A | N/A | N/A | N/A | N/A | N/A | N/A | N/A | N/A | N/A | N/A | N/A | N/A | Single | R410A | Australia,New Zealand | 134807 | 2026-05-12 |  | Approved | Reverse Cycle | N/A | Yes | Class 11 | Yes | N/A | N/A | N/A | N/A | N/A | N/A | N/A | Available | N/A | N/A |  | http://www.hitachiaircon.com.au | N/A |  |  | AAC5989 | Yes | Variable output compressor | Inverter | No | - | 12500 | 3.709 | - | 1094 | 5844 | No | - | - | - | 3390.026 | 13462.5 | No | 999.916 | 6293.988 | No | - | - | 14000 | 3.599 | 1157 | 7000 | No | - | - | Yes | 3735 | 12500 | No | - | - | No | - | - | - | - | - | No | - | - | No | - | - | No | - | - | 65 | 68 | 3.464 | 3.548 | 4.518 | 5.103 | 4.883 | 5.057 | 877 | 1326 | 3474 | 1666 | 2079 | 4516 | 1.5 | 2 | 3 | 4.126 | 4.743 | 5.516 | 4.521 | 5.08 | 5.541 | 4566 | 1765 | 365 | 1492 | 817 | 257 | 2.5 | 3 | 4 | No | - | - | - | - | N/A | N/A | N/A | 61 | 3.1927 | 3.6792
[SEER Multi-Split <=65kW] GEMS (Air Conditioners up to 65kW) Determination 2019 | N/A | AS/NZS 3823.1.4:2012 | RAS-6.0HNBRKQ1/RCI-1.5FSKDNQ |  | N/A | HITACHI | 2.56 | Non Ducted | Multiple split - VRF | N/A | Air | Air | China | 4.26 | 13.44 | 16 | N/A | 0 | 0 | 0 | N/A | 4.21 | 18 | Enthalpy Test Room | 3.5623 | 4.1096 | Yes | 0 | N/A | 46 | 46 | 0 | 0 | N/A | N/A | N/A | 3.4405 | 3.9652 | N/A | N/A | N/A | N/A | N/A | N/A | Enthalpy Test Room | Single | R410A | Australia,Fiji,New Zealand | 124018 | 2024-09-24 |  | Approved | Reverse Cycle | N/A | Yes | Class 20 | Yes | N/A | - | Yes | No | No | - | 3.5623 | Available | N/A | N/A |  | http://www.hitachiaircon.com.au | Yes |  |  | AAC4248 | N/A | Variable output compressor | Inverter | N/A | N/A | N/A | 4.26 | N/A | N/A | N/A | N/A | N/A | N/A | N/A | N/A | N/A | N/A | N/A | N/A | N/A | N/A | N/A | N/A | 4.21 | N/A | N/A | N/A | N/A | N/A | N/A | N/A | N/A | N/A | N/A | N/A | N/A | N/A | N/A | N/A | N/A | N/A | N/A | N/A | N/A | N/A | N/A | N/A | N/A | N/A | N/A | N/A | N/A | N/A | N/A | N/A | N/A | N/A | N/A | N/A | N/A | N/A | N/A | N/A | N/A | N/A | N/A | N/A | N/A | N/A | N/A | N/A | N/A | N/A | N/A | N/A | N/A | N/A | N/A | N/A | N/A | N/A | N/A | N/A | N/A | N/A | N/A | N/A | N/A | N/A | N/A | N/A | 3.6236 | 4.1233
[SEER Non Multi-Split <=65kW] GEMS (Air Conditioners up to 65kW) Determination 2019 | MEPS 2019 | AS/NZS 3823.1.1:2012 | RAS-6HVNC1/RCI-6.0FSRP |  | N/A | HITACHI | N/A | Non Ducted | Single Split System | Cassette | Air | Air | Japan | 3.988 | N/A | 13 | N/A | N/A | N/A | N/A | N/A | 4.494 | 16 | Enthalpy Test Room | 3.1619 | 3.6211 | N/A | 92.7616 | N/A | N/A | N/A | N/A | N/A | N/A | N/A | N/A | N/A | N/A | N/A | N/A | N/A | N/A | N/A | N/A | N/A | Single | R410A | Australia,New Zealand | 134809 | 2026-05-12 |  | Approved | Reverse Cycle | N/A | Yes | Class 11 | Yes | N/A | N/A | N/A | N/A | N/A | N/A | N/A | Available | N/A | N/A |  | http://www.hitachiaircon.com.au | N/A |  |  | AAC5993 | Yes | Variable output compressor | Inverter | No | - | 13000 | 3.988 | - | 1005 | 6078 | No | - | - | - | 3645.032 | 14001 | No | 918.57 | 6546.006 | No | - | - | 16000 | 4.494 | 1338 | 8005 | No | - | - | Yes | 4636 | 14286 | No | - | - | No | - | - | - | - | - | No | - | - | No | - | - | No | - | - | 65 | 71 | 3.689 | 3.732 | 4.776 | 5.562 | 5.27 | 5.4 | 854 | 1309 | 3415 | 1583 | 1999 | 4396 | 2 | 2 | 3 | 3.946 | 4.57 | 5.438 | 4.378 | 4.954 | 5.473 | 5430 | 2063 | 399 | 1738 | 935 | 277 | 2 | 3 | 3.5 | No | - | - | - | - | N/A | N/A | N/A | 61 | 3.0995 | 3.4041
[SEER Multi-Split <=65kW] GEMS (Air Conditioners up to 65kW) Determination 2019 | MEPS 2019 | AS/NZS 3823.1.4:2012 | RAS-8FSXNS |  | N/A | HITACHI | 2.88 | Non Ducted | vrf | N/A | Air | Air | Japan | 5.32 | 19.52 | 22.4 | N/A | N/A | N/A | N/A | N/A | 5.144 | 25 | Enthalpy Test Room | 4.0308 | 4.5825 | Yes | - | N/A | 122 | 128 | N/A | N/A | N/A | N/A | N/A | 3.6382 | 4.1691 | N/A | N/A | N/A | N/A | N/A | N/A | Enthalpy Test Room | Three | R410A | Australia,New Zealand | 151673 | 2027-12-20 |  | Approved | Reverse Cycle | N/A | Yes | Class 20 | Yes | N/A | N/A | Yes | N/A | N/A | N/A | 3.914 | Available | N/A | N/A |  | http://www.hitachiaircon.com.au | Yes |  |  | AAC7214 | Yes | Variable output compressor | Inverter | No | - | 22400 | 5.32 | - | 2230 | 11200 | No | - | - | - | 4862.48 | 24124.8 | No | 2038.22 | 12062.4 | No | - | - | 25000 | 5.144 | 2550 | 12500 | No | - | - | No | - | - | - | 6564 | 24273 | No | - | - | - | - | - | - | - | - | No | - | - | No | - | - | N/A | 80 | 3.266 | 3.463 | 4.634 | 4.841 | 4.743 | 5.166 | 1626 | 2374 | 5998 | 3105 | 3788 | 7866 | 1.5 | 1.5 | 3 | 3.982 | 4.338 | 4.535 | 4.088 | 4.383 | 4.517 | 8499 | 3488 | 799 | 2976 | 1708 | 565 | 2 | 2.5 | 3 | N/A | N/A | N/A | N/A | N/A | N/A | N/A | N/A | 135 | 3.8779 | 4.464
[Unitary Single-Duct] GEMS (Air Conditioners up to 65kW) Determination 2019 | MEPS 2019 | AS/NZS 3823.1.5:2015 | HA18CESWK |  | N/A | Honeywell | N/A | Non Ducted | Portable | N/A | N/A | N/A | China | 1.95 | N/A | 5.2 | N/A | N/A | N/A | N/A | N/A | 0 | 0 | Calorimeter Room | 2.7798 | 0 | N/A | N/A | N/A | N/A | N/A | N/A | N/A | N/A | N/A | N/A | N/A | N/A | N/A | N/A | N/A | N/A | N/A | N/A | Calorimeter Room | Single | R32 | Australia,Fiji,New Zealand | 132821 | 2025-09-25 |  | Approved | Cooling Only | N/A | N/A | Class 4 | N/A | N/A | N/A | N/A | N/A | N/A | N/A | N/A | Available | N/A | N/A |  |  | N/A |  |  | AAC5321 | No | N/A | N/A | N/A | N/A | 5200 | 1.95 | N/A | N/A | N/A | N/A | N/A | N/A | N/A | N/A | N/A | N/A | N/A | N/A | N/A | N/A | N/A | 0 | 0 | N/A | N/A | N/A | N/A | N/A | N/A | N/A | N/A | N/A | N/A | N/A | N/A | N/A | N/A | N/A | N/A | N/A | N/A | N/A | N/A | N/A | N/A | N/A | N/A | N/A | N/A | 67.9 | N/A | N/A | N/A | N/A | N/A | N/A | N/A | 1063 | 1638 | 4382 | N/A | N/A | N/A | 0 | 0 | 0 | N/A | N/A | N/A | N/A | N/A | N/A | 0 | 0 | 0 | N/A | N/A | N/A | 0 | 0 | 0 | N/A | No | 0 | 0 | 0 | 0 | 0 | 0 | N/A | 2.6667 | 0
[Unitary Single-Duct] GEMS (Air Conditioners up to 65kW) Determination 2019 | MEPS 2019 | AS/NZS 3823.1.5:2015 | HJ14CESWK |  | N/A | HONEYWELL | N/A | Non Ducted | Portable | N/A | N/A | N/A | China | 1.61 | N/A | 4.2 | N/A | N/A | N/A | N/A | N/A | 0 | 0 | Calorimeter Room | 2.6704 | 0 | N/A | N/A | N/A | N/A | N/A | N/A | N/A | N/A | N/A | N/A | N/A | N/A | N/A | N/A | N/A | N/A | N/A | N/A | Calorimeter Room | Single | R290 | Australia,Fiji,New Zealand | 132763 | 2025-09-28 |  | Approved | Cooling Only | N/A | N/A | Class 4 | N/A | N/A | N/A | N/A | N/A | N/A | N/A | N/A | Available | N/A | N/A |  |  | N/A |  |  | AAC5330 | No | N/A | N/A | N/A | N/A | 4200 | 1.61 | N/A | N/A | N/A | N/A | N/A | N/A | N/A | N/A | N/A | N/A | N/A | N/A | N/A | N/A | N/A | 0 | 0 | N/A | N/A | N/A | N/A | N/A | N/A | N/A | N/A | N/A | N/A | N/A | N/A | N/A | N/A | N/A | N/A | N/A | N/A | N/A | N/A | N/A | N/A | N/A | N/A | N/A | N/A | 64.3 | N/A | N/A | N/A | N/A | N/A | N/A | N/A | 877 | 1352 | 3618 | N/A | N/A | N/A | 0 | 0 | 0 | N/A | N/A | N/A | N/A | N/A | N/A | 0 | 0 | 0 | N/A | N/A | N/A | 0 | 0 | 0 | N/A | No | 0 | 0 | 0 | 0 | 0 | 0 | N/A | 2.6087 | 0
[Unitary Single-Duct] GEMS (Air Conditioners up to 65kW) Determination 2019 | MEPS 2019 | AS/NZS 3823.1.5:2015 | HJ14HESWK |  | N/A | HONEYWELL | N/A | Non Ducted | Portable | N/A | N/A | N/A | China | 1.61 | N/A | 4.2 | N/A | N/A | N/A | N/A | N/A | 1.15 | 2.88 | Calorimeter Room | 2.6704 | 2.6598 | N/A | N/A | N/A | N/A | N/A | N/A | N/A | N/A | N/A | N/A | N/A | N/A | N/A | N/A | N/A | N/A | N/A | N/A | Calorimeter Room | Single | R290 | Australia,Fiji,New Zealand | 132715 | 2025-09-29 |  | Approved | Reverse Cycle | N/A | N/A | Class 4 | N/A | N/A | N/A | N/A | N/A | N/A | N/A | N/A | Available | N/A | N/A |  |  | N/A |  |  | AAC5347 | No | N/A | N/A | N/A | N/A | 4200 | 1.61 | N/A | N/A | N/A | N/A | N/A | N/A | N/A | N/A | N/A | N/A | N/A | N/A | N/A | N/A | N/A | 2880 | 1.15 | N/A | N/A | N/A | N/A | N/A | N/A | N/A | N/A | N/A | N/A | N/A | N/A | N/A | N/A | N/A | N/A | N/A | N/A | N/A | N/A | N/A | N/A | N/A | N/A | N/A | N/A | 64.3 | N/A | N/A | N/A | N/A | N/A | N/A | N/A | 877 | 1352 | 3618 | N/A | N/A | N/A | 0 | 0 | 0 | N/A | N/A | N/A | N/A | N/A | N/A | 3059 | 1485 | 319 | N/A | N/A | N/A | 0 | 0 | 0 | N/A | No | 0 | 0 | 0 | 0 | 0 | 0 | N/A | 2.6087 | 2.5043
[Unitary Single-Duct] GEMS (Air Conditioners up to 65kW) Determination 2019 | MEPS 2019 | AS/NZS 3823.1.5:2015 | HM12CESWK |  | N/A | Honeywell | N/A | Non Ducted | Portable | N/A | N/A | N/A | China | 1.346 | N/A | 3.5 | N/A | N/A | N/A | N/A | N/A | 0 | 0 | Calorimeter Room | 2.6488 | 0 | N/A | N/A | N/A | N/A | N/A | N/A | N/A | N/A | N/A | N/A | N/A | N/A | N/A | N/A | N/A | N/A | N/A | N/A | Calorimeter Room | Single | R290 | Australia,Fiji,New Zealand | 132802 | 2025-09-25 |  | Approved | Cooling Only | N/A | N/A | Class 4 | N/A | N/A | N/A | N/A | N/A | N/A | N/A | N/A | Available | N/A | N/A |  |  | N/A |  |  | AAC5318 | No | N/A | N/A | N/A | N/A | 3500 | 1.346 | N/A | N/A | N/A | N/A | N/A | N/A | N/A | N/A | N/A | N/A | N/A | N/A | N/A | N/A | N/A | 0 | 0 | N/A | N/A | N/A | N/A | N/A | N/A | N/A | N/A | N/A | N/A | N/A | N/A | N/A | N/A | N/A | N/A | N/A | N/A | N/A | N/A | N/A | N/A | N/A | N/A | N/A | N/A | 64.8 | N/A | N/A | N/A | N/A | N/A | N/A | N/A | 734 | 1131 | 3024 | N/A | N/A | N/A | 0 | 0 | 0 | N/A | N/A | N/A | N/A | N/A | N/A | 0 | 0 | 0 | N/A | N/A | N/A | 0 | 0 | 0 | N/A | No | 0 | 0 | 0 | 0 | 0 | 0 | N/A | 2.6003 | 0
[Unitary Single-Duct] GEMS (Air Conditioners up to 65kW) Determination 2019 | MEPS 2019 | AS/NZS 3823.1.5:2015 | HM14CESWK |  | N/A | Honeywell | N/A | Non Ducted | Portable | N/A | N/A | N/A | China | 1.461 | N/A | 4.1 | N/A | N/A | N/A | N/A | N/A | 0 | 0 | Calorimeter Room | 2.8018 | 0 | N/A | N/A | N/A | N/A | N/A | N/A | N/A | N/A | N/A | N/A | N/A | N/A | N/A | N/A | N/A | N/A | N/A | N/A | Calorimeter Room | Single | R32 | Australia,Fiji,New Zealand | 132807 | 2025-09-25 |  | Approved | Cooling Only | N/A | N/A | Class 4 | N/A | N/A | N/A | N/A | N/A | N/A | N/A | N/A | Available | N/A | N/A |  |  | N/A |  |  | AAC5320 | No | N/A | N/A | N/A | N/A | 4100 | 1.461 | N/A | N/A | N/A | N/A | N/A | N/A | N/A | N/A | N/A | N/A | N/A | N/A | N/A | N/A | N/A | 0 | 0 | N/A | N/A | N/A | N/A | N/A | N/A | N/A | N/A | N/A | N/A | N/A | N/A | N/A | N/A | N/A | N/A | N/A | N/A | N/A | N/A | N/A | N/A | N/A | N/A | N/A | N/A | 64.8 | N/A | N/A | N/A | N/A | N/A | N/A | N/A | 796 | 1227 | 3283 | N/A | N/A | N/A | 0 | 0 | 0 | N/A | N/A | N/A | N/A | N/A | N/A | 0 | 0 | 0 | N/A | N/A | N/A | 0 | 0 | 0 | N/A | No | 0 | 0 | 0 | 0 | 0 | 0 | N/A | 2.8063 | 0
[Unitary Single-Duct] GEMS (Air Conditioners up to 65kW) Determination 2019 | MEPS 2019 | AS/NZS 3823.1.5:2015 | HYD14KPACW* | HYD14KPACW* | N/A | HYUNDAI | N/A | Non Ducted | Portable | N/A | N/A | N/A | China | 1.461 | N/A | 4.1 | N/A | N/A | N/A | N/A | N/A | - | - | Calorimeter Room | 2.8018 | - | N/A | N/A | N/A | N/A | N/A | N/A | N/A | N/A | N/A | N/A | N/A | N/A | N/A | N/A | N/A | N/A | N/A | N/A | Calorimeter Room | Single | R32 | Australia,Fiji,New Zealand | 141723 | 2026-09-30 |  | Approved | Cooling Only | N/A | N/A | Class 4 | N/A | N/A | N/A | N/A | N/A | N/A | N/A | N/A | Available | N/A | N/A |  |  | N/A |  |  | AAC6266 | No | N/A | N/A | N/A | N/A | 4100 | 1.461 | N/A | N/A | N/A | N/A | N/A | N/A | N/A | N/A | N/A | N/A | N/A | N/A | N/A | N/A | N/A | - | - | N/A | N/A | N/A | N/A | N/A | N/A | N/A | N/A | N/A | N/A | N/A | N/A | N/A | N/A | N/A | N/A | N/A | N/A | N/A | N/A | N/A | N/A | N/A | N/A | N/A | N/A | 64.8 | N/A | N/A | N/A | N/A | N/A | N/A | N/A | 796 | 1227 | 3283 | N/A | N/A | N/A | 0 | 0 | 0 | N/A | N/A | N/A | N/A | N/A | N/A | - | - | - | N/A | N/A | N/A | - | - | - | N/A | No | - | - | - | - | - | - | N/A | 2.8063 | -
[Unitary Single-Duct] GEMS (Air Conditioners up to 65kW) Determination 2019 | MEPS 2019 | AS/NZS 3823.1.5:2015 | HYD14KPACWA | HYD14KPACW* | N/A | HYUNDAI | N/A | Non Ducted | Portable | N/A | N/A | N/A | China | 1.461 | N/A | 4.1 | N/A | N/A | N/A | N/A | N/A | - | - | Calorimeter Room | 2.8018 | - | N/A | N/A | N/A | N/A | N/A | N/A | N/A | N/A | N/A | N/A | N/A | N/A | N/A | N/A | N/A | N/A | N/A | N/A | Calorimeter Room | Single | R32 | Australia,Fiji,New Zealand | 141723 | 2026-09-30 |  | Approved | Cooling Only | N/A | N/A | Class 4 | N/A | N/A | N/A | N/A | N/A | N/A | N/A | N/A | Available | N/A | N/A |  |  | N/A |  |  | AAC6266 | No | N/A | N/A | N/A | N/A | 4100 | 1.461 | N/A | N/A | N/A | N/A | N/A | N/A | N/A | N/A | N/A | N/A | N/A | N/A | N/A | N/A | N/A | - | - | N/A | N/A | N/A | N/A | N/A | N/A | N/A | N/A | N/A | N/A | N/A | N/A | N/A | N/A | N/A | N/A | N/A | N/A | N/A | N/A | N/A | N/A | N/A | N/A | N/A | N/A | 64.8 | N/A | N/A | N/A | N/A | N/A | N/A | N/A | 796 | 1227 | 3283 | N/A | N/A | N/A | 0 | 0 | 0 | N/A | N/A | N/A | N/A | N/A | N/A | - | - | - | N/A | N/A | N/A | - | - | - | N/A | No | - | - | - | - | - | - | N/A | 2.8063 | -
[Unitary Single-Duct] GEMS (Air Conditioners up to 65kW) Determination 2019 | MEPS 2019 | AS/NZS 3823.1.5:2015 | HYD14KPACWB | HYD14KPACW* | N/A | HYUNDAI | N/A | Non Ducted | Portable | N/A | N/A | N/A | China | 1.461 | N/A | 4.1 | N/A | N/A | N/A | N/A | N/A | - | - | Calorimeter Room | 2.8018 | - | N/A | N/A | N/A | N/A | N/A | N/A | N/A | N/A | N/A | N/A | N/A | N/A | N/A | N/A | N/A | N/A | N/A | N/A | Calorimeter Room | Single | R32 | Australia,Fiji,New Zealand | 141723 | 2026-09-30 |  | Approved | Cooling Only | N/A | N/A | Class 4 | N/A | N/A | N/A | N/A | N/A | N/A | N/A | N/A | Available | N/A | N/A |  |  | N/A |  |  | AAC6266 | No | N/A | N/A | N/A | N/A | 4100 | 1.461 | N/A | N/A | N/A | N/A | N/A | N/A | N/A | N/A | N/A | N/A | N/A | N/A | N/A | N/A | N/A | - | - | N/A | N/A | N/A | N/A | N/A | N/A | N/A | N/A | N/A | N/A | N/A | N/A | N/A | N/A | N/A | N/A | N/A | N/A | N/A | N/A | N/A | N/A | N/A | N/A | N/A | N/A | 64.8 | N/A | N/A | N/A | N/A | N/A | N/A | N/A | 796 | 1227 | 3283 | N/A | N/A | N/A | 0 | 0 | 0 | N/A | N/A | N/A | N/A | N/A | N/A | - | - | - | N/A | N/A | N/A | - | - | - | N/A | No | - | - | - | - | - | - | N/A | 2.8063 | -
[Unitary Single-Duct] GEMS (Air Conditioners up to 65kW) Determination 2019 | MEPS 2019 | AS/NZS 3823.1.5:2015 | HYD14KPACWC | HYD14KPACW* | N/A | HYUNDAI | N/A | Non Ducted | Portable | N/A | N/A | N/A | China | 1.461 | N/A | 4.1 | N/A | N/A | N/A | N/A | N/A | - | - | Calorimeter Room | 2.8018 | - | N/A | N/A | N/A | N/A | N/A | N/A | N/A | N/A | N/A | N/A | N/A | N/A | N/A | N/A | N/A | N/A | N/A | N/A | Calorimeter Room | Single | R32 | Australia,Fiji,New Zealand | 141723 | 2026-09-30 |  | Approved | Cooling Only | N/A | N/A | Class 4 | N/A | N/A | N/A | N/A | N/A | N/A | N/A | N/A | Available | N/A | N/A |  |  | N/A |  |  | AAC6266 | No | N/A | N/A | N/A | N/A | 4100 | 1.461 | N/A | N/A | N/A | N/A | N/A | N/A | N/A | N/A | N/A | N/A | N/A | N/A | N/A | N/A | N/A | - | - | N/A | N/A | N/A | N/A | N/A | N/A | N/A | N/A | N/A | N/A | N/A | N/A | N/A | N/A | N/A | N/A | N/A | N/A | N/A | N/A | N/A | N/A | N/A | N/A | N/A | N/A | 64.8 | N/A | N/A | N/A | N/A | N/A | N/A | N/A | 796 | 1227 | 3283 | N/A | N/A | N/A | 0 | 0 | 0 | N/A | N/A | N/A | N/A | N/A | N/A | - | - | - | N/A | N/A | N/A | - | - | - | N/A | No | - | - | - | - | - | - | N/A | 2.8063 | -
[Unitary Single-Duct] GEMS (Air Conditioners up to 65kW) Determination 2019 | MEPS 2019 | AS/NZS 3823.1.5:2015 | HYD14KPACWD | HYD14KPACW* | N/A | HYUNDAI | N/A | Non Ducted | Portable | N/A | N/A | N/A | China | 1.461 | N/A | 4.1 | N/A | N/A | N/A | N/A | N/A | - | - | Calorimeter Room | 2.8018 | - | N/A | N/A | N/A | N/A | N/A | N/A | N/A | N/A | N/A | N/A | N/A | N/A | N/A | N/A | N/A | N/A | N/A | N/A | Calorimeter Room | Single | R32 | Australia,Fiji,New Zealand | 141723 | 2026-09-30 |  | Approved | Cooling Only | N/A | N/A | Class 4 | N/A | N/A | N/A | N/A | N/A | N/A | N/A | N/A | Available | N/A | N/A |  |  | N/A |  |  | AAC6266 | No | N/A | N/A | N/A | N/A | 4100 | 1.461 | N/A | N/A | N/A | N/A | N/A | N/A | N/A | N/A | N/A | N/A | N/A | N/A | N/A | N/A | N/A | - | - | N/A | N/A | N/A | N/A | N/A | N/A | N/A | N/A | N/A | N/A | N/A | N/A | N/A | N/A | N/A | N/A | N/A | N/A | N/A | N/A | N/A | N/A | N/A | N/A | N/A | N/A | 64.8 | N/A | N/A | N/A | N/A | N/A | N/A | N/A | 796 | 1227 | 3283 | N/A | N/A | N/A | 0 | 0 | 0 | N/A | N/A | N/A | N/A | N/A | N/A | - | - | - | N/A | N/A | N/A | - | - | - | N/A | No | - | - | - | - | - | - | N/A | 2.8063 | -
[Unitary Single-Duct] GEMS (Air Conditioners up to 65kW) Determination 2019 | MEPS 2019 | AS/NZS 3823.1.5:2015 | HYD14KPACWE | HYD14KPACW* | N/A | HYUNDAI | N/A | Non Ducted | Portable | N/A | N/A | N/A | China | 1.461 | N/A | 4.1 | N/A | N/A | N/A | N/A | N/A | - | - | Calorimeter Room | 2.8018 | - | N/A | N/A | N/A | N/A | N/A | N/A | N/A | N/A | N/A | N/A | N/A | N/A | N/A | N/A | N/A | N/A | N/A | N/A | Calorimeter Room | Single | R32 | Australia,Fiji,New Zealand | 141723 | 2026-09-30 |  | Approved | Cooling Only | N/A | N/A | Class 4 | N/A | N/A | N/A | N/A | N/A | N/A | N/A | N/A | Available | N/A | N/A |  |  | N/A |  |  | AAC6266 | No | N/A | N/A | N/A | N/A | 4100 | 1.461 | N/A | N/A | N/A | N/A | N/A | N/A | N/A | N/A | N/A | N/A | N/A | N/A | N/A | N/A | N/A | - | - | N/A | N/A | N/A | N/A | N/A | N/A | N/A | N/A | N/A | N/A | N/A | N/A | N/A | N/A | N/A | N/A | N/A | N/A | N/A | N/A | N/A | N/A | N/A | N/A | N/A | N/A | 64.8 | N/A | N/A | N/A | N/A | N/A | N/A | N/A | 796 | 1227 | 3283 | N/A | N/A | N/A | 0 | 0 | 0 | N/A | N/A | N/A | N/A | N/A | N/A | - | - | - | N/A | N/A | N/A | - | - | - | N/A | No | - | - | - | - | - | - | N/A | 2.8063 | -
[Unitary Single-Duct] GEMS (Air Conditioners up to 65kW) Determination 2019 | MEPS 2019 | AS/NZS 3823.1.5:2015 | HYD14KPACWF | HYD14KPACW* | N/A | HYUNDAI | N/A | Non Ducted | Portable | N/A | N/A | N/A | China | 1.461 | N/A | 4.1 | N/A | N/A | N/A | N/A | N/A | - | - | Calorimeter Room | 2.8018 | - | N/A | N/A | N/A | N/A | N/A | N/A | N/A | N/A | N/A | N/A | N/A | N/A | N/A | N/A | N/A | N/A | N/A | N/A | Calorimeter Room | Single | R32 | Australia,Fiji,New Zealand | 141723 | 2026-09-30 |  | Approved | Cooling Only | N/A | N/A | Class 4 | N/A | N/A | N/A | N/A | N/A | N/A | N/A | N/A | Available | N/A | N/A |  |  | N/A |  |  | AAC6266 | No | N/A | N/A | N/A | N/A | 4100 | 1.461 | N/A | N/A | N/A | N/A | N/A | N/A | N/A | N/A | N/A | N/A | N/A | N/A | N/A | N/A | N/A | - | - | N/A | N/A | N/A | N/A | N/A | N/A | N/A | N/A | N/A | N/A | N/A | N/A | N/A | N/A | N/A | N/A | N/A | N/A | N/A | N/A | N/A | N/A | N/A | N/A | N/A | N/A | 64.8 | N/A | N/A | N/A | N/A | N/A | N/A | N/A | 796 | 1227 | 3283 | N/A | N/A | N/A | 0 | 0 | 0 | N/A | N/A | N/A | N/A | N/A | N/A | - | - | - | N/A | N/A | N/A | - | - | - | N/A | No | - | - | - | - | - | - | N/A | 2.8063 | -
[Unitary Single-Duct] GEMS (Air Conditioners up to 65kW) Determination 2019 | MEPS 2019 | AS/NZS 3823.1.5:2015 | HYD18KPACW* | HYD18KPACW* | N/A | HYUNDAI | N/A | Non Ducted | Portable | N/A | N/A | N/A | China | 1.95 | N/A | 5.2 | N/A | N/A | N/A | N/A | N/A | - | - | Calorimeter Room | 2.7798 | - | N/A | N/A | N/A | N/A | N/A | N/A | N/A | N/A | N/A | N/A | N/A | N/A | N/A | N/A | N/A | N/A | N/A | N/A | Calorimeter Room | Single | R32 | Australia,Fiji,New Zealand | 141724 | 2026-09-21 |  | Approved | Cooling Only | N/A | N/A | Class 4 | N/A | N/A | N/A | N/A | N/A | N/A | N/A | N/A | Available | N/A | N/A |  |  | N/A |  |  | AAC6255 | No | N/A | N/A | N/A | N/A | 5200 | 1.95 | N/A | N/A | N/A | N/A | N/A | N/A | N/A | N/A | N/A | N/A | N/A | N/A | N/A | N/A | N/A | - | - | N/A | N/A | N/A | N/A | N/A | N/A | N/A | N/A | N/A | N/A | N/A | N/A | N/A | N/A | N/A | N/A | N/A | N/A | N/A | N/A | N/A | N/A | N/A | N/A | N/A | N/A | 67.9 | N/A | N/A | N/A | N/A | N/A | N/A | N/A | 1063 | 1638 | 4382 | N/A | N/A | N/A | 0 | 0 | 0 | N/A | N/A | N/A | N/A | N/A | N/A | - | - | - | N/A | N/A | N/A | - | - | - | N/A | No | - | - | - | - | - | - | N/A | 2.6667 | -
[Unitary Single-Duct] GEMS (Air Conditioners up to 65kW) Determination 2019 | MEPS 2019 | AS/NZS 3823.1.5:2015 | HYD18KPACWA | HYD18KPACW* | N/A | HYUNDAI | N/A | Non Ducted | Portable | N/A | N/A | N/A | China | 1.95 | N/A | 5.2 | N/A | N/A | N/A | N/A | N/A | - | - | Calorimeter Room | 2.7798 | - | N/A | N/A | N/A | N/A | N/A | N/A | N/A | N/A | N/A | N/A | N/A | N/A | N/A | N/A | N/A | N/A | N/A | N/A | Calorimeter Room | Single | R32 | Australia,Fiji,New Zealand | 141724 | 2026-09-21 |  | Approved | Cooling Only | N/A | N/A | Class 4 | N/A | N/A | N/A | N/A | N/A | N/A | N/A | N/A | Available | N/A | N/A |  |  | N/A |  |  | AAC6255 | No | N/A | N/A | N/A | N/A | 5200 | 1.95 | N/A | N/A | N/A | N/A | N/A | N/A | N/A | N/A | N/A | N/A | N/A | N/A | N/A | N/A | N/A | - | - | N/A | N/A | N/A | N/A | N/A | N/A | N/A | N/A | N/A | N/A | N/A | N/A | N/A | N/A | N/A | N/A | N/A | N/A | N/A | N/A | N/A | N/A | N/A | N/A | N/A | N/A | 67.9 | N/A | N/A | N/A | N/A | N/A | N/A | N/A | 1063 | 1638 | 4382 | N/A | N/A | N/A | 0 | 0 | 0 | N/A | N/A | N/A | N/A | N/A | N/A | - | - | - | N/A | N/A | N/A | - | - | - | N/A | No | - | - | - | - | - | - | N/A | 2.6667 | -
[Unitary Single-Duct] GEMS (Air Conditioners up to 65kW) Determination 2019 | MEPS 2019 | AS/NZS 3823.1.5:2015 | HYD18KPACWB | HYD18KPACW* | N/A | HYUNDAI | N/A | Non Ducted | Portable | N/A | N/A | N/A | China | 1.95 | N/A | 5.2 | N/A | N/A | N/A | N/A | N/A | - | - | Calorimeter Room | 2.7798 | - | N/A | N/A | N/A | N/A | N/A | N/A | N/A | N/A | N/A | N/A | N/A | N/A | N/A | N/A | N/A | N/A | N/A | N/A | Calorimeter Room | Single | R32 | Australia,Fiji,New Zealand | 141724 | 2026-09-21 |  | Approved | Cooling Only | N/A | N/A | Class 4 | N/A | N/A | N/A | N/A | N/A | N/A | N/A | N/A | Available | N/A | N/A |  |  | N/A |  |  | AAC6255 | No | N/A | N/A | N/A | N/A | 5200 | 1.95 | N/A | N/A | N/A | N/A | N/A | N/A | N/A | N/A | N/A | N/A | N/A | N/A | N/A | N/A | N/A | - | - | N/A | N/A | N/A | N/A | N/A | N/A | N/A | N/A | N/A | N/A | N/A | N/A | N/A | N/A | N/A | N/A | N/A | N/A | N/A | N/A | N/A | N/A | N/A | N/A | N/A | N/A | 67.9 | N/A | N/A | N/A | N/A | N/A | N/A | N/A | 1063 | 1638 | 4382 | N/A | N/A | N/A | 0 | 0 | 0 | N/A | N/A | N/A | N/A | N/A | N/A | - | - | - | N/A | N/A | N/A | - | - | - | N/A | No | - | - | - | - | - | - | N/A | 2.6667 | -
[Unitary Single-Duct] GEMS (Air Conditioners up to 65kW) Determination 2019 | MEPS 2019 | AS/NZS 3823.1.5:2015 | HYD18KPACWC | HYD18KPACW* | N/A | HYUNDAI | N/A | Non Ducted | Portable | N/A | N/A | N/A | China | 1.95 | N/A | 5.2 | N/A | N/A | N/A | N/A | N/A | - | - | Calorimeter Room | 2.7798 | - | N/A | N/A | N/A | N/A | N/A | N/A | N/A | N/A | N/A | N/A | N/A | N/A | N/A | N/A | N/A | N/A | N/A | N/A | Calorimeter Room | Single | R32 | Australia,Fiji,New Zealand | 141724 | 2026-09-21 |  | Approved | Cooling Only | N/A | N/A | Class 4 | N/A | N/A | N/A | N/A | N/A | N/A | N/A | N/A | Available | N/A | N/A |  |  | N/A |  |  | AAC6255 | No | N/A | N/A | N/A | N/A | 5200 | 1.95 | N/A | N/A | N/A | N/A | N/A | N/A | N/A | N/A | N/A | N/A | N/A | N/A | N/A | N/A | N/A | - | - | N/A | N/A | N/A | N/A | N/A | N/A | N/A | N/A | N/A | N/A | N/A | N/A | N/A | N/A | N/A | N/A | N/A | N/A | N/A | N/A | N/A | N/A | N/A | N/A | N/A | N/A | 67.9 | N/A | N/A | N/A | N/A | N/A | N/A | N/A | 1063 | 1638 | 4382 | N/A | N/A | N/A | 0 | 0 | 0 | N/A | N/A | N/A | N/A | N/A | N/A | - | - | - | N/A | N/A | N/A | - | - | - | N/A | No | - | - | - | - | - | - | N/A | 2.6667 | -
[Unitary Single-Duct] GEMS (Air Conditioners up to 65kW) Determination 2019 | MEPS 2019 | AS/NZS 3823.1.5:2015 | HYD18KPACWD | HYD18KPACW* | N/A | HYUNDAI | N/A | Non Ducted | Portable | N/A | N/A | N/A | China | 1.95 | N/A | 5.2 | N/A | N/A | N/A | N/A | N/A | - | - | Calorimeter Room | 2.7798 | - | N/A | N/A | N/A | N/A | N/A | N/A | N/A | N/A | N/A | N/A | N/A | N/A | N/A | N/A | N/A | N/A | N/A | N/A | Calorimeter Room | Single | R32 | Australia,Fiji,New Zealand | 141724 | 2026-09-21 |  | Approved | Cooling Only | N/A | N/A | Class 4 | N/A | N/A | N/A | N/A | N/A | N/A | N/A | N/A | Available | N/A | N/A |  |  | N/A |  |  | AAC6255 | No | N/A | N/A | N/A | N/A | 5200 | 1.95 | N/A | N/A | N/A | N/A | N/A | N/A | N/A | N/A | N/A | N/A | N/A | N/A | N/A | N/A | N/A | - | - | N/A | N/A | N/A | N/A | N/A | N/A | N/A | N/A | N/A | N/A | N/A | N/A | N/A | N/A | N/A | N/A | N/A | N/A | N/A | N/A | N/A | N/A | N/A | N/A | N/A | N/A | 67.9 | N/A | N/A | N/A | N/A | N/A | N/A | N/A | 1063 | 1638 | 4382 | N/A | N/A | N/A | 0 | 0 | 0 | N/A | N/A | N/A | N/A | N/A | N/A | - | - | - | N/A | N/A | N/A | - | - | - | N/A | No | - | - | - | - | - | - | N/A | 2.6667 | -
[Unitary Single-Duct] GEMS (Air Conditioners up to 65kW) Determination 2019 | MEPS 2019 | AS/NZS 3823.1.5:2015 | HYD18KPACWE | HYD18KPACW* | N/A | HYUNDAI | N/A | Non Ducted | Portable | N/A | N/A | N/A | China | 1.95 | N/A | 5.2 | N/A | N/A | N/A | N/A | N/A | - | - | Calorimeter Room | 2.7798 | - | N/A | N/A | N/A | N/A | N/A | N/A | N/A | N/A | N/A | N/A | N/A | N/A | N/A | N/A | N/A | N/A | N/A | N/A | Calorimeter Room | Single | R32 | Australia,Fiji,New Zealand | 141724 | 2026-09-21 |  | Approved | Cooling Only | N/A | N/A | Class 4 | N/A | N/A | N/A | N/A | N/A | N/A | N/A | N/A | Available | N/A | N/A |  |  | N/A |  |  | AAC6255 | No | N/A | N/A | N/A | N/A | 5200 | 1.95 | N/A | N/A | N/A | N/A | N/A | N/A | N/A | N/A | N/A | N/A | N/A | N/A | N/A | N/A | N/A | - | - | N/A | N/A | N/A | N/A | N/A | N/A | N/A | N/A | N/A | N/A | N/A | N/A | N/A | N/A | N/A | N/A | N/A | N/A | N/A | N/A | N/A | N/A | N/A | N/A | N/A | N/A | 67.9 | N/A | N/A | N/A | N/A | N/A | N/A | N/A | 1063 | 1638 | 4382 | N/A | N/A | N/A | 0 | 0 | 0 | N/A | N/A | N/A | N/A | N/A | N/A | - | - | - | N/A | N/A | N/A | - | - | - | N/A | No | - | - | - | - | - | - | N/A | 2.6667 | -
[Unitary Single-Duct] GEMS (Air Conditioners up to 65kW) Determination 2019 | MEPS 2019 | AS/NZS 3823.1.5:2015 | HYD18KPACWF | HYD18KPACW* | N/A | HYUNDAI | N/A | Non Ducted | Portable | N/A | N/A | N/A | China | 1.95 | N/A | 5.2 | N/A | N/A | N/A | N/A | N/A | - | - | Calorimeter Room | 2.7798 | - | N/A | N/A | N/A | N/A | N/A | N/A | N/A | N/A | N/A | N/A | N/A | N/A | N/A | N/A | N/A | N/A | N/A | N/A | Calorimeter Room | Single | R32 | Australia,Fiji,New Zealand | 141724 | 2026-09-21 |  | Approved | Cooling Only | N/A | N/A | Class 4 | N/A | N/A | N/A | N/A | N/A | N/A | N/A | N/A | Available | N/A | N/A |  |  | N/A |  |  | AAC6255 | No | N/A | N/A | N/A | N/A | 5200 | 1.95 | N/A | N/A | N/A | N/A | N/A | N/A | N/A | N/A | N/A | N/A | N/A | N/A | N/A | N/A | N/A | - | - | N/A | N/A | N/A | N/A | N/A | N/A | N/A | N/A | N/A | N/A | N/A | N/A | N/A | N/A | N/A | N/A | N/A | N/A | N/A | N/A | N/A | N/A | N/A | N/A | N/A | N/A | 67.9 | N/A | N/A | N/A | N/A | N/A | N/A | N/A | 1063 | 1638 | 4382 | N/A | N/A | N/A | 0 | 0 | 0 | N/A | N/A | N/A | N/A | N/A | N/A | - | - | - | N/A | N/A | N/A | - | - | - | N/A | No | - | - | - | - | - | - | N/A | 2.6667 | -
[SEER Non Multi-Split <=65kW] GEMS (Air Conditioners up to 65kW) Determination 2019 | MEPS Oct 2011 | AS/NZS 3823.1.1:2012 | HYRAC51R32TA |  | N/A | Hyundai | 0.5 | Non Ducted | Single Split System | Wall Hung | Air | Air | China | 1.19 | 4.6 | 5.1 | - | 0 | 0 | 0 | - | 1.18 | 5.1 | Calorimeter Room | 4.3033 | 4.3367 | Yes | 0 | N/A | 1.5 | 1.5 | 0 | 0 | N/A | N/A | N/A | 4.285 | 4.3182 | N/A | N/A | 4.07 | 4.1363 | 4 | 4 | Calorimeter Room | Single | R32 | Australia,Fiji,New Zealand | 127794 | 2025-03-27 |  | Approved | Reverse Cycle | - | Yes | Class 9 | Yes | Yes | - | Yes | Yes | Yes | - | 4.3033 | Available | N/A | N/A |  |  | Yes |  | https://reg.energyrating.gov.au/static/common/images/star_ratings_2014/aircon_rating_4_4.png | AAC4747 | N/A | Variable output compressor,Multiple compressors | Inverter | N/A | N/A | N/A | 1.19 | N/A | N/A | N/A | N/A | N/A | N/A | N/A | N/A | N/A | N/A | N/A | N/A | N/A | N/A | N/A | N/A | 1.18 | N/A | N/A | N/A | N/A | N/A | N/A | N/A | N/A | N/A | N/A | N/A | N/A | N/A | N/A | N/A | N/A | N/A | N/A | N/A | N/A | N/A | N/A | N/A | N/A | N/A | N/A | N/A | N/A | N/A | N/A | N/A | N/A | N/A | N/A | N/A | N/A | N/A | N/A | N/A | N/A | N/A | N/A | N/A | N/A | N/A | N/A | N/A | N/A | N/A | N/A | N/A | N/A | N/A | N/A | N/A | N/A | N/A | N/A | N/A | N/A | N/A | N/A | N/A | N/A | N/A | N/A | N/A | 4.2675 | 4.3035
[SEER Non Multi-Split <=65kW] GEMS (Air Conditioners up to 65kW) Determination 2019 | MEPS Oct 2011 | AS/NZS 3823.1.1:2012 | HYRAC73R32TA |  | N/A | Hyundai | 1 | Non Ducted | Single Split System | Wall Hung | Air | Air | China | 1.8 | 6.3 | 7.3 | - | 0 | 0 | 0 | - | 2.1 | 8 | Calorimeter Room | 4.0149 | 3.7831 | Yes | 0 | N/A | 1.5 | 1.5 | 0 | 0 | N/A | N/A | N/A | 4.0037 | 3.774 | N/A | N/A | 3.5074 | 3.0481 | 3.5 | 3 | Calorimeter Room | Single | R32 | Australia,Fiji,New Zealand | 127793 | 2025-03-27 |  | Approved | Reverse Cycle | - | No | Class 9 | Yes | Yes | - | Yes | Yes | Yes | - | 4.0149 | Available | N/A | N/A |  |  | Yes |  | https://reg.energyrating.gov.au/static/common/images/star_ratings_2014/aircon_rating_3.5_3.png | AAC4740 | N/A | Variable output compressor | Inverter | N/A | N/A | N/A | 1.8 | N/A | N/A | N/A | N/A | N/A | N/A | N/A | N/A | N/A | N/A | N/A | N/A | N/A | N/A | N/A | N/A | 2.1 | N/A | N/A | N/A | N/A | N/A | N/A | N/A | N/A | N/A | N/A | N/A | N/A | N/A | N/A | N/A | N/A | N/A | N/A | N/A | N/A | N/A | N/A | N/A | N/A | N/A | N/A | N/A | N/A | N/A | N/A | N/A | N/A | N/A | N/A | N/A | N/A | N/A | N/A | N/A | N/A | N/A | N/A | N/A | N/A | N/A | N/A | N/A | N/A | N/A | N/A | N/A | N/A | N/A | N/A | N/A | N/A | N/A | N/A | N/A | N/A | N/A | N/A | N/A | N/A | N/A | N/A | N/A | 4.0442 | 3.8003
[SEER Non Multi-Split <=65kW] GEMS (Air Conditioners up to 65kW) Determination 2019 | MEPS 2019 | AS/NZS 3823.1.1:2012 | HYSSAC26PW* | HYSSAC26PW* | N/A | HYUNDAI | N/A | Non Ducted | Single Split System | Wall Hung | Air | Air | China | 0.595 | N/A | 2.64 | N/A | N/A | N/A | N/A | N/A | 0.985 | 4.05 | Calorimeter Room | 4.3349 | 3.8501 | N/A | - | N/A | N/A | N/A | N/A | N/A | N/A | N/A | N/A | N/A | N/A | N/A | N/A | N/A | N/A | N/A | N/A | N/A | Single | R32 | Australia,Fiji,New Zealand | 155977 | 2028-08-12 |  | Approved | Reverse Cycle | N/A | Yes | Class 8 | Yes | N/A | N/A | N/A | N/A | N/A | N/A | N/A | Available | N/A | N/A |  |  | N/A |  |  | AAC7703 | Yes | Variable output compressor | Inverter | No | - | 2640 | 0.595 | - | 445 | 1450 | No | - | - | - | 543.83 | 2843.28 | Yes | 170 | 1280 | No | - | - | 4050 | 0.985 | 345 | 1930 | No | - | - | No | - | - | - | 1450 | 3500 | No | - | - | - | - | - | - | - | - | No | - | - | No | - | - | 47.19 | 57.7 | 7.694 | 7.472 | 11.119 | -2.057 | -16.853 | -8.091 | 87 | 139 | 301 | -947 | -143 | -621 | 6 | 5.5 | 9.5 | 3.575 | 4.201 | 5.101 | 4.02 | 4.602 | 5.145 | 1488 | 534 | 77 | 452 | 229 | 49 | 2 | 2.5 | 3.5 | No | - | - | - | - | N/A | N/A | N/A | 4 | 4.3384 | 4.056
[SEER Non Multi-Split <=65kW] GEMS (Air Conditioners up to 65kW) Determination 2019 | MEPS 2019 | AS/NZS 3823.1.1:2012 | HYSSAC26PWA | HYSSAC26PW* | N/A | HYUNDAI | N/A | Non Ducted | Single Split System | Wall Hung | Air | Air | China | 0.595 | N/A | 2.64 | N/A | N/A | N/A | N/A | N/A | 0.985 | 4.05 | Calorimeter Room | 4.3349 | 3.8501 | N/A | - | N/A | N/A | N/A | N/A | N/A | N/A | N/A | N/A | N/A | N/A | N/A | N/A | N/A | N/A | N/A | N/A | N/A | Single | R32 | Australia,Fiji,New Zealand | 155977 | 2028-08-12 |  | Approved | Reverse Cycle | N/A | Yes | Class 8 | Yes | N/A | N/A | N/A | N/A | N/A | N/A | N/A | Available | N/A | N/A |  |  | N/A |  |  | AAC7703 | Yes | Variable output compressor | Inverter | No | - | 2640 | 0.595 | - | 445 | 1450 | No | - | - | - | 543.83 | 2843.28 | Yes | 170 | 1280 | No | - | - | 4050 | 0.985 | 345 | 1930 | No | - | - | No | - | - | - | 1450 | 3500 | No | - | - | - | - | - | - | - | - | No | - | - | No | - | - | 47.19 | 57.7 | 7.694 | 7.472 | 11.119 | -2.057 | -16.853 | -8.091 | 87 | 139 | 301 | -947 | -143 | -621 | 6 | 5.5 | 9.5 | 3.575 | 4.201 | 5.101 | 4.02 | 4.602 | 5.145 | 1488 | 534 | 77 | 452 | 229 | 49 | 2 | 2.5 | 3.5 | No | - | - | - | - | N/A | N/A | N/A | 4 | 4.3384 | 4.056
[SEER Non Multi-Split <=65kW] GEMS (Air Conditioners up to 65kW) Determination 2019 | MEPS 2019 | AS/NZS 3823.1.1:2012 | HYSSAC26PWB | HYSSAC26PW* | N/A | HYUNDAI | N/A | Non Ducted | Single Split System | Wall Hung | Air | Air | China | 0.595 | N/A | 2.64 | N/A | N/A | N/A | N/A | N/A | 0.985 | 4.05 | Calorimeter Room | 4.3349 | 3.8501 | N/A | - | N/A | N/A | N/A | N/A | N/A | N/A | N/A | N/A | N/A | N/A | N/A | N/A | N/A | N/A | N/A | N/A | N/A | Single | R32 | Australia,Fiji,New Zealand | 155977 | 2028-08-12 |  | Approved | Reverse Cycle | N/A | Yes | Class 8 | Yes | N/A | N/A | N/A | N/A | N/A | N/A | N/A | Available | N/A | N/A |  |  | N/A |  |  | AAC7703 | Yes | Variable output compressor | Inverter | No | - | 2640 | 0.595 | - | 445 | 1450 | No | - | - | - | 543.83 | 2843.28 | Yes | 170 | 1280 | No | - | - | 4050 | 0.985 | 345 | 1930 | No | - | - | No | - | - | - | 1450 | 3500 | No | - | - | - | - | - | - | - | - | No | - | - | No | - | - | 47.19 | 57.7 | 7.694 | 7.472 | 11.119 | -2.057 | -16.853 | -8.091 | 87 | 139 | 301 | -947 | -143 | -621 | 6 | 5.5 | 9.5 | 3.575 | 4.201 | 5.101 | 4.02 | 4.602 | 5.145 | 1488 | 534 | 77 | 452 | 229 | 49 | 2 | 2.5 | 3.5 | No | - | - | - | - | N/A | N/A | N/A | 4 | 4.3384 | 4.056
[SEER Non Multi-Split <=65kW] GEMS (Air Conditioners up to 65kW) Determination 2019 | MEPS 2019 | AS/NZS 3823.1.1:2012 | HYSSAC26PWC | HYSSAC26PW* | N/A | HYUNDAI | N/A | Non Ducted | Single Split System | Wall Hung | Air | Air | China | 0.595 | N/A | 2.64 | N/A | N/A | N/A | N/A | N/A | 0.985 | 4.05 | Calorimeter Room | 4.3349 | 3.8501 | N/A | - | N/A | N/A | N/A | N/A | N/A | N/A | N/A | N/A | N/A | N/A | N/A | N/A | N/A | N/A | N/A | N/A | N/A | Single | R32 | Australia,Fiji,New Zealand | 155977 | 2028-08-12 |  | Approved | Reverse Cycle | N/A | Yes | Class 8 | Yes | N/A | N/A | N/A | N/A | N/A | N/A | N/A | Available | N/A | N/A |  |  | N/A |  |  | AAC7703 | Yes | Variable output compressor | Inverter | No | - | 2640 | 0.595 | - | 445 | 1450 | No | - | - | - | 543.83 | 2843.28 | Yes | 170 | 1280 | No | - | - | 4050 | 0.985 | 345 | 1930 | No | - | - | No | - | - | - | 1450 | 3500 | No | - | - | - | - | - | - | - | - | No | - | - | No | - | - | 47.19 | 57.7 | 7.694 | 7.472 | 11.119 | -2.057 | -16.853 | -8.091 | 87 | 139 | 301 | -947 | -143 | -621 | 6 | 5.5 | 9.5 | 3.575 | 4.201 | 5.101 | 4.02 | 4.602 | 5.145 | 1488 | 534 | 77 | 452 | 229 | 49 | 2 | 2.5 | 3.5 | No | - | - | - | - | N/A | N/A | N/A | 4 | 4.3384 | 4.056
[SEER Non Multi-Split <=65kW] GEMS (Air Conditioners up to 65kW) Determination 2019 | MEPS 2019 | AS/NZS 3823.1.1:2012 | HYSSAC26PWD | HYSSAC26PW* | N/A | HYUNDAI | N/A | Non Ducted | Single Split System | Wall Hung | Air | Air | China | 0.595 | N/A | 2.64 | N/A | N/A | N/A | N/A | N/A | 0.985 | 4.05 | Calorimeter Room | 4.3349 | 3.8501 | N/A | - | N/A | N/A | N/A | N/A | N/A | N/A | N/A | N/A | N/A | N/A | N/A | N/A | N/A | N/A | N/A | N/A | N/A | Single | R32 | Australia,Fiji,New Zealand | 155977 | 2028-08-12 |  | Approved | Reverse Cycle | N/A | Yes | Class 8 | Yes | N/A | N/A | N/A | N/A | N/A | N/A | N/A | Available | N/A | N/A |  |  | N/A |  |  | AAC7703 | Yes | Variable output compressor | Inverter | No | - | 2640 | 0.595 | - | 445 | 1450 | No | - | - | - | 543.83 | 2843.28 | Yes | 170 | 1280 | No | - | - | 4050 | 0.985 | 345 | 1930 | No | - | - | No | - | - | - | 1450 | 3500 | No | - | - | - | - | - | - | - | - | No | - | - | No | - | - | 47.19 | 57.7 | 7.694 | 7.472 | 11.119 | -2.057 | -16.853 | -8.091 | 87 | 139 | 301 | -947 | -143 | -621 | 6 | 5.5 | 9.5 | 3.575 | 4.201 | 5.101 | 4.02 | 4.602 | 5.145 | 1488 | 534 | 77 | 452 | 229 | 49 | 2 | 2.5 | 3.5 | No | - | - | - | - | N/A | N/A | N/A | 4 | 4.3384 | 4.056
[SEER Non Multi-Split <=65kW] GEMS (Air Conditioners up to 65kW) Determination 2019 | MEPS 2019 | AS/NZS 3823.1.1:2012 | HYSSAC35PW* | HYSSAC35PW* | N/A | HYUNDAI | N/A | Non Ducted | Single Split System | Wall Hung | Air | Air | China | 0.8 | N/A | 3.5 | N/A | N/A | N/A | N/A | N/A | 1.07 | 4.5 | Calorimeter Room | 4.3234 | 4.2021 | N/A | - | N/A | N/A | N/A | N/A | N/A | N/A | N/A | N/A | N/A | N/A | N/A | N/A | N/A | N/A | N/A | N/A | N/A | Single | R32 | Australia,Fiji,New Zealand | 139843 | 2026-07-16 |  | Approved | Reverse Cycle | N/A | Yes | Class 8 | Yes | N/A | N/A | N/A | N/A | N/A | N/A | N/A | Available | N/A | N/A |  |  | N/A |  |  | AAC6169 | Yes | Variable output compressor | Inverter | No | - | 3500 | 0.8 | - | 390 | 1800 | No | - | - | - | 731.2 | 3769.5 | Yes | 225 | 1700 | No | - | - | 4500 | 1.07 | 420 | 2260 | No | - | - | No | - | - | - | 1590 | 4300 | No | - | - | - | - | - | - | - | - | No | - | - | No | - | - | 47.73 | 59.55 | 6.266 | 6.093 | 7.083 | 22.912 | 11.53 | 10.266 | 148 | 232 | 638 | 103 | 253 | 632 | 4.5 | 4.5 | 5.5 | 3.792 | 4.334 | 4.922 | 4.106 | 4.581 | 4.935 | 1558 | 574 | 87 | 492 | 254 | 56 | 2 | 2.5 | 3 | No | - | - | - | - | N/A | N/A | N/A | 4 | 4.3023 | 4.1531
[SEER Non Multi-Split <=65kW] GEMS (Air Conditioners up to 65kW) Determination 2019 | MEPS 2019 | AS/NZS 3823.1.1:2012 | HYSSAC35PWA | HYSSAC35PW* | N/A | HYUNDAI | N/A | Non Ducted | Single Split System | Wall Hung | Air | Air | China | 0.8 | N/A | 3.5 | N/A | N/A | N/A | N/A | N/A | 1.07 | 4.5 | Calorimeter Room | 4.3234 | 4.2021 | N/A | - | N/A | N/A | N/A | N/A | N/A | N/A | N/A | N/A | N/A | N/A | N/A | N/A | N/A | N/A | N/A | N/A | N/A | Single | R32 | Australia,Fiji,New Zealand | 139843 | 2026-07-16 |  | Approved | Reverse Cycle | N/A | Yes | Class 8 | Yes | N/A | N/A | N/A | N/A | N/A | N/A | N/A | Available | N/A | N/A |  |  | N/A |  |  | AAC6169 | Yes | Variable output compressor | Inverter | No | - | 3500 | 0.8 | - | 390 | 1800 | No | - | - | - | 731.2 | 3769.5 | Yes | 225 | 1700 | No | - | - | 4500 | 1.07 | 420 | 2260 | No | - | - | No | - | - | - | 1590 | 4300 | No | - | - | - | - | - | - | - | - | No | - | - | No | - | - | 47.73 | 59.55 | 6.266 | 6.093 | 7.083 | 22.912 | 11.53 | 10.266 | 148 | 232 | 638 | 103 | 253 | 632 | 4.5 | 4.5 | 5.5 | 3.792 | 4.334 | 4.922 | 4.106 | 4.581 | 4.935 | 1558 | 574 | 87 | 492 | 254 | 56 | 2 | 2.5 | 3 | No | - | - | - | - | N/A | N/A | N/A | 4 | 4.3023 | 4.1531
[SEER Non Multi-Split <=65kW] GEMS (Air Conditioners up to 65kW) Determination 2019 | MEPS 2019 | AS/NZS 3823.1.1:2012 | HYSSAC35PWB | HYSSAC35PW* | N/A | HYUNDAI | N/A | Non Ducted | Single Split System | Wall Hung | Air | Air | China | 0.8 | N/A | 3.5 | N/A | N/A | N/A | N/A | N/A | 1.07 | 4.5 | Calorimeter Room | 4.3234 | 4.2021 | N/A | - | N/A | N/A | N/A | N/A | N/A | N/A | N/A | N/A | N/A | N/A | N/A | N/A | N/A | N/A | N/A | N/A | N/A | Single | R32 | Australia,Fiji,New Zealand | 139843 | 2026-07-16 |  | Approved | Reverse Cycle | N/A | Yes | Class 8 | Yes | N/A | N/A | N/A | N/A | N/A | N/A | N/A | Available | N/A | N/A |  |  | N/A |  |  | AAC6169 | Yes | Variable output compressor | Inverter | No | - | 3500 | 0.8 | - | 390 | 1800 | No | - | - | - | 731.2 | 3769.5 | Yes | 225 | 1700 | No | - | - | 4500 | 1.07 | 420 | 2260 | No | - | - | No | - | - | - | 1590 | 4300 | No | - | - | - | - | - | - | - | - | No | - | - | No | - | - | 47.73 | 59.55 | 6.266 | 6.093 | 7.083 | 22.912 | 11.53 | 10.266 | 148 | 232 | 638 | 103 | 253 | 632 | 4.5 | 4.5 | 5.5 | 3.792 | 4.334 | 4.922 | 4.106 | 4.581 | 4.935 | 1558 | 574 | 87 | 492 | 254 | 56 | 2 | 2.5 | 3 | No | - | - | - | - | N/A | N/A | N/A | 4 | 4.3023 | 4.1531
[SEER Non Multi-Split <=65kW] GEMS (Air Conditioners up to 65kW) Determination 2019 | MEPS 2019 | AS/NZS 3823.1.1:2012 | HYSSAC35PWC | HYSSAC35PW* | N/A | HYUNDAI | N/A | Non Ducted | Single Split System | Wall Hung | Air | Air | China | 0.8 | N/A | 3.5 | N/A | N/A | N/A | N/A | N/A | 1.07 | 4.5 | Calorimeter Room | 4.3234 | 4.2021 | N/A | - | N/A | N/A | N/A | N/A | N/A | N/A | N/A | N/A | N/A | N/A | N/A | N/A | N/A | N/A | N/A | N/A | N/A | Single | R32 | Australia,Fiji,New Zealand | 139843 | 2026-07-16 |  | Approved | Reverse Cycle | N/A | Yes | Class 8 | Yes | N/A | N/A | N/A | N/A | N/A | N/A | N/A | Available | N/A | N/A |  |  | N/A |  |  | AAC6169 | Yes | Variable output compressor | Inverter | No | - | 3500 | 0.8 | - | 390 | 1800 | No | - | - | - | 731.2 | 3769.5 | Yes | 225 | 1700 | No | - | - | 4500 | 1.07 | 420 | 2260 | No | - | - | No | - | - | - | 1590 | 4300 | No | - | - | - | - | - | - | - | - | No | - | - | No | - | - | 47.73 | 59.55 | 6.266 | 6.093 | 7.083 | 22.912 | 11.53 | 10.266 | 148 | 232 | 638 | 103 | 253 | 632 | 4.5 | 4.5 | 5.5 | 3.792 | 4.334 | 4.922 | 4.106 | 4.581 | 4.935 | 1558 | 574 | 87 | 492 | 254 | 56 | 2 | 2.5 | 3 | No | - | - | - | - | N/A | N/A | N/A | 4 | 4.3023 | 4.1531
[SEER Non Multi-Split <=65kW] GEMS (Air Conditioners up to 65kW) Determination 2019 | MEPS 2019 | AS/NZS 3823.1.1:2012 | HYSSAC35PWD | HYSSAC35PW* | N/A | HYUNDAI | N/A | Non Ducted | Single Split System | Wall Hung | Air | Air | China | 0.8 | N/A | 3.5 | N/A | N/A | N/A | N/A | N/A | 1.07 | 4.5 | Calorimeter Room | 4.3234 | 4.2021 | N/A | - | N/A | N/A | N/A | N/A | N/A | N/A | N/A | N/A | N/A | N/A | N/A | N/A | N/A | N/A | N/A | N/A | N/A | Single | R32 | Australia,Fiji,New Zealand | 139843 | 2026-07-16 |  | Approved | Reverse Cycle | N/A | Yes | Class 8 | Yes | N/A | N/A | N/A | N/A | N/A | N/A | N/A | Available | N/A | N/A |  |  | N/A |  |  | AAC6169 | Yes | Variable output compressor | Inverter | No | - | 3500 | 0.8 | - | 390 | 1800 | No | - | - | - | 731.2 | 3769.5 | Yes | 225 | 1700 | No | - | - | 4500 | 1.07 | 420 | 2260 | No | - | - | No | - | - | - | 1590 | 4300 | No | - | - | - | - | - | - | - | - | No | - | - | No | - | - | 47.73 | 59.55 | 6.266 | 6.093 | 7.083 | 22.912 | 11.53 | 10.266 | 148 | 232 | 638 | 103 | 253 | 632 | 4.5 | 4.5 | 5.5 | 3.792 | 4.334 | 4.922 | 4.106 | 4.581 | 4.935 | 1558 | 574 | 87 | 492 | 254 | 56 | 2 | 2.5 | 3 | No | - | - | - | - | N/A | N/A | N/A | 4 | 4.3023 | 4.1531
[SEER Non Multi-Split <=65kW] GEMS (Air Conditioners up to 65kW) Determination 2019 | MEPS 2019 | AS/NZS 3823.1.1:2012 | HYSSAC52PW* | HYSSAC52PW* | N/A | HYUNDAI | N/A | Non Ducted | Single Split System | Wall Hung | Air | Air | China | 1.4 | N/A | 5.2 | N/A | N/A | N/A | N/A | N/A | 1.2 | 5.2 | Calorimeter Room | 3.6011 | 4.1987 | N/A | - | N/A | N/A | N/A | N/A | N/A | N/A | N/A | N/A | N/A | N/A | N/A | N/A | N/A | N/A | N/A | N/A | N/A | Single | R32 | Australia,Fiji,New Zealand | 139844 | 2026-07-19 |  | Approved | Reverse Cycle | N/A | Yes | Class 9 | Yes | N/A | N/A | N/A | N/A | N/A | N/A | N/A | Available | N/A | N/A |  |  | N/A |  |  | AAC6170 | Yes | Variable output compressor | Inverter | No | - | 5200 | 1.4 | - | 560 | 2500 | No | - | - | - | 1279.6 | 5600.4 | Yes | 400 | 2600 | No | - | - | 5200 | 1.2 | 510 | 2600 | No | - | - | No | - | - | - | 1810 | 5300 | No | - | - | - | - | - | - | - | - | No | - | - | No | - | - | 49.38 | 61.99 | 5.234 | 5.05 | 5.605 | 8.748 | 7.149 | 6.64 | 268 | 422 | 1203 | 424 | 616 | 1460 | 3.5 | 3.5 | 4 | 3.843 | 4.276 | 4.685 | 4.063 | 4.435 | 4.685 | 1778 | 674 | 106 | 575 | 304 | 68 | 2 | 2.5 | 3 | No | - | - | - | - | N/A | N/A | N/A | 5 | 3.67 | 4.2732
[SEER Non Multi-Split <=65kW] GEMS (Air Conditioners up to 65kW) Determination 2019 | MEPS 2019 | AS/NZS 3823.1.1:2012 | HYSSAC52PWA | HYSSAC52PW* | N/A | HYUNDAI | N/A | Non Ducted | Single Split System | Wall Hung | Air | Air | China | 1.4 | N/A | 5.2 | N/A | N/A | N/A | N/A | N/A | 1.2 | 5.2 | Calorimeter Room | 3.6011 | 4.1987 | N/A | - | N/A | N/A | N/A | N/A | N/A | N/A | N/A | N/A | N/A | N/A | N/A | N/A | N/A | N/A | N/A | N/A | N/A | Single | R32 | Australia,Fiji,New Zealand | 139844 | 2026-07-19 |  | Approved | Reverse Cycle | N/A | Yes | Class 9 | Yes | N/A | N/A | N/A | N/A | N/A | N/A | N/A | Available | N/A | N/A |  |  | N/A |  |  | AAC6170 | Yes | Variable output compressor | Inverter | No | - | 5200 | 1.4 | - | 560 | 2500 | No | - | - | - | 1279.6 | 5600.4 | Yes | 400 | 2600 | No | - | - | 5200 | 1.2 | 510 | 2600 | No | - | - | No | - | - | - | 1810 | 5300 | No | - | - | - | - | - | - | - | - | No | - | - | No | - | - | 49.38 | 61.99 | 5.234 | 5.05 | 5.605 | 8.748 | 7.149 | 6.64 | 268 | 422 | 1203 | 424 | 616 | 1460 | 3.5 | 3.5 | 4 | 3.843 | 4.276 | 4.685 | 4.063 | 4.435 | 4.685 | 1778 | 674 | 106 | 575 | 304 | 68 | 2 | 2.5 | 3 | No | - | - | - | - | N/A | N/A | N/A | 5 | 3.67 | 4.2732
[SEER Non Multi-Split <=65kW] GEMS (Air Conditioners up to 65kW) Determination 2019 | MEPS 2019 | AS/NZS 3823.1.1:2012 | HYSSAC52PWB | HYSSAC52PW* | N/A | HYUNDAI | N/A | Non Ducted | Single Split System | Wall Hung | Air | Air | China | 1.4 | N/A | 5.2 | N/A | N/A | N/A | N/A | N/A | 1.2 | 5.2 | Calorimeter Room | 3.6011 | 4.1987 | N/A | - | N/A | N/A | N/A | N/A | N/A | N/A | N/A | N/A | N/A | N/A | N/A | N/A | N/A | N/A | N/A | N/A | N/A | Single | R32 | Australia,Fiji,New Zealand | 139844 | 2026-07-19 |  | Approved | Reverse Cycle | N/A | Yes | Class 9 | Yes | N/A | N/A | N/A | N/A | N/A | N/A | N/A | Available | N/A | N/A |  |  | N/A |  |  | AAC6170 | Yes | Variable output compressor | Inverter | No | - | 5200 | 1.4 | - | 560 | 2500 | No | - | - | - | 1279.6 | 5600.4 | Yes | 400 | 2600 | No | - | - | 5200 | 1.2 | 510 | 2600 | No | - | - | No | - | - | - | 1810 | 5300 | No | - | - | - | - | - | - | - | - | No | - | - | No | - | - | 49.38 | 61.99 | 5.234 | 5.05 | 5.605 | 8.748 | 7.149 | 6.64 | 268 | 422 | 1203 | 424 | 616 | 1460 | 3.5 | 3.5 | 4 | 3.843 | 4.276 | 4.685 | 4.063 | 4.435 | 4.685 | 1778 | 674 | 106 | 575 | 304 | 68 | 2 | 2.5 | 3 | No | - | - | - | - | N/A | N/A | N/A | 5 | 3.67 | 4.2732
[SEER Non Multi-Split <=65kW] GEMS (Air Conditioners up to 65kW) Determination 2019 | MEPS 2019 | AS/NZS 3823.1.1:2012 | HYSSAC52PWC | HYSSAC52PW* | N/A | HYUNDAI | N/A | Non Ducted | Single Split System | Wall Hung | Air | Air | China | 1.4 | N/A | 5.2 | N/A | N/A | N/A | N/A | N/A | 1.2 | 5.2 | Calorimeter Room | 3.6011 | 4.1987 | N/A | - | N/A | N/A | N/A | N/A | N/A | N/A | N/A | N/A | N/A | N/A | N/A | N/A | N/A | N/A | N/A | N/A | N/A | Single | R32 | Australia,Fiji,New Zealand | 139844 | 2026-07-19 |  | Approved | Reverse Cycle | N/A | Yes | Class 9 | Yes | N/A | N/A | N/A | N/A | N/A | N/A | N/A | Available | N/A | N/A |  |  | N/A |  |  | AAC6170 | Yes | Variable output compressor | Inverter | No | - | 5200 | 1.4 | - | 560 | 2500 | No | - | - | - | 1279.6 | 5600.4 | Yes | 400 | 2600 | No | - | - | 5200 | 1.2 | 510 | 2600 | No | - | - | No | - | - | - | 1810 | 5300 | No | - | - | - | - | - | - | - | - | No | - | - | No | - | - | 49.38 | 61.99 | 5.234 | 5.05 | 5.605 | 8.748 | 7.149 | 6.64 | 268 | 422 | 1203 | 424 | 616 | 1460 | 3.5 | 3.5 | 4 | 3.843 | 4.276 | 4.685 | 4.063 | 4.435 | 4.685 | 1778 | 674 | 106 | 575 | 304 | 68 | 2 | 2.5 | 3 | No | - | - | - | - | N/A | N/A | N/A | 5 | 3.67 | 4.2732
[SEER Non Multi-Split <=65kW] GEMS (Air Conditioners up to 65kW) Determination 2019 | MEPS 2019 | AS/NZS 3823.1.1:2012 | HYSSAC52PWD | HYSSAC52PW* | N/A | HYUNDAI | N/A | Non Ducted | Single Split System | Wall Hung | Air | Air | China | 1.4 | N/A | 5.2 | N/A | N/A | N/A | N/A | N/A | 1.2 | 5.2 | Calorimeter Room | 3.6011 | 4.1987 | N/A | - | N/A | N/A | N/A | N/A | N/A | N/A | N/A | N/A | N/A | N/A | N/A | N/A | N/A | N/A | N/A | N/A | N/A | Single | R32 | Australia,Fiji,New Zealand | 139844 | 2026-07-19 |  | Approved | Reverse Cycle | N/A | Yes | Class 9 | Yes | N/A | N/A | N/A | N/A | N/A | N/A | N/A | Available | N/A | N/A |  |  | N/A |  |  | AAC6170 | Yes | Variable output compressor | Inverter | No | - | 5200 | 1.4 | - | 560 | 2500 | No | - | - | - | 1279.6 | 5600.4 | Yes | 400 | 2600 | No | - | - | 5200 | 1.2 | 510 | 2600 | No | - | - | No | - | - | - | 1810 | 5300 | No | - | - | - | - | - | - | - | - | No | - | - | No | - | - | 49.38 | 61.99 | 5.234 | 5.05 | 5.605 | 8.748 | 7.149 | 6.64 | 268 | 422 | 1203 | 424 | 616 | 1460 | 3.5 | 3.5 | 4 | 3.843 | 4.276 | 4.685 | 4.063 | 4.435 | 4.685 | 1778 | 674 | 106 | 575 | 304 | 68 | 2 | 2.5 | 3 | No | - | - | - | - | N/A | N/A | N/A | 5 | 3.67 | 4.2732
[SEER Non Multi-Split <=65kW] GEMS (Air Conditioners up to 65kW) Determination 2019 | MEPS 2019 | AS/NZS 3823.1.1:2012 | HYSSAC72PW* | HYSSAC72PW* | N/A | HYUNDAI | N/A | Non Ducted | Single Split System | Wall Hung | Air | Air | China | 1.9 | N/A | 7.2 | N/A | N/A | N/A | N/A | N/A | 1.7 | 7.2 | Calorimeter Room | 3.5574 | 4.0042 | N/A | - | N/A | N/A | N/A | N/A | N/A | N/A | N/A | N/A | N/A | N/A | N/A | N/A | N/A | N/A | N/A | N/A | N/A | Single | R32 | Australia,Fiji,New Zealand | 139856 | 2026-07-15 |  | Approved | Reverse Cycle | N/A | Yes | Class 9 | Yes | N/A | N/A | N/A | N/A | N/A | N/A | N/A | Available | N/A | N/A |  |  | N/A |  |  | AAC6168 | Yes | Variable output compressor | Inverter | No | - | 7200 | 1.9 | - | 750 | 3700 | No | - | - | - | 1736.6 | 7754.4 | Yes | 580 | 3700 | No | - | - | 7200 | 1.7 | 690 | 3700 | No | - | - | No | - | - | - | 2100 | 6200 | No | - | - | - | - | - | - | - | - | No | - | - | No | - | - | 53.68 | 62.97 | 5.205 | 5.013 | 5.432 | 7.37 | 6.444 | 6.104 | 377 | 593 | 1725 | 704 | 952 | 2205 | 3.5 | 3.5 | 3.5 | 3.735 | 4.297 | 4.891 | 4.055 | 4.547 | 4.905 | 2528 | 923 | 136 | 793 | 407 | 87 | 2 | 2.5 | 3 | No | - | - | - | - | N/A | N/A | N/A | 5 | 3.7561 | 4.1936
[SEER Non Multi-Split <=65kW] GEMS (Air Conditioners up to 65kW) Determination 2019 | MEPS 2019 | AS/NZS 3823.1.1:2012 | HYSSAC72PWA | HYSSAC72PW* | N/A | HYUNDAI | N/A | Non Ducted | Single Split System | Wall Hung | Air | Air | China | 1.9 | N/A | 7.2 | N/A | N/A | N/A | N/A | N/A | 1.7 | 7.2 | Calorimeter Room | 3.5574 | 4.0042 | N/A | - | N/A | N/A | N/A | N/A | N/A | N/A | N/A | N/A | N/A | N/A | N/A | N/A | N/A | N/A | N/A | N/A | N/A | Single | R32 | Australia,Fiji,New Zealand | 139856 | 2026-07-15 |  | Approved | Reverse Cycle | N/A | Yes | Class 9 | Yes | N/A | N/A | N/A | N/A | N/A | N/A | N/A | Available | N/A | N/A |  |  | N/A |  |  | AAC6168 | Yes | Variable output compressor | Inverter | No | - | 7200 | 1.9 | - | 750 | 3700 | No | - | - | - | 1736.6 | 7754.4 | Yes | 580 | 3700 | No | - | - | 7200 | 1.7 | 690 | 3700 | No | - | - | No | - | - | - | 2100 | 6200 | No | - | - | - | - | - | - | - | - | No | - | - | No | - | - | 53.68 | 62.97 | 5.205 | 5.013 | 5.432 | 7.37 | 6.444 | 6.104 | 377 | 593 | 1725 | 704 | 952 | 2205 | 3.5 | 3.5 | 3.5 | 3.735 | 4.297 | 4.891 | 4.055 | 4.547 | 4.905 | 2528 | 923 | 136 | 793 | 407 | 87 | 2 | 2.5 | 3 | No | - | - | - | - | N/A | N/A | N/A | 5 | 3.7561 | 4.1936
[SEER Non Multi-Split <=65kW] GEMS (Air Conditioners up to 65kW) Determination 2019 | MEPS 2019 | AS/NZS 3823.1.1:2012 | HYSSAC72PWB | HYSSAC72PW* | N/A | HYUNDAI | N/A | Non Ducted | Single Split System | Wall Hung | Air | Air | China | 1.9 | N/A | 7.2 | N/A | N/A | N/A | N/A | N/A | 1.7 | 7.2 | Calorimeter Room | 3.5574 | 4.0042 | N/A | - | N/A | N/A | N/A | N/A | N/A | N/A | N/A | N/A | N/A | N/A | N/A | N/A | N/A | N/A | N/A | N/A | N/A | Single | R32 | Australia,Fiji,New Zealand | 139856 | 2026-07-15 |  | Approved | Reverse Cycle | N/A | Yes | Class 9 | Yes | N/A | N/A | N/A | N/A | N/A | N/A | N/A | Available | N/A | N/A |  |  | N/A |  |  | AAC6168 | Yes | Variable output compressor | Inverter | No | - | 7200 | 1.9 | - | 750 | 3700 | No | - | - | - | 1736.6 | 7754.4 | Yes | 580 | 3700 | No | - | - | 7200 | 1.7 | 690 | 3700 | No | - | - | No | - | - | - | 2100 | 6200 | No | - | - | - | - | - | - | - | - | No | - | - | No | - | - | 53.68 | 62.97 | 5.205 | 5.013 | 5.432 | 7.37 | 6.444 | 6.104 | 377 | 593 | 1725 | 704 | 952 | 2205 | 3.5 | 3.5 | 3.5 | 3.735 | 4.297 | 4.891 | 4.055 | 4.547 | 4.905 | 2528 | 923 | 136 | 793 | 407 | 87 | 2 | 2.5 | 3 | No | - | - | - | - | N/A | N/A | N/A | 5 | 3.7561 | 4.1936
[SEER Non Multi-Split <=65kW] GEMS (Air Conditioners up to 65kW) Determination 2019 | MEPS 2019 | AS/NZS 3823.1.1:2012 | HYSSAC72PWC | HYSSAC72PW* | N/A | HYUNDAI | N/A | Non Ducted | Single Split System | Wall Hung | Air | Air | China | 1.9 | N/A | 7.2 | N/A | N/A | N/A | N/A | N/A | 1.7 | 7.2 | Calorimeter Room | 3.5574 | 4.0042 | N/A | - | N/A | N/A | N/A | N/A | N/A | N/A | N/A | N/A | N/A | N/A | N/A | N/A | N/A | N/A | N/A | N/A | N/A | Single | R32 | Australia,Fiji,New Zealand | 139856 | 2026-07-15 |  | Approved | Reverse Cycle | N/A | Yes | Class 9 | Yes | N/A | N/A | N/A | N/A | N/A | N/A | N/A | Available | N/A | N/A |  |  | N/A |  |  | AAC6168 | Yes | Variable output compressor | Inverter | No | - | 7200 | 1.9 | - | 750 | 3700 | No | - | - | - | 1736.6 | 7754.4 | Yes | 580 | 3700 | No | - | - | 7200 | 1.7 | 690 | 3700 | No | - | - | No | - | - | - | 2100 | 6200 | No | - | - | - | - | - | - | - | - | No | - | - | No | - | - | 53.68 | 62.97 | 5.205 | 5.013 | 5.432 | 7.37 | 6.444 | 6.104 | 377 | 593 | 1725 | 704 | 952 | 2205 | 3.5 | 3.5 | 3.5 | 3.735 | 4.297 | 4.891 | 4.055 | 4.547 | 4.905 | 2528 | 923 | 136 | 793 | 407 | 87 | 2 | 2.5 | 3 | No | - | - | - | - | N/A | N/A | N/A | 5 | 3.7561 | 4.1936
[SEER Non Multi-Split <=65kW] GEMS (Air Conditioners up to 65kW) Determination 2019 | MEPS 2019 | AS/NZS 3823.1.1:2012 | HYSSAC72PWD | HYSSAC72PW* | N/A | HYUNDAI | N/A | Non Ducted | Single Split System | Wall Hung | Air | Air | China | 1.9 | N/A | 7.2 | N/A | N/A | N/A | N/A | N/A | 1.7 | 7.2 | Calorimeter Room | 3.5574 | 4.0042 | N/A | - | N/A | N/A | N/A | N/A | N/A | N/A | N/A | N/A | N/A | N/A | N/A | N/A | N/A | N/A | N/A | N/A | N/A | Single | R32 | Australia,Fiji,New Zealand | 139856 | 2026-07-15 |  | Approved | Reverse Cycle | N/A | Yes | Class 9 | Yes | N/A | N/A | N/A | N/A | N/A | N/A | N/A | Available | N/A | N/A |  |  | N/A |  |  | AAC6168 | Yes | Variable output compressor | Inverter | No | - | 7200 | 1.9 | - | 750 | 3700 | No | - | - | - | 1736.6 | 7754.4 | Yes | 580 | 3700 | No | - | - | 7200 | 1.7 | 690 | 3700 | No | - | - | No | - | - | - | 2100 | 6200 | No | - | - | - | - | - | - | - | - | No | - | - | No | - | - | 53.68 | 62.97 | 5.205 | 5.013 | 5.432 | 7.37 | 6.444 | 6.104 | 377 | 593 | 1725 | 704 | 952 | 2205 | 3.5 | 3.5 | 3.5 | 3.735 | 4.297 | 4.891 | 4.055 | 4.547 | 4.905 | 2528 | 923 | 136 | 793 | 407 | 87 | 2 | 2.5 | 3 | No | - | - | - | - | N/A | N/A | N/A | 5 | 3.7561 | 4.1936
[SEER Non Multi-Split <=65kW] GEMS (Air Conditioners up to 65kW) Determination 2019 | MEPS 2019 | AS/NZS 3823.1.1:2012 | HYSSAC75T* | HYSSAC75T* | N/A | HYUNDAI | N/A | Non Ducted | Single Split System | Wall Hung | Air | Air | China | 2.03 | N/A | 7.55 | N/A | N/A | N/A | N/A | N/A | 2.235 | 8.45 | Calorimeter Room | 3.7258 | 3.7808 | N/A | - | N/A | N/A | N/A | N/A | N/A | N/A | N/A | N/A | N/A | N/A | N/A | N/A | N/A | N/A | N/A | N/A | N/A | Single | R32 | Australia,Fiji,New Zealand | 130075 | 2025-07-10 |  | Approved | Reverse Cycle | N/A | Yes | Class 9 | Yes | N/A | N/A | N/A | N/A | N/A | N/A | N/A | Available | N/A | N/A |  |  | N/A |  |  | AAC5004 | Yes | Variable output compressor | Inverter | No | - | 7550 | 2.03 | - | 770 | 3845 | No | - | - | - | 1855.42 | 8131.35 | No | 703.78 | 4141.065 | No | - | - | 8450 | 2.235 | 845 | 4250 | No | - | - | No | - | - | - | 2425 | 7200 | No | - | - | - | - | - | - | - | - | No | - | - | No | - | - | 50.7 | 62.5 | 5.005 | 4.789 | 5.04 | 5.881 | 5.493 | 5.371 | 419 | 660 | 1958 | 935 | 1180 | 2635 | 3.5 | 3 | 3.5 | 3.568 | 4.078 | 4.605 | 3.853 | 4.295 | 4.613 | 3097 | 1131 | 159 | 971 | 497 | 100 | 2 | 2.5 | 3 | No | - | - | - | - | N/A | N/A | N/A | 2 | 3.7069 | 3.7694
[SEER Non Multi-Split <=65kW] GEMS (Air Conditioners up to 65kW) Determination 2019 | MEPS 2019 | AS/NZS 3823.1.1:2012 | HYSSAC75TA | HYSSAC75T* | N/A | HYUNDAI | N/A | Non Ducted | Single Split System | Wall Hung | Air | Air | China | 2.03 | N/A | 7.55 | N/A | N/A | N/A | N/A | N/A | 2.235 | 8.45 | Calorimeter Room | 3.7258 | 3.7808 | N/A | - | N/A | N/A | N/A | N/A | N/A | N/A | N/A | N/A | N/A | N/A | N/A | N/A | N/A | N/A | N/A | N/A | N/A | Single | R32 | Australia,Fiji,New Zealand | 130075 | 2025-07-10 |  | Approved | Reverse Cycle | N/A | Yes | Class 9 | Yes | N/A | N/A | N/A | N/A | N/A | N/A | N/A | Available | N/A | N/A |  |  | N/A |  |  | AAC5004 | Yes | Variable output compressor | Inverter | No | - | 7550 | 2.03 | - | 770 | 3845 | No | - | - | - | 1855.42 | 8131.35 | No | 703.78 | 4141.065 | No | - | - | 8450 | 2.235 | 845 | 4250 | No | - | - | No | - | - | - | 2425 | 7200 | No | - | - | - | - | - | - | - | - | No | - | - | No | - | - | 50.7 | 62.5 | 5.005 | 4.789 | 5.04 | 5.881 | 5.493 | 5.371 | 419 | 660 | 1958 | 935 | 1180 | 2635 | 3.5 | 3 | 3.5 | 3.568 | 4.078 | 4.605 | 3.853 | 4.295 | 4.613 | 3097 | 1131 | 159 | 971 | 497 | 100 | 2 | 2.5 | 3 | No | - | - | - | - | N/A | N/A | N/A | 2 | 3.7069 | 3.7694
[SEER Non Multi-Split <=65kW] GEMS (Air Conditioners up to 65kW) Determination 2019 | MEPS 2019 | AS/NZS 3823.1.1:2012 | HYSSAC75TB | HYSSAC75T* | N/A | HYUNDAI | N/A | Non Ducted | Single Split System | Wall Hung | Air | Air | China | 2.03 | N/A | 7.55 | N/A | N/A | N/A | N/A | N/A | 2.235 | 8.45 | Calorimeter Room | 3.7258 | 3.7808 | N/A | - | N/A | N/A | N/A | N/A | N/A | N/A | N/A | N/A | N/A | N/A | N/A | N/A | N/A | N/A | N/A | N/A | N/A | Single | R32 | Australia,Fiji,New Zealand | 130075 | 2025-07-10 |  | Approved | Reverse Cycle | N/A | Yes | Class 9 | Yes | N/A | N/A | N/A | N/A | N/A | N/A | N/A | Available | N/A | N/A |  |  | N/A |  |  | AAC5004 | Yes | Variable output compressor | Inverter | No | - | 7550 | 2.03 | - | 770 | 3845 | No | - | - | - | 1855.42 | 8131.35 | No | 703.78 | 4141.065 | No | - | - | 8450 | 2.235 | 845 | 4250 | No | - | - | No | - | - | - | 2425 | 7200 | No | - | - | - | - | - | - | - | - | No | - | - | No | - | - | 50.7 | 62.5 | 5.005 | 4.789 | 5.04 | 5.881 | 5.493 | 5.371 | 419 | 660 | 1958 | 935 | 1180 | 2635 | 3.5 | 3 | 3.5 | 3.568 | 4.078 | 4.605 | 3.853 | 4.295 | 4.613 | 3097 | 1131 | 159 | 971 | 497 | 100 | 2 | 2.5 | 3 | No | - | - | - | - | N/A | N/A | N/A | 2 | 3.7069 | 3.7694
[SEER Non Multi-Split <=65kW] GEMS (Air Conditioners up to 65kW) Determination 2019 | MEPS 2019 | AS/NZS 3823.1.1:2012 | HYSSAC75TC | HYSSAC75T* | N/A | HYUNDAI | N/A | Non Ducted | Single Split System | Wall Hung | Air | Air | China | 2.03 | N/A | 7.55 | N/A | N/A | N/A | N/A | N/A | 2.235 | 8.45 | Calorimeter Room | 3.7258 | 3.7808 | N/A | - | N/A | N/A | N/A | N/A | N/A | N/A | N/A | N/A | N/A | N/A | N/A | N/A | N/A | N/A | N/A | N/A | N/A | Single | R32 | Australia,Fiji,New Zealand | 130075 | 2025-07-10 |  | Approved | Reverse Cycle | N/A | Yes | Class 9 | Yes | N/A | N/A | N/A | N/A | N/A | N/A | N/A | Available | N/A | N/A |  |  | N/A |  |  | AAC5004 | Yes | Variable output compressor | Inverter | No | - | 7550 | 2.03 | - | 770 | 3845 | No | - | - | - | 1855.42 | 8131.35 | No | 703.78 | 4141.065 | No | - | - | 8450 | 2.235 | 845 | 4250 | No | - | - | No | - | - | - | 2425 | 7200 | No | - | - | - | - | - | - | - | - | No | - | - | No | - | - | 50.7 | 62.5 | 5.005 | 4.789 | 5.04 | 5.881 | 5.493 | 5.371 | 419 | 660 | 1958 | 935 | 1180 | 2635 | 3.5 | 3 | 3.5 | 3.568 | 4.078 | 4.605 | 3.853 | 4.295 | 4.613 | 3097 | 1131 | 159 | 971 | 497 | 100 | 2 | 2.5 | 3 | No | - | - | - | - | N/A | N/A | N/A | 2 | 3.7069 | 3.7694
[SEER Non Multi-Split <=65kW] GEMS (Air Conditioners up to 65kW) Determination 2019 | MEPS 2019 | AS/NZS 3823.1.1:2012 | HYSSAC75TD | HYSSAC75T* | N/A | HYUNDAI | N/A | Non Ducted | Single Split System | Wall Hung | Air | Air | China | 2.03 | N/A | 7.55 | N/A | N/A | N/A | N/A | N/A | 2.235 | 8.45 | Calorimeter Room | 3.7258 | 3.7808 | N/A | - | N/A | N/A | N/A | N/A | N/A | N/A | N/A | N/A | N/A | N/A | N/A | N/A | N/A | N/A | N/A | N/A | N/A | Single | R32 | Australia,Fiji,New Zealand | 130075 | 2025-07-10 |  | Approved | Reverse Cycle | N/A | Yes | Class 9 | Yes | N/A | N/A | N/A | N/A | N/A | N/A | N/A | Available | N/A | N/A |  |  | N/A |  |  | AAC5004 | Yes | Variable output compressor | Inverter | No | - | 7550 | 2.03 | - | 770 | 3845 | No | - | - | - | 1855.42 | 8131.35 | No | 703.78 | 4141.065 | No | - | - | 8450 | 2.235 | 845 | 4250 | No | - | - | No | - | - | - | 2425 | 7200 | No | - | - | - | - | - | - | - | - | No | - | - | No | - | - | 50.7 | 62.5 | 5.005 | 4.789 | 5.04 | 5.881 | 5.493 | 5.371 | 419 | 660 | 1958 | 935 | 1180 | 2635 | 3.5 | 3 | 3.5 | 3.568 | 4.078 | 4.605 | 3.853 | 4.295 | 4.613 | 3097 | 1131 | 159 | 971 | 497 | 100 | 2 | 2.5 | 3 | No | - | - | - | - | N/A | N/A | N/A | 2 | 3.7069 | 3.7694
[SEER Non Multi-Split <=65kW] GEMS (Air Conditioners up to 65kW) Determination 2019 | MEPS 2019 | AS/NZS 3823.1.1:2012 | HYSSAC84T* | HYSSAC84T* | N/A | HYUNDAI | N/A | Non Ducted | Single Split System | Wall Hung | Air | Air | China | 2.55 | N/A | 8.45 | N/A | N/A | N/A | N/A | N/A | 2.385 | 8.75 | Calorimeter Room | 3.3279 | 3.6608 | N/A | - | N/A | N/A | N/A | N/A | N/A | N/A | N/A | N/A | N/A | N/A | N/A | N/A | N/A | N/A | N/A | N/A | N/A | Single | R32 | Australia,Fiji,New Zealand | 130076 | 2025-06-30 |  | Approved | Reverse Cycle | N/A | Yes | Class 9 | Yes | N/A | N/A | N/A | N/A | N/A | N/A | N/A | Available | N/A | N/A |  |  | N/A |  |  | AAC4954 | Yes | Variable output compressor | Inverter | No | - | 8450 | 2.55 | - | 940 | 4400 | No | - | - | - | 2330.7 | 9100.65 | No | 859.16 | 4738.8 | No | - | - | 8750 | 2.385 | 905 | 4450 | No | - | - | No | - | - | - | 2795 | 8500 | No | - | - | - | - | - | - | - | - | No | - | - | No | - | - | 50.9 | 62.7 | 4.652 | 4.417 | 4.642 | 5.475 | 5.092 | 4.956 | 506 | 803 | 2381 | 1125 | 1426 | 3197 | 3 | 2.5 | 3 | 3.687 | 4.122 | 4.511 | 3.901 | 4.27 | 4.509 | 3103 | 1158 | 168 | 993 | 517 | 106 | 2 | 2.5 | 3 | No | - | - | - | - | N/A | N/A | N/A | 2 | 3.305 | 3.6584
[SEER Non Multi-Split <=65kW] GEMS (Air Conditioners up to 65kW) Determination 2019 | MEPS 2019 | AS/NZS 3823.1.1:2012 | HYSSAC84TA | HYSSAC84T* | N/A | HYUNDAI | N/A | Non Ducted | Single Split System | Wall Hung | Air | Air | China | 2.55 | N/A | 8.45 | N/A | N/A | N/A | N/A | N/A | 2.385 | 8.75 | Calorimeter Room | 3.3279 | 3.6608 | N/A | - | N/A | N/A | N/A | N/A | N/A | N/A | N/A | N/A | N/A | N/A | N/A | N/A | N/A | N/A | N/A | N/A | N/A | Single | R32 | Australia,Fiji,New Zealand | 130076 | 2025-06-30 |  | Approved | Reverse Cycle | N/A | Yes | Class 9 | Yes | N/A | N/A | N/A | N/A | N/A | N/A | N/A | Available | N/A | N/A |  |  | N/A |  |  | AAC4954 | Yes | Variable output compressor | Inverter | No | - | 8450 | 2.55 | - | 940 | 4400 | No | - | - | - | 2330.7 | 9100.65 | No | 859.16 | 4738.8 | No | - | - | 8750 | 2.385 | 905 | 4450 | No | - | - | No | - | - | - | 2795 | 8500 | No | - | - | - | - | - | - | - | - | No | - | - | No | - | - | 50.9 | 62.7 | 4.652 | 4.417 | 4.642 | 5.475 | 5.092 | 4.956 | 506 | 803 | 2381 | 1125 | 1426 | 3197 | 3 | 2.5 | 3 | 3.687 | 4.122 | 4.511 | 3.901 | 4.27 | 4.509 | 3103 | 1158 | 168 | 993 | 517 | 106 | 2 | 2.5 | 3 | No | - | - | - | - | N/A | N/A | N/A | 2 | 3.305 | 3.6584
[SEER Non Multi-Split <=65kW] GEMS (Air Conditioners up to 65kW) Determination 2019 | MEPS 2019 | AS/NZS 3823.1.1:2012 | HYSSAC84TB | HYSSAC84T* | N/A | HYUNDAI | N/A | Non Ducted | Single Split System | Wall Hung | Air | Air | China | 2.55 | N/A | 8.45 | N/A | N/A | N/A | N/A | N/A | 2.385 | 8.75 | Calorimeter Room | 3.3279 | 3.6608 | N/A | - | N/A | N/A | N/A | N/A | N/A | N/A | N/A | N/A | N/A | N/A | N/A | N/A | N/A | N/A | N/A | N/A | N/A | Single | R32 | Australia,Fiji,New Zealand | 130076 | 2025-06-30 |  | Approved | Reverse Cycle | N/A | Yes | Class 9 | Yes | N/A | N/A | N/A | N/A | N/A | N/A | N/A | Available | N/A | N/A |  |  | N/A |  |  | AAC4954 | Yes | Variable output compressor | Inverter | No | - | 8450 | 2.55 | - | 940 | 4400 | No | - | - | - | 2330.7 | 9100.65 | No | 859.16 | 4738.8 | No | - | - | 8750 | 2.385 | 905 | 4450 | No | - | - | No | - | - | - | 2795 | 8500 | No | - | - | - | - | - | - | - | - | No | - | - | No | - | - | 50.9 | 62.7 | 4.652 | 4.417 | 4.642 | 5.475 | 5.092 | 4.956 | 506 | 803 | 2381 | 1125 | 1426 | 3197 | 3 | 2.5 | 3 | 3.687 | 4.122 | 4.511 | 3.901 | 4.27 | 4.509 | 3103 | 1158 | 168 | 993 | 517 | 106 | 2 | 2.5 | 3 | No | - | - | - | - | N/A | N/A | N/A | 2 | 3.305 | 3.6584
[SEER Non Multi-Split <=65kW] GEMS (Air Conditioners up to 65kW) Determination 2019 | MEPS 2019 | AS/NZS 3823.1.1:2012 | HYSSAC84TC | HYSSAC84T* | N/A | HYUNDAI | N/A | Non Ducted | Single Split System | Wall Hung | Air | Air | China | 2.55 | N/A | 8.45 | N/A | N/A | N/A | N/A | N/A | 2.385 | 8.75 | Calorimeter Room | 3.3279 | 3.6608 | N/A | - | N/A | N/A | N/A | N/A | N/A | N/A | N/A | N/A | N/A | N/A | N/A | N/A | N/A | N/A | N/A | N/A | N/A | Single | R32 | Australia,Fiji,New Zealand | 130076 | 2025-06-30 |  | Approved | Reverse Cycle | N/A | Yes | Class 9 | Yes | N/A | N/A | N/A | N/A | N/A | N/A | N/A | Available | N/A | N/A |  |  | N/A |  |  | AAC4954 | Yes | Variable output compressor | Inverter | No | - | 8450 | 2.55 | - | 940 | 4400 | No | - | - | - | 2330.7 | 9100.65 | No | 859.16 | 4738.8 | No | - | - | 8750 | 2.385 | 905 | 4450 | No | - | - | No | - | - | - | 2795 | 8500 | No | - | - | - | - | - | - | - | - | No | - | - | No | - | - | 50.9 | 62.7 | 4.652 | 4.417 | 4.642 | 5.475 | 5.092 | 4.956 | 506 | 803 | 2381 | 1125 | 1426 | 3197 | 3 | 2.5 | 3 | 3.687 | 4.122 | 4.511 | 3.901 | 4.27 | 4.509 | 3103 | 1158 | 168 | 993 | 517 | 106 | 2 | 2.5 | 3 | No | - | - | - | - | N/A | N/A | N/A | 2 | 3.305 | 3.6584
[SEER Non Multi-Split <=65kW] GEMS (Air Conditioners up to 65kW) Determination 2019 | MEPS 2019 | AS/NZS 3823.1.1:2012 | HYSSAC84TD | HYSSAC84T* | N/A | HYUNDAI | N/A | Non Ducted | Single Split System | Wall Hung | Air | Air | China | 2.55 | N/A | 8.45 | N/A | N/A | N/A | N/A | N/A | 2.385 | 8.75 | Calorimeter Room | 3.3279 | 3.6608 | N/A | - | N/A | N/A | N/A | N/A | N/A | N/A | N/A | N/A | N/A | N/A | N/A | N/A | N/A | N/A | N/A | N/A | N/A | Single | R32 | Australia,Fiji,New Zealand | 130076 | 2025-06-30 |  | Approved | Reverse Cycle | N/A | Yes | Class 9 | Yes | N/A | N/A | N/A | N/A | N/A | N/A | N/A | Available | N/A | N/A |  |  | N/A |  |  | AAC4954 | Yes | Variable output compressor | Inverter | No | - | 8450 | 2.55 | - | 940 | 4400 | No | - | - | - | 2330.7 | 9100.65 | No | 859.16 | 4738.8 | No | - | - | 8750 | 2.385 | 905 | 4450 | No | - | - | No | - | - | - | 2795 | 8500 | No | - | - | - | - | - | - | - | - | No | - | - | No | - | - | 50.9 | 62.7 | 4.652 | 4.417 | 4.642 | 5.475 | 5.092 | 4.956 | 506 | 803 | 2381 | 1125 | 1426 | 3197 | 3 | 2.5 | 3 | 3.687 | 4.122 | 4.511 | 3.901 | 4.27 | 4.509 | 3103 | 1158 | 168 | 993 | 517 | 106 | 2 | 2.5 | 3 | No | - | - | - | - | N/A | N/A | N/A | 2 | 3.305 | 3.6584
[SEER Non Multi-Split <=65kW] GEMS (Air Conditioners up to 65kW) Determination 2019 | MEPS 2019 | AS/NZS 3823.1.1:2012 | HYSSAC88PW* | HYSSAC88PW* | N/A | HYUNDAI | N/A | Non Ducted | Single Split System | Wall Hung | Air | Air | China | 2.5 | N/A | 8.8 | N/A | N/A | N/A | N/A | N/A | 2.25 | 8.8 | Calorimeter Room | 3.6215 | 4.047 | N/A | - | N/A | N/A | N/A | N/A | N/A | N/A | N/A | N/A | N/A | N/A | N/A | N/A | N/A | N/A | N/A | N/A | N/A | Single | R32 | Australia,Fiji,New Zealand | 155155 | 2028-07-03 |  | Approved | Reverse Cycle | N/A | Yes | Class 9 | Yes | N/A | N/A | N/A | N/A | N/A | N/A | N/A | Available | N/A | N/A |  |  | N/A |  |  | AAC7612 | Yes | Variable output compressor | Inverter | No | - | 8800 | 2.5 | - | 830 | 4300 | No | - | - | - | 2285 | 9477.6 | Yes | 740 | 4500 | No | - | - | 8800 | 2.25 | 840 | 4250 | No | - | - | No | - | - | - | 2700 | 7500 | No | - | - | - | - | - | - | - | - | No | - | - | No | - | - | 53.9 | 64 | 4.856 | 4.653 | 4.972 | 5.955 | 5.528 | 5.349 | 497 | 784 | 2306 | 1070 | 1360 | 3078 | 3 | 3 | 3 | 3.518 | 4.032 | 4.639 | 3.838 | 4.295 | 4.659 | 3279 | 1200 | 173 | 1022 | 524 | 110 | 2 | 2.5 | 3 | No | - | - | - | - | N/A | N/A | N/A | 5.4 | 3.4945 | 3.8796
[SEER Non Multi-Split <=65kW] GEMS (Air Conditioners up to 65kW) Determination 2019 | MEPS 2019 | AS/NZS 3823.1.1:2012 | HYSSAC88PWA | HYSSAC88PW* | N/A | HYUNDAI | N/A | Non Ducted | Single Split System | Wall Hung | Air | Air | China | 2.5 | N/A | 8.8 | N/A | N/A | N/A | N/A | N/A | 2.25 | 8.8 | Calorimeter Room | 3.6215 | 4.047 | N/A | - | N/A | N/A | N/A | N/A | N/A | N/A | N/A | N/A | N/A | N/A | N/A | N/A | N/A | N/A | N/A | N/A | N/A | Single | R32 | Australia,Fiji,New Zealand | 155155 | 2028-07-03 |  | Approved | Reverse Cycle | N/A | Yes | Class 9 | Yes | N/A | N/A | N/A | N/A | N/A | N/A | N/A | Available | N/A | N/A |  |  | N/A |  |  | AAC7612 | Yes | Variable output compressor | Inverter | No | - | 8800 | 2.5 | - | 830 | 4300 | No | - | - | - | 2285 | 9477.6 | Yes | 740 | 4500 | No | - | - | 8800 | 2.25 | 840 | 4250 | No | - | - | No | - | - | - | 2700 | 7500 | No | - | - | - | - | - | - | - | - | No | - | - | No | - | - | 53.9 | 64 | 4.856 | 4.653 | 4.972 | 5.955 | 5.528 | 5.349 | 497 | 784 | 2306 | 1070 | 1360 | 3078 | 3 | 3 | 3 | 3.518 | 4.032 | 4.639 | 3.838 | 4.295 | 4.659 | 3279 | 1200 | 173 | 1022 | 524 | 110 | 2 | 2.5 | 3 | No | - | - | - | - | N/A | N/A | N/A | 5.4 | 3.4945 | 3.8796
[SEER Non Multi-Split <=65kW] GEMS (Air Conditioners up to 65kW) Determination 2019 | MEPS 2019 | AS/NZS 3823.1.1:2012 | HYSSAC88PWB | HYSSAC88PW* | N/A | HYUNDAI | N/A | Non Ducted | Single Split System | Wall Hung | Air | Air | China | 2.5 | N/A | 8.8 | N/A | N/A | N/A | N/A | N/A | 2.25 | 8.8 | Calorimeter Room | 3.6215 | 4.047 | N/A | - | N/A | N/A | N/A | N/A | N/A | N/A | N/A | N/A | N/A | N/A | N/A | N/A | N/A | N/A | N/A | N/A | N/A | Single | R32 | Australia,Fiji,New Zealand | 155155 | 2028-07-03 |  | Approved | Reverse Cycle | N/A | Yes | Class 9 | Yes | N/A | N/A | N/A | N/A | N/A | N/A | N/A | Available | N/A | N/A |  |  | N/A |  |  | AAC7612 | Yes | Variable output compressor | Inverter | No | - | 8800 | 2.5 | - | 830 | 4300 | No | - | - | - | 2285 | 9477.6 | Yes | 740 | 4500 | No | - | - | 8800 | 2.25 | 840 | 4250 | No | - | - | No | - | - | - | 2700 | 7500 | No | - | - | - | - | - | - | - | - | No | - | - | No | - | - | 53.9 | 64 | 4.856 | 4.653 | 4.972 | 5.955 | 5.528 | 5.349 | 497 | 784 | 2306 | 1070 | 1360 | 3078 | 3 | 3 | 3 | 3.518 | 4.032 | 4.639 | 3.838 | 4.295 | 4.659 | 3279 | 1200 | 173 | 1022 | 524 | 110 | 2 | 2.5 | 3 | No | - | - | - | - | N/A | N/A | N/A | 5.4 | 3.4945 | 3.8796
[SEER Non Multi-Split <=65kW] GEMS (Air Conditioners up to 65kW) Determination 2019 | MEPS 2019 | AS/NZS 3823.1.1:2012 | HYSSAC88PWC | HYSSAC88PW* | N/A | HYUNDAI | N/A | Non Ducted | Single Split System | Wall Hung | Air | Air | China | 2.5 | N/A | 8.8 | N/A | N/A | N/A | N/A | N/A | 2.25 | 8.8 | Calorimeter Room | 3.6215 | 4.047 | N/A | - | N/A | N/A | N/A | N/A | N/A | N/A | N/A | N/A | N/A | N/A | N/A | N/A | N/A | N/A | N/A | N/A | N/A | Single | R32 | Australia,Fiji,New Zealand | 155155 | 2028-07-03 |  | Approved | Reverse Cycle | N/A | Yes | Class 9 | Yes | N/A | N/A | N/A | N/A | N/A | N/A | N/A | Available | N/A | N/A |  |  | N/A |  |  | AAC7612 | Yes | Variable output compressor | Inverter | No | - | 8800 | 2.5 | - | 830 | 4300 | No | - | - | - | 2285 | 9477.6 | Yes | 740 | 4500 | No | - | - | 8800 | 2.25 | 840 | 4250 | No | - | - | No | - | - | - | 2700 | 7500 | No | - | - | - | - | - | - | - | - | No | - | - | No | - | - | 53.9 | 64 | 4.856 | 4.653 | 4.972 | 5.955 | 5.528 | 5.349 | 497 | 784 | 2306 | 1070 | 1360 | 3078 | 3 | 3 | 3 | 3.518 | 4.032 | 4.639 | 3.838 | 4.295 | 4.659 | 3279 | 1200 | 173 | 1022 | 524 | 110 | 2 | 2.5 | 3 | No | - | - | - | - | N/A | N/A | N/A | 5.4 | 3.4945 | 3.8796
[SEER Non Multi-Split <=65kW] GEMS (Air Conditioners up to 65kW) Determination 2019 | MEPS 2019 | AS/NZS 3823.1.1:2012 | HYSSAC88PWD | HYSSAC88PW* | N/A | HYUNDAI | N/A | Non Ducted | Single Split System | Wall Hung | Air | Air | China | 2.5 | N/A | 8.8 | N/A | N/A | N/A | N/A | N/A | 2.25 | 8.8 | Calorimeter Room | 3.6215 | 4.047 | N/A | - | N/A | N/A | N/A | N/A | N/A | N/A | N/A | N/A | N/A | N/A | N/A | N/A | N/A | N/A | N/A | N/A | N/A | Single | R32 | Australia,Fiji,New Zealand | 155155 | 2028-07-03 |  | Approved | Reverse Cycle | N/A | Yes | Class 9 | Yes | N/A | N/A | N/A | N/A | N/A | N/A | N/A | Available | N/A | N/A |  |  | N/A |  |  | AAC7612 | Yes | Variable output compressor | Inverter | No | - | 8800 | 2.5 | - | 830 | 4300 | No | - | - | - | 2285 | 9477.6 | Yes | 740 | 4500 | No | - | - | 8800 | 2.25 | 840 | 4250 | No | - | - | No | - | - | - | 2700 | 7500 | No | - | - | - | - | - | - | - | - | No | - | - | No | - | - | 53.9 | 64 | 4.856 | 4.653 | 4.972 | 5.955 | 5.528 | 5.349 | 497 | 784 | 2306 | 1070 | 1360 | 3078 | 3 | 3 | 3 | 3.518 | 4.032 | 4.639 | 3.838 | 4.295 | 4.659 | 3279 | 1200 | 173 | 1022 | 524 | 110 | 2 | 2.5 | 3 | No | - | - | - | - | N/A | N/A | N/A | 5.4 | 3.4945 | 3.8796
[SEER Multi-Split <=65kW] GEMS (Air Conditioners up to 65kW) Determination 2019 | MEPS 2019 | AS/NZS 3823.1.4:2012 | AU-V190W/N4-G01 |  | N/A | iCongo | N/A | Ducted | vrf | N/A | Air | Air | China | 3.59 | N/A | 19 | N/A | N/A | N/A | N/A | N/A | 4.45 | 23.32 | Enthalpy Test Room | 5.0328 | 4.8126 | N/A | - | N/A | N/A | N/A | N/A | N/A | N/A | N/A | N/A | N/A | N/A | N/A | N/A | N/A | N/A | N/A | N/A | N/A | Single | R32 | Australia,New Zealand | 159072 | 2029-01-15 |  | Approved | Reverse Cycle | N/A | Yes | Class 20 | Yes | N/A | N/A | N/A | N/A | N/A | N/A | N/A | Available | N/A | N/A | http://www.ecomatters.com.au/ | https://www.chigogroup.com/ | N/A |  |  | AAC8003 | Yes | Variable output compressor | Inverter | No | - | 19000 | 3.59 | - | 1410 | 9550 | No | - | - | - | 3281.26 | 20463 | No | 1288.74 | 10285.35 | No | - | - | 23320 | 4.45 | 1776 | 11500 | Yes | 1222 | 7860 | Yes | 7260 | 24500 | No | - | - | No | - | - | - | - | - | No | - | - | No | - | - | No | - | - | N/A | 72.8 | 5.998 | 5.952 | 6.723 | 7.576 | 7.186 | 7.245 | 836 | 1284 | 3643 | 1785 | 2228 | 4874 | 4 | 4 | 5 | 4.969 | 5.568 | 6.21 | 5.302 | 5.814 | 6.19 | 6182 | 2339 | 375 | 1989 | 1054 | 247 | 3 | 4 | 4.5 | N/A | N/A | N/A | N/A | N/A | N/A | N/A | N/A | 24.2 | 5.1746 | 5.1459
[SEER Multi-Split <=65kW] GEMS (Air Conditioners up to 65kW) Determination 2019 | MEPS 2019 | AS/NZS 3823.1.4:2012 | AU-V215W/N4-G01 |  | N/A | iCongo | N/A | Ducted | vrf | N/A | Air | Air | China | 4.25 | N/A | 21.5 | N/A | N/A | N/A | N/A | N/A | 5.25 | 26.15 | Enthalpy Test Room | 4.8981 | 4.5697 | N/A | - | N/A | N/A | N/A | N/A | N/A | N/A | N/A | N/A | N/A | N/A | N/A | N/A | N/A | N/A | N/A | N/A | N/A | Single | R32 | Australia,New Zealand | 158997 | 2029-01-15 |  | Approved | Reverse Cycle | N/A | Yes | Class 20 | Yes | N/A | N/A | N/A | N/A | N/A | N/A | N/A | Available | N/A | N/A | http://www.ecomatters.com.au/ | https://www.chigogroup.com/ | N/A |  |  | AAC8004 | Yes | Variable output compressor | Inverter | No | - | 21500 | 4.25 | - | 1580 | 10800 | No | - | - | - | 3884.5 | 23155.5 | No | 1444.12 | 11631.6 | No | - | - | 26150 | 5.25 | 2080 | 13150 | Yes | 1225 | 7860 | Yes | 7260 | 24500 | No | - | - | No | - | - | - | - | - | No | - | - | No | - | - | No | - | - | N/A | 72.8 | 6.07 | 5.968 | 6.675 | 7.639 | 7.209 | 7.201 | 941 | 1457 | 4161 | 2009 | 2519 | 5556 | 4.5 | 4 | 5 | 4.668 | 5.407 | 6.203 | 5.099 | 5.749 | 6.206 | 7370 | 2690 | 414 | 2311 | 1189 | 270 | 3 | 3.5 | 4.5 | Yes | N/A | N/A | N/A | N/A | N/A | N/A | N/A | 24.2 | 4.9633 | 4.9045
[Unitary Single-Duct] GEMS (Air Conditioners up to 65kW) Determination 2019 | MEPS 2019 | AS/NZS 3823.1.5:2015 | IAP2740W |  | N/A | Inalto | N/A | Non Ducted | Portable | N/A | N/A | N/A | China | 0.93 | N/A | 2.7 | N/A | N/A | N/A | N/A | N/A | 0 | 0 | Calorimeter Room | 2.9184 | 0 | N/A | N/A | N/A | N/A | N/A | N/A | N/A | N/A | N/A | N/A | N/A | N/A | N/A | N/A | N/A | N/A | N/A | N/A | Calorimeter Room | Single | R290 | Australia,Fiji,New Zealand | 132213 | 2025-09-10 |  | Approved | Cooling Only | N/A | N/A | Class 4 | N/A | N/A | N/A | N/A | N/A | N/A | N/A | N/A | Available | N/A | N/A |  | http://www.inalto.com.au/ | N/A |  |  | AAC5278 | No | N/A | N/A | N/A | N/A | 2700 | 0.93 | N/A | N/A | N/A | N/A | N/A | N/A | N/A | N/A | N/A | N/A | N/A | N/A | N/A | N/A | N/A | 0 | 0 | N/A | N/A | N/A | N/A | N/A | N/A | N/A | N/A | N/A | N/A | N/A | N/A | N/A | N/A | N/A | N/A | N/A | N/A | N/A | N/A | N/A | N/A | N/A | N/A | N/A | N/A | 61 | N/A | N/A | N/A | N/A | N/A | N/A | N/A | 507 | 781 | 2090 | N/A | N/A | N/A | 0 | 0 | 0 | N/A | N/A | N/A | N/A | N/A | N/A | 0 | 0 | 0 | N/A | N/A | N/A | 0 | 0 | 0 | N/A | No | 0 | 0 | 0 | 0 | 0 | 0 | N/A | 2.9032 | 0
[Unitary Single-Duct] GEMS (Air Conditioners up to 65kW) Determination 2019 | MEPS 2019 | AS/NZS 3823.1.5:2015 | IAP3000W |  | N/A | Inalto | N/A | Non Ducted | Portable | N/A | N/A | N/A | China | 0.95 | N/A | 3 | N/A | N/A | N/A | N/A | N/A | 0 | 0 | Calorimeter Room | 3.0675 | 0 | N/A | N/A | N/A | N/A | N/A | N/A | N/A | N/A | N/A | N/A | N/A | N/A | N/A | N/A | N/A | N/A | N/A | N/A | Calorimeter Room | Single | R290 | Australia,Fiji,New Zealand | 132234 | 2025-09-10 |  | Approved | Cooling Only | N/A | N/A | Class 4 | N/A | N/A | N/A | N/A | N/A | N/A | N/A | N/A | Available | N/A | N/A |  | http://www.inalto.com.au/ | N/A |  |  | AAC5281 | No | N/A | N/A | N/A | N/A | 3000 | 0.95 | N/A | N/A | N/A | N/A | N/A | N/A | N/A | N/A | N/A | N/A | N/A | N/A | N/A | N/A | N/A | 0 | 0 | N/A | N/A | N/A | N/A | N/A | N/A | N/A | N/A | N/A | N/A | N/A | N/A | N/A | N/A | N/A | N/A | N/A | N/A | N/A | N/A | N/A | N/A | N/A | N/A | N/A | N/A | 62 | N/A | N/A | N/A | N/A | N/A | N/A | N/A | 518 | 798 | 2135 | N/A | N/A | N/A | 0 | 0 | 0 | N/A | N/A | N/A | N/A | N/A | N/A | 0 | 0 | 0 | N/A | N/A | N/A | 0 | 0 | 0 | N/A | No | 0 | 0 | 0 | 0 | 0 | 0 | N/A | 3.1579 | 0
[Unitary Single-Duct] GEMS (Air Conditioners up to 65kW) Determination 2019 | MEPS 2019 | AS/NZS 3823.1.5:2015 | IAP3800W |  | N/A | Inalto | N/A | Non Ducted | Portable | N/A | N/A | N/A | China | 1.4 | N/A | 3.8 | N/A | N/A | N/A | N/A | N/A | 0 | 0 | Calorimeter Room | 2.7181 | 0 | N/A | N/A | N/A | N/A | N/A | N/A | N/A | N/A | N/A | N/A | N/A | N/A | N/A | N/A | N/A | N/A | N/A | N/A | Calorimeter Room | Single | R410A | Australia,Fiji,New Zealand | 132235 | 2025-09-11 |  | Approved | Cooling Only | N/A | N/A | Class 4 | N/A | N/A | N/A | N/A | N/A | N/A | N/A | N/A | Available | N/A | N/A |  | http://www.inalto.com.au/ | N/A |  |  | AAC5287 | No | N/A | N/A | N/A | N/A | 3800 | 1.4 | N/A | N/A | N/A | N/A | N/A | N/A | N/A | N/A | N/A | N/A | N/A | N/A | N/A | N/A | N/A | 0 | 0 | N/A | N/A | N/A | N/A | N/A | N/A | N/A | N/A | N/A | N/A | N/A | N/A | N/A | N/A | N/A | N/A | N/A | N/A | N/A | N/A | N/A | N/A | N/A | N/A | N/A | N/A | 64 | N/A | N/A | N/A | N/A | N/A | N/A | N/A | 763 | 1176 | 3146 | N/A | N/A | N/A | 0 | 0 | 0 | N/A | N/A | N/A | N/A | N/A | N/A | 0 | 0 | 0 | N/A | N/A | N/A | 0 | 0 | 0 | N/A | No | 0 | 0 | 0 | 0 | 0 | 0 | N/A | 2.7143 | 0
[SEER Non Multi-Split <=65kW] GEMS (Air Conditioners up to 65kW) Determination 2019 | MEPS 2019 | AS/NZS 3823.1.1:2012 | FC-72MSZKE |  | N/A | Infinite | N/A | Non Ducted | Single Split System | Wall Hung | Air | Air | China | 1.915 | N/A | 7.2 | N/A | N/A | N/A | N/A | N/A | 1.71 | 7.2 | Calorimeter Room | 3.7083 | 4.2029 | N/A | - | N/A | N/A | N/A | N/A | N/A | N/A | N/A | N/A | N/A | N/A | N/A | N/A | N/A | N/A | N/A | N/A | N/A | Single | R32 | Australia | 162400 | 2029-06-05 |  | Approved | Reverse Cycle | N/A | Yes | Class 9 | Yes | N/A | N/A | N/A | N/A | N/A | N/A | N/A | Available | N/A | N/A | http://www.stratton.global |  | N/A |  |  | AAC8291 | Yes | Multi-stage | - | No | - | 7200 | 1.915 | Yes | 755.6 | 3750 | No | - | - | No | 1750.31 | 7754.4 | - | 550 | 3720 | No | - | - | 7200 | 1.71 | 680 | 3750 | No | - | - | No | - | - | - | 2050 | 6500 | No | - | - | - | - | - | - | - | - | No | - | - | No | - | - | 55 | 64 | 5.084 | 4.973 | 5.253 | 7.633 | 6.668 | 5.84 | 388 | 600 | 1785 | 681 | 921 | 2306 | 3.5 | 3 | 3.5 | 3.767 | 4.266 | 4.956 | 4.114 | 4.53 | 4.94 | 2506 | 928 | 133 | 781 | 407 | 86 | 2 | 2.5 | 3 | No | - | - | - | - | N/A | N/A | N/A | 4.5 | 3.7302 | 4.1734
[SEER Non Multi-Split <=65kW] GEMS (Air Conditioners up to 65kW) Determination 2019 | MEPS 2019 | AS/NZS 3823.1.1:2012 | CZMO12IC3II |  | N/A | Innova 2.0 | 0.69 | Non Ducted | Unitary double duct wall mounted | - | Air | Air | Italy | 0.72 | 1.4 | 2.35 | 165 | N/A | N/A | N/A | 555 | 0.68 | 2.35 | Calorimeter Room | 3.2152 | 3.4635 | Yes | - | N/A | 1 | 1 | N/A | N/A | N/A | N/A | N/A | 3.2407 | 3.2222 | N/A | N/A | 1.9814 | 1.9444 | 1.5 | 1.5 | Calorimeter Room | Single | R410A | Australia,New Zealand | 152575 | 2028-06-07 |  | Approved | Reverse Cycle | 1030 | No | Class 1 | No | N/A | N/A | N/A | N/A | N/A | N/A | 3.2578 | Available | N/A | N/A | http://www.innovaenergie.com/ |  | Yes |  | https://reg.energyrating.gov.au/static/common/images/star_ratings_2014/aircon_rating_1.5_1.5.png | AAC7556 | Yes | Variable output compressor | Inverter | No | - | 2350 | 0.72 | - | 345 | 1250 | No | - | - | - | 658.08 | 2530.95 | No | 315.33 | 1346.25 | No | - | - | 2350 | 0.68 | 370 | 1250 | No | - | - | No | - | - | - | 720 | 1900 | No | - | - | - | - | - | - | - | - | Yes | 825 | 1400 | No | - | - | 58 | - | 3.81 | 3.718 | 3.931 | 4.374 | 4.136 | 4.14 | 171 | 264 | 781 | 391 | 487 | 1064 | 2 | 2 | 2 | 2.605 | 2.886 | 3.09 | 2.725 | 2.958 | 3.086 | 1180 | 445 | 66 | 382 | 201 | 42 | 1 | 1 | 1.5 | - | - | - | - | - | N/A | N/A | N/A | 1 | 3.2486 | 3.4388
[SEER Non Multi-Split <=65kW] GEMS (Air Conditioners up to 65kW) Determination 2019 | MEPS Oct 2011 | AS/NZS 3823.1.2:2012 | AD105 |  | N/A | iZone | 1.85 | Ducted | Single Split System | - | Air | Air | China | 3.18 | 8.65 | 10.5 | 625 | 0 | 0 | 0 | 380 | 3 | 10.5 | Calorimeter Room | 3.3461 | 3.7089 | Yes | 0 | N/A | 10 | 10 | 0 | 0 | N/A | N/A | N/A | 3.3096 | 3.6647 | N/A | N/A | 2.1191 | 2.8294 | 2 | 2.5 | Calorimeter Room | Single | R410A | Australia | 127335 | 2025-03-11 |  | Approved | Reverse Cycle | 1200 | Yes | Class 11 | Yes | Yes | - | Yes | Yes | Yes | - | 3.3461 | Available | N/A | N/A |  |  | Yes |  | https://reg.energyrating.gov.au/static/common/images/star_ratings_2014/aircon_rating_2_2.5.png | AAC4616 | N/A | Variable output compressor | Inverter | N/A | N/A | N/A | 3.18 | N/A | N/A | N/A | N/A | N/A | N/A | N/A | N/A | N/A | N/A | N/A | N/A | N/A | N/A | N/A | N/A | 3 | N/A | N/A | N/A | N/A | N/A | N/A | N/A | N/A | N/A | N/A | N/A | N/A | N/A | N/A | N/A | N/A | N/A | N/A | N/A | N/A | N/A | N/A | N/A | N/A | N/A | N/A | N/A | N/A | N/A | N/A | N/A | N/A | N/A | N/A | N/A | N/A | N/A | N/A | N/A | N/A | N/A | N/A | N/A | N/A | N/A | N/A | N/A | N/A | N/A | N/A | N/A | N/A | N/A | N/A | N/A | N/A | N/A | N/A | N/A | N/A | N/A | N/A | N/A | N/A | N/A | N/A | N/A | 3.2672 | 3.461
[SEER Non Multi-Split <=65kW] GEMS (Air Conditioners up to 65kW) Determination 2019 | MEPS Oct 2011 | AS/NZS 3823.1.2:2012 | AD130 |  | N/A | iZone | 2.05 | Ducted | Single Split System | - | Air | Air | China | 3.76 | 10.95 | 13 | 625 | 0 | 0 | 0 | 380 | 3.94 | 15 | Calorimeter Room | 3.3801 | 3.7949 | Yes | 0 | N/A | 12 | 12 | 0 | 0 | N/A | N/A | N/A | 3.3438 | 3.7568 | N/A | N/A | 2.1876 | 3.0137 | 2 | 3 | Calorimeter Room | Single | R410A | Australia | 127336 | 2025-03-06 |  | Approved | Reverse Cycle | 1200 | Yes | Class 11 | Yes | Yes | - | Yes | Yes | Yes | - | 3.3801 | Available | N/A | N/A |  |  | Yes |  | https://reg.energyrating.gov.au/static/common/images/star_ratings_2014/aircon_rating_2_3.png | AAC4591 | N/A | Variable output compressor | Inverter | N/A | N/A | N/A | 3.76 | N/A | N/A | N/A | N/A | N/A | N/A | N/A | N/A | N/A | N/A | N/A | N/A | N/A | N/A | N/A | N/A | 3.94 | N/A | N/A | N/A | N/A | N/A | N/A | N/A | N/A | N/A | N/A | N/A | N/A | N/A | N/A | N/A | N/A | N/A | N/A | N/A | N/A | N/A | N/A | N/A | N/A | N/A | N/A | N/A | N/A | N/A | N/A | N/A | N/A | N/A | N/A | N/A | N/A | N/A | N/A | N/A | N/A | N/A | N/A | N/A | N/A | N/A | N/A | N/A | N/A | N/A | N/A | N/A | N/A | N/A | N/A | N/A | N/A | N/A | N/A | N/A | N/A | N/A | N/A | N/A | N/A | N/A | N/A | N/A | 3.4205 | 3.7683
[SEER Non Multi-Split <=65kW] GEMS (Air Conditioners up to 65kW) Determination 2019 | MEPS Oct 2011 | AS/NZS 3823.1.2:2012 | AD145 |  | N/A | iZone | 2.2 | Ducted | Single Split System | - | Air | Air | China | 4.14 | 12.3 | 14.5 | 625 | 0 | 0 | 0 | 380 | 4.4 | 17 | Calorimeter Room | 3.4239 | 3.9008 | Yes | 0 | N/A | 10 | 10 | 0 | 0 | N/A | N/A | N/A | 3.3962 | 3.8713 | N/A | N/A | 2.2925 | 3.2426 | 2 | 3 | Calorimeter Room | Single | R410A | Australia | 127337 | 2025-03-05 |  | Approved | Reverse Cycle | 1200 | Yes | Class 11 | Yes | Yes | - | Yes | Yes | Yes | - | 3.4239 | Available | N/A | N/A |  |  | Yes |  | https://reg.energyrating.gov.au/static/common/images/star_ratings_2014/aircon_rating_2_3.png | AAC4578 | N/A | Variable output compressor | Inverter | N/A | N/A | N/A | 4.14 | N/A | N/A | N/A | N/A | N/A | N/A | N/A | N/A | N/A | N/A | N/A | N/A | N/A | N/A | N/A | N/A | 4.4 | N/A | N/A | N/A | N/A | N/A | N/A | N/A | N/A | N/A | N/A | N/A | N/A | N/A | N/A | N/A | N/A | N/A | N/A | N/A | N/A | N/A | N/A | N/A | N/A | N/A | N/A | N/A | N/A | N/A | N/A | N/A | N/A | N/A | N/A | N/A | N/A | N/A | N/A | N/A | N/A | N/A | N/A | N/A | N/A | N/A | N/A | N/A | N/A | N/A | N/A | N/A | N/A | N/A | N/A | N/A | N/A | N/A | N/A | N/A | N/A | N/A | N/A | N/A | N/A | N/A | N/A | N/A | 3.4741 | 3.8342
[SEER Non Multi-Split <=65kW] GEMS (Air Conditioners up to 65kW) Determination 2019 | MEPS Oct 2011 | AS/NZS 3823.1.2:2012 | AD170 |  | N/A | iZone | 2.61 | Ducted | Single Split System | - | Air | Air | China | 5 | 14.39 | 17 | 858 | 0 | 0 | 0 | 440 | 4.6 | 17.5 | Calorimeter Room | 3.4122 | 3.9697 | Yes | 0 | N/A | 10 | 10 | 0 | 0 | N/A | N/A | N/A | 3.3888 | 3.9395 | N/A | N/A | 2.2776 | 3.379 | 2 | 3 | Calorimeter Room | Single | R410A | Australia | 127338 | 2025-03-06 |  | Approved | Reverse Cycle | 1400 | Yes | Class 11 | Yes | Yes | - | Yes | Yes | Yes | - | 3.4122 | Available | N/A | N/A |  |  | Yes |  | https://reg.energyrating.gov.au/static/common/images/star_ratings_2014/aircon_rating_2_3.png | AAC4592 | N/A | Variable output compressor | Inverter | N/A | N/A | N/A | 5 | N/A | N/A | N/A | N/A | N/A | N/A | N/A | N/A | N/A | N/A | N/A | N/A | N/A | N/A | N/A | N/A | 4.6 | N/A | N/A | N/A | N/A | N/A | N/A | N/A | N/A | N/A | N/A | N/A | N/A | N/A | N/A | N/A | N/A | N/A | N/A | N/A | N/A | N/A | N/A | N/A | N/A | N/A | N/A | N/A | N/A | N/A | N/A | N/A | N/A | N/A | N/A | N/A | N/A | N/A | N/A | N/A | N/A | N/A | N/A | N/A | N/A | N/A | N/A | N/A | N/A | N/A | N/A | N/A | N/A | N/A | N/A | N/A | N/A | N/A | N/A | N/A | N/A | N/A | N/A | N/A | N/A | N/A | N/A | N/A | 3.3772 | 3.7766
[SEER Non Multi-Split <=65kW] GEMS (Air Conditioners up to 65kW) Determination 2019 | MEPS Oct 2011 | AS/NZS 3823.1.2:2012 | AD70 |  | N/A | iZone | 1.4 | Ducted | Single Split System | - | Air | Air | China | 2.12 | 5.6 | 7 | 720 | 0 | 0 | 0 | 248 | 2.3 | 8 | Calorimeter Room | 3.4245 | 3.4494 | Yes | 0 | N/A | 10 | 10 | 0 | 0 | N/A | N/A | N/A | 3.3694 | 3.4012 | N/A | N/A | 2.2387 | 2.3024 | 2 | 2 | Calorimeter Room | Single | R410A | Australia | 127332 | 2025-03-05 |  | Approved | Reverse Cycle | 1100 | Yes | Class 10 | Yes | Yes | - | Yes | Yes | Yes | - | 3.4245 | Available | N/A | N/A |  |  | Yes |  | https://reg.energyrating.gov.au/static/common/images/star_ratings_2014/aircon_rating_2_2.png | AAC4580 | N/A | Variable output compressor | Inverter | N/A | N/A | N/A | 2.12 | N/A | N/A | N/A | N/A | N/A | N/A | N/A | N/A | N/A | N/A | N/A | N/A | N/A | N/A | N/A | N/A | 2.3 | N/A | N/A | N/A | N/A | N/A | N/A | N/A | N/A | N/A | N/A | N/A | N/A | N/A | N/A | N/A | N/A | N/A | N/A | N/A | N/A | N/A | N/A | N/A | N/A | N/A | N/A | N/A | N/A | N/A | N/A | N/A | N/A | N/A | N/A | N/A | N/A | N/A | N/A | N/A | N/A | N/A | N/A | N/A | N/A | N/A | N/A | N/A | N/A | N/A | N/A | N/A | N/A | N/A | N/A | N/A | N/A | N/A | N/A | N/A | N/A | N/A | N/A | N/A | N/A | N/A | N/A | N/A | 3.2501 | 3.4279
[SEER Non Multi-Split <=65kW] GEMS (Air Conditioners up to 65kW) Determination 2019 | MEPS 2019 | AS/NZS 3823.1.1:2012 | AW026-O/AW026-I |  | N/A | iZone | N/A | Non Ducted | Single Split System | Wall Hung | Air | Air | China | 0.52 | N/A | 2.5 | N/A | N/A | N/A | N/A | N/A | 0.67 | 3.2 | Calorimeter Room | 4.8912 | 4.7019 | N/A | - | N/A | N/A | N/A | N/A | N/A | N/A | N/A | N/A | N/A | N/A | N/A | N/A | N/A | N/A | N/A | N/A | N/A | Single | R32 | Australia,Fiji,New Zealand | 138620 | 2026-06-10 |  | Approved | Reverse Cycle | N/A | Yes | Class 8 | Yes | N/A | N/A | N/A | N/A | N/A | N/A | N/A | Available | N/A | N/A | https://izone.com.au/ | https://izone.com.au/ | N/A |  |  | AAC6070 | Yes | Variable output compressor | Inverter | No | - | 2500 | 0.52 | - | 250 | 1240 | Yes | 215 | 1070 | - | 475.28 | 2692.5 | Yes | 180 | 1270 | - | 160 | 1170 | 3200 | 0.67 | 280 | 1650 | Yes | 220 | 1280 | Yes | 950 | 2520 | No | - | - | No | - | - | - | - | - | No | - | - | No | - | - | No | - | - | 58 | 60 | 6.463 | 6.259 | 6.68 | 9.901 | 8.311 | 7.714 | 107 | 167 | 489 | 183 | 258 | 607 | 4.5 | 4.5 | 5 | 3.841 | 4.74 | 5.53 | 4.291 | 4.98 | 5.507 | 1090 | 368 | 50 | 330 | 162 | 32 | 2 | 3 | 4 | No | - | - | - | - | N/A | N/A | N/A | 0.7 | 4.7859 | 4.7593
[SEER Non Multi-Split <=65kW] GEMS (Air Conditioners up to 65kW) Determination 2019 | MEPS 2019 | AS/NZS 3823.1.1:2012 | AW035-O/AW035-I |  | N/A | iZone | N/A | Non Ducted | Single Split System | Wall Hung | Air | Air | China | 0.82 | N/A | 3.5 | N/A | N/A | N/A | N/A | N/A | 0.94 | 4 | Calorimeter Room | 4.2771 | 4.2731 | N/A | - | N/A | N/A | N/A | N/A | N/A | N/A | N/A | N/A | N/A | N/A | N/A | N/A | N/A | N/A | N/A | N/A | N/A | Single | R32 | Australia,Fiji,New Zealand | 138621 | 2026-06-11 |  | Approved | Reverse Cycle | N/A | Yes | Class 8 | Yes | N/A | N/A | N/A | N/A | N/A | N/A | N/A | Available | N/A | N/A | https://izone.com.au/ | https://izone.com.au/ | N/A |  |  | AAC6084 | Yes | Variable output compressor | Inverter | No | - | 3500 | 0.82 | - | 370 | 1850 | Yes | 205 | 970 | - | 749.48 | 3769.5 | Yes | 240 | 1800 | - | 140 | 1100 | 4000 | 0.94 | 360 | 2000 | Yes | 230 | 1230 | Yes | 1125 | 3560 | No | - | - | No | - | - | - | - | - | No | - | - | No | - | - | No | - | - | 58 | 60 | 6.773 | 6.413 | 6.842 | 12.726 | 9.561 | 8.42 | 144 | 229 | 669 | 200 | 314 | 779 | 5 | 4.5 | 5 | 4.041 | 4.64 | 5.259 | 4.367 | 4.865 | 5.227 | 1294 | 470 | 66 | 405 | 207 | 42 | 2.5 | 3 | 3.5 | No | - | - | - | - | N/A | N/A | N/A | 0.7 | 4.256 | 4.2446
[SEER Non Multi-Split <=65kW] GEMS (Air Conditioners up to 65kW) Determination 2019 | MEPS 2019 | AS/NZS 3823.1.1:2012 | AW050-O/AW050-I |  | N/A | iZone | N/A | Non Ducted | Single Split System | Wall Hung | Air | Air | China | 1.24 | N/A | 5 | N/A | N/A | N/A | N/A | N/A | 1.45 | 6 | Calorimeter Room | 4.2523 | 4.1961 | N/A | - | N/A | N/A | N/A | N/A | N/A | N/A | N/A | N/A | N/A | N/A | N/A | N/A | N/A | N/A | N/A | N/A | N/A | Single | R32 | Australia,Fiji,New Zealand | 138622 | 2026-06-11 |  | Approved | Reverse Cycle | N/A | Yes | Class 9 | Yes | N/A | N/A | N/A | N/A | N/A | N/A | N/A | Available | N/A | N/A | https://izone.com.au/ | https://izone.com.au/ | N/A |  |  | AAC6083 | Yes | Variable output compressor | Inverter | No | - | 5000 | 1.24 | - | 505 | 2700 | Yes | 470 | 2530 | - | 1133.36 | 5385 | No | 461.57 | 2907.9 | - | 360 | 2625 | 6000 | 1.45 | 470 | 2750 | Yes | 275 | 1450 | Yes | 1430 | 4360 | No | - | - | No | - | - | - | - | - | No | - | - | No | - | - | No | - | - | 63 | 65 | 5.818 | 5.586 | 5.788 | 8.15 | 7.179 | 6.379 | 239 | 375 | 1130 | 447 | 598 | 1470 | 4 | 4 | 4 | 3.633 | 4.437 | 5.416 | 3.984 | 4.805 | 5.371 | 2159 | 737 | 95 | 666 | 315 | 61 | 2 | 2.5 | 3.5 | No | - | - | - | - | N/A | N/A | N/A | 1 | 4.0213 | 4.1283
[SEER Non Multi-Split <=65kW] GEMS (Air Conditioners up to 65kW) Determination 2019 | MEPS 2019 | AS/NZS 3823.1.1:2012 | AW070-O/AW070-I |  | N/A | iZone | N/A | Non Ducted | Single Split System | Wall Hung | Air | Air | China | 2.02 | N/A | 7.1 | N/A | N/A | N/A | N/A | N/A | 2.27 | 8 | Calorimeter Room | 3.5678 | 3.7941 | N/A | - | N/A | N/A | N/A | N/A | N/A | N/A | N/A | N/A | N/A | N/A | N/A | N/A | N/A | N/A | N/A | N/A | N/A | Single | R32 | Australia,Fiji,New Zealand | 138625 | 2026-06-15 |  | Approved | Reverse Cycle | N/A | Yes | Class 9 | Yes | N/A | N/A | N/A | N/A | N/A | N/A | N/A | Available | N/A | N/A | https://izone.com.au/ | https://izone.com.au/ | N/A |  |  | AAC6089 | Yes | Variable output compressor | Inverter | No | - | 7100 | 2.02 | - | 810 | 3900 | Yes | 715 | 3450 | - | 1846.28 | 7646.7 | Yes | 645 | 3900 | - | 520 | 3300 | 8000 | 2.27 | 790 | 4200 | Yes | 450 | 2500 | Yes | 2550 | 6100 | No | - | - | No | - | - | - | - | - | No | - | - | No | - | - | No | - | - | 65 | 66 | 5.329 | 5.051 | 5.267 | 7.76 | 6.592 | 5.891 | 372 | 591 | 1764 | 667 | 926 | 2261 | 3.5 | 3.5 | 3.5 | 3.338 | 4.11 | 5.28 | 3.754 | 4.634 | 5.317 | 3132 | 1060 | 130 | 942 | 434 | 81 | 1.5 | 2.5 | 3.5 | No | - | - | - | - | N/A | N/A | N/A | 1 | 3.509 | 3.519
[SEER Non Multi-Split <=65kW] GEMS (Air Conditioners up to 65kW) Determination 2019 | MEPS 2019 | AS/NZS 3823.1.1:2012 | AW090-O/AW090-I |  | N/A | iZone | N/A | Non Ducted | Single Split System | Wall Hung | Air | Air | China | 2.57 | N/A | 9 | N/A | N/A | N/A | N/A | N/A | 2.855 | 10 | Calorimeter Room | 3.8343 | 3.7949 | N/A | - | N/A | N/A | N/A | N/A | N/A | N/A | N/A | N/A | N/A | N/A | N/A | N/A | N/A | N/A | N/A | N/A | N/A | Single | R32 | Australia,Fiji,New Zealand | 138626 | 2026-06-11 |  | Approved | Reverse Cycle | N/A | Yes | Class 9 | Yes | N/A | N/A | N/A | N/A | N/A | N/A | N/A | Available | N/A | N/A | https://izone.com.au/ | https://izone.com.au/ | N/A |  |  | AAC6082 | Yes | Variable output compressor | Inverter | No | - | 9000 | 2.57 | - | 940 | 4700 | Yes | 820 | 4110 | - | 2348.98 | 9693 | No | 859.16 | 5061.9 | - | 515 | 3600 | 10000 | 2.855 | 890 | 4800 | Yes | 500 | 2500 | Yes | 3275 | 8250 | No | - | - | No | - | - | - | - | - | No | - | - | No | - | - | No | - | - | 63 | 66 | 5.505 | 5.246 | 5.358 | 10.681 | 7.763 | 6.152 | 457 | 722 | 2199 | 614 | 997 | 2744 | 4 | 3.5 | 3.5 | 3.497 | 4.17 | 5.034 | 3.927 | 4.511 | 5.022 | 3737 | 1305 | 169 | 1125 | 557 | 107 | 1.5 | 2.5 | 3.5 | No | - | - | - | - | N/A | N/A | N/A | 1 | 3.4973 | 3.4985
[SEER Non Multi-Split <=65kW] GEMS (Air Conditioners up to 65kW) Determination 2019 | MEPS 2019 | AS/NZS 3823.1.1:2012 | KCI36 / KCI36 |  | N/A | Kaden | N/A | Non Ducted | Single Split System | Cassette | Air | Air | China | 2.63 | N/A | 10.5 | N/A | N/A | N/A | N/A | N/A | 2.7 | 11 | Calorimeter Room | 3.9943 | 4.1015 | N/A | - | N/A | N/A | N/A | N/A | N/A | N/A | N/A | N/A | N/A | N/A | N/A | N/A | N/A | N/A | N/A | N/A | N/A | Single | R32 | Australia,Fiji,New Zealand | 151492 | 2027-12-05 |  | Approved | Reverse Cycle | N/A | Yes | Class 11 | Yes | N/A | N/A | N/A | N/A | N/A | N/A | N/A | Available | N/A | N/A | http://www.reece.com.au/ |  | N/A |  |  | AAC7195 | Yes | Variable output compressor | Inverter | No | - | 10500 | 2.63 | - | 1330 | 5210 | Yes | 725 | 3760 | - | 2403.82 | 11308.5 | Yes | 770 | 5330 | - | 460 | 3720 | 11000 | 2.7 | 1050 | 5355 | Yes | 540 | 2760 | Yes | 6000 | 14800 | No | - | - | No | - | - | - | - | - | No | - | - | No | - | - | No | - | - | 65 | 71 | 5.949 | 5.746 | 6.548 | 14.583 | 9.698 | 8.84 | 473 | 745 | 2076 | 506 | 912 | 2210 | 4 | 4 | 5 | 4.067 | 4.433 | 5.011 | 4.367 | 4.707 | 5.027 | 3554 | 1374 | 209 | 1131 | 606 | 135 | 2.5 | 2.5 | 3.5 | No | - | - | - | - | N/A | N/A | N/A | 10 | 3.9417 | 4.0237
[SEER Non Multi-Split <=65kW] GEMS (Air Conditioners up to 65kW) Determination 2019 | MEPS 2019 | AS/NZS 3823.1.2:2012 | KD24 |  | N/A | Kaden | N/A | Ducted | Single Split System | - | Air | Air | China | 2.12 | N/A | 7 | N/A | N/A | N/A | N/A | N/A | 2.4 | 8 | Calorimeter Room | 3.4846 | 3.5784 | N/A | - | N/A | N/A | N/A | N/A | N/A | N/A | N/A | N/A | N/A | N/A | N/A | N/A | N/A | N/A | N/A | N/A | N/A | Single | R410A | Australia | 163694 | 2029-08-04 |  | Approved | Reverse Cycle | N/A | Yes | Class 10 | Yes | N/A | N/A | N/A | N/A | N/A | N/A | N/A | Available | N/A | N/A | http://www.midea.com/global/ |  | N/A |  |  | AAC8374 | Yes | Variable output compressor | Inverter | No | - | 7000 | 2.12 | - | 860 | 3500 | No | - | - | - | 1937.68 | 7539 | No | 786.04 | 3769.5 | No | - | - | 8000 | 2.4 | 840 | 4000 | No | - | - | No | - | - | - | 2300 | 6200 | No | - | - | - | - | - | - | - | - | No | - | - | No | - | - | - | - | 3.848 | 3.787 | 4.159 | 4.695 | 4.442 | 4.447 | 490 | 755 | 2182 | 1071 | 1338 | 2936 | 2 | 2 | 2.5 | 3.208 | 3.702 | 4.342 | 3.537 | 3.978 | 4.363 | 3278 | 1199 | 178 | 1017 | 523 | 116 | 1.5 | 2 | 2.5 | No | - | - | - | - | N/A | N/A | N/A | 9.5276 | 3.2525 | 3.2892
[SEER Non Multi-Split <=65kW] GEMS (Air Conditioners up to 65kW) Determination 2019 | MEPS 2019 | AS/NZS 3823.1.1:2012 | KD24 / KCS24 |  | N/A | Kaden | N/A | Non Ducted | Single Split System | Cassette | Air | Air | China | 2.1 | N/A | 7 | N/A | N/A | N/A | N/A | N/A | 2.05 | 7.5 | Calorimeter Room | 3.5161 | 3.8943 | N/A | - | N/A | N/A | N/A | N/A | N/A | N/A | N/A | N/A | N/A | N/A | N/A | N/A | N/A | N/A | N/A | N/A | N/A | Single | R410A | Australia,Fiji,New Zealand | 133156 | 2025-10-19 |  | Approved | Reverse Cycle | N/A | No | Class 9 | No | N/A | N/A | N/A | N/A | N/A | N/A | N/A | Available | N/A | N/A | http://www.reece.com.au/ |  | N/A |  |  | AAC5417 | Yes | Variable output compressor | Inverter | No | - | 7000 | 2.1 | - | 980 | 3500 | Yes | 430 | 2110 | - | 1919.4 | 7539 | Yes | 460 | 3300 | - | 260 | 2150 | 7500 | 2.05 | 700 | 3800 | Yes | 330 | 1850 | Yes | 2680 | 6200 | No | - | - | No | - | - | - | - | - | No | - | - | No | - | - | No | - | - | 60 | 68 | 5.896 | 5.512 | 6.952 | -32.089 | 13.064 | 18.823 | 311 | 510 | 1295 | -180 | 441 | 678 | 4 | 4 | 5 | 3.525 | 4.316 | 5.394 | 4.065 | 4.816 | 5.458 | 2801 | 970 | 142 | 834 | 411 | 92 | 2 | 2.5 | 3.5 | No | - | - | - | - | N/A | N/A | N/A | 10 | 3.2805 | 3.5992
[SEER Non Multi-Split <=65kW] GEMS (Air Conditioners up to 65kW) Determination 2019 | MEPS 2019 | AS/NZS 3823.1.2:2012 | KD36 |  | N/A | Kaden | N/A | Ducted | Single Split System | - | Air | Air | China | 3.18 | N/A | 10.5 | N/A | N/A | N/A | N/A | N/A | 3.18 | 10 | Calorimeter Room | 3.3311 | 3.2194 | N/A | - | N/A | N/A | N/A | N/A | N/A | N/A | N/A | N/A | N/A | N/A | N/A | N/A | N/A | N/A | N/A | N/A | N/A | Single | R410A | Australia | 163681 | 2029-08-04 |  | Approved | Reverse Cycle | N/A | Yes | Class 11 | Yes | N/A | N/A | N/A | N/A | N/A | N/A | N/A | Available | N/A | N/A | http://www.midea.com/global/ |  | N/A |  |  | AAC8375 | Yes | Variable output compressor | Inverter | No | - | 10500 | 3.18 | - | 1590 | 5000 | No | - | - | - | 2906.52 | 11308.5 | No | 1453.26 | 5385 | No | - | - | 10000 | 3.18 | 1050 | 5200 | No | - | - | No | - | - | - | 2750 | 7150 | No | - | - | - | - | - | - | - | - | No | - | - | No | - | - | - | - | 3.37 | 3.355 | 3.609 | 3.885 | 3.71 | 3.788 | 853 | 1296 | 3788 | 1957 | 2418 | 5185 | 1.5 | 1.5 | 2 | 3.078 | 3.611 | 4.465 | 3.489 | 3.988 | 4.507 | 4264 | 1530 | 212 | 1284 | 648 | 136 | 1.5 | 2 | 2.5 | No | - | - | - | - | N/A | N/A | N/A | 9.8028 | 3.2678 | 3.1122
[SEER Non Multi-Split <=65kW] GEMS (Air Conditioners up to 65kW) Determination 2019 | MEPS 2019 | AS/NZS 3823.1.1:2012 | KD36 / KCS36 |  | N/A | Kaden | N/A | Non Ducted | Single Split System | Cassette | Air | Air | China | 3.18 | N/A | 10.5 | N/A | N/A | N/A | N/A | N/A | 2.8 | 10.5 | Calorimeter Room | 3.321 | 3.8211 | N/A | - | N/A | N/A | N/A | N/A | N/A | N/A | N/A | N/A | N/A | N/A | N/A | N/A | N/A | N/A | N/A | N/A | N/A | Single | R410A | Australia,Fiji,New Zealand | 130802 | 2025-10-22 |  | Approved | Reverse Cycle | N/A | No | Class 11 | No | N/A | N/A | N/A | N/A | N/A | N/A | N/A | Available | N/A | N/A | http://www.reece.com.au/ |  | N/A |  |  | AAC5427 | Yes | Variable output compressor | Inverter | No | - | 10500 | 3.18 | - | 1320 | 5200 | Yes | 630 | 2030 | - | 2906.52 | 11308.5 | Yes | 850 | 4900 | - | 450 | 3000 | 10500 | 2.8 | 1000 | 5000 | Yes | 425 | 1980 | Yes | 3690 | 8200 | No | - | - | No | - | - | - | - | - | No | - | - | No | - | - | No | - | - | 64 | 70 | 4.962 | 4.776 | 5.251 | 9.856 | 7.386 | 6.631 | 572 | 902 | 2595 | 759 | 1204 | 2952 | 3 | 3 | 3.5 | 3.199 | 3.894 | 4.776 | 3.708 | 4.278 | 4.788 | 4309 | 1491 | 209 | 1269 | 635 | 135 | 1.5 | 2 | 3 | No | - | - | - | - | N/A | N/A | N/A | 10 | 3.2672 | 3.7053
[SEER Non Multi-Split <=65kW] GEMS (Air Conditioners up to 65kW) Determination 2019 | MEPS 2019 | AS/NZS 3823.1.2:2012 | KD42 |  | N/A | Kaden | N/A | Ducted | Single Split System | - | Air | Air | China | 3.79 | N/A | 13 | N/A | N/A | N/A | N/A | N/A | 3.9 | 15 | Calorimeter Room | 3.2749 | 3.6645 | N/A | - | N/A | N/A | N/A | N/A | N/A | N/A | N/A | N/A | N/A | N/A | N/A | N/A | N/A | N/A | N/A | N/A | N/A | Single | R410A | Australia | 163696 | 2029-08-04 |  | Approved | Reverse Cycle | N/A | Yes | Class 11 | Yes | N/A | N/A | N/A | N/A | N/A | N/A | N/A | Available | N/A | N/A | http://www.midea.com/global/ |  | N/A |  |  | AAC8373 | Yes | Variable output compressor | Inverter | No | - | 13000 | 3.79 | - | 1600 | 6000 | No | - | - | - | 3464.06 | 14001 | No | 1462.4 | 6462 | No | - | - | 15000 | 3.9 | 1430 | 6900 | No | - | - | No | - | - | - | 3950 | 11700 | No | - | - | - | - | - | - | - | - | No | - | - | No | - | - | - | - | 3.867 | 3.809 | 4.078 | 4.537 | 4.302 | 4.309 | 922 | 1415 | 4153 | 2075 | 2583 | 5643 | 2 | 2 | 2.5 | 3.377 | 3.862 | 4.45 | 3.684 | 4.114 | 4.466 | 5823 | 2136 | 308 | 1816 | 933 | 197 | 1.5 | 2 | 2.5 | No | - | - | - | - | N/A | N/A | N/A | 9.9935 | 3.3998 | 3.8131
[SEER Non Multi-Split <=65kW] GEMS (Air Conditioners up to 65kW) Determination 2019 | MEPS 2019 | AS/NZS 3823.1.1:2012 | KD42 / KCS42 |  | N/A | Kaden | N/A | Non Ducted | Single Split System | Cassette | Air | Air | China | 3.79 | N/A | 12.5 | N/A | N/A | N/A | N/A | N/A | 3.85 | 13 | Calorimeter Room | 3.2483 | 3.6898 | N/A | - | N/A | N/A | N/A | N/A | N/A | N/A | N/A | N/A | N/A | N/A | N/A | N/A | N/A | N/A | N/A | N/A | N/A | Single | R410A | Australia,Fiji,New Zealand | 130897 | 2025-10-19 |  | Approved | Reverse Cycle | N/A | No | Class 11 | No | N/A | N/A | N/A | N/A | N/A | N/A | N/A | Available | N/A | N/A | http://www.reece.com.au/ |  | N/A |  |  | AAC5415 | Yes | Variable output compressor | Inverter | No | - | 12500 | 3.79 | - | 1380 | 6300 | Yes | 740 | 2170 | - | 3464.06 | 13462.5 | Yes | 1010 | 6280 | - | 535 | 3600 | 13000 | 3.85 | 1330 | 6500 | Yes | 530 | 2620 | Yes | 4960 | 13500 | No | - | - | No | - | - | - | - | - | No | - | - | No | - | - | No | - | - | 65 | 72 | 5.168 | 4.937 | 5.317 | 9.012 | 7.351 | 6.266 | 657 | 1043 | 3056 | 994 | 1444 | 3725 | 3.5 | 3 | 3.5 | 3.658 | 4.073 | 4.828 | 4.051 | 4.472 | 4.904 | 4663 | 1760 | 251 | 1436 | 748 | 159 | 2 | 2.5 | 3 | No | - | - | - | - | N/A | N/A | N/A | 10 | 3.269 | 3.3472
[SEER Non Multi-Split <=65kW] GEMS (Air Conditioners up to 65kW) Determination 2019 | MEPS 2019 | AS/NZS 3823.1.2:2012 | KD48 |  | N/A | Kaden | N/A | Ducted | Single Split System | - | Air | Air | China | 4.25 | N/A | 14.5 | N/A | N/A | N/A | N/A | N/A | 4.5 | 17 | Calorimeter Room | 3.3746 | 3.6056 | N/A | - | N/A | N/A | N/A | N/A | N/A | N/A | N/A | N/A | N/A | N/A | N/A | N/A | N/A | N/A | N/A | N/A | N/A | Single | R410A | Australia | 163697 | 2029-08-04 |  | Approved | Reverse Cycle | N/A | Yes | Class 11 | Yes | N/A | N/A | N/A | N/A | N/A | N/A | N/A | Available | N/A | N/A | http://www.midea.com/global/ |  | N/A |  |  | AAC8372 | Yes | Variable output compressor | Inverter | No | - | 14500 | 4.25 | - | 1950 | 7250 | No | - | - | - | 3884.5 | 15616.5 | No | 1782.3 | 7808.25 | No | - | - | 17000 | 4.5 | 1790 | 8500 | No | - | - | No | - | - | - | 4400 | 11500 | No | - | - | - | - | - | - | - | - | No | - | - | No | - | - | - | - | 3.853 | 3.787 | 4.046 | 4.485 | 4.253 | 4.271 | 1034 | 1590 | 4672 | 2345 | 2917 | 6353 | 2 | 2 | 2.5 | 2.969 | 3.427 | 4.284 | 3.371 | 3.808 | 4.336 | 7499 | 2720 | 358 | 2244 | 1138 | 226 | 1 | 1.5 | 2.5 | No | - | - | - | - | N/A | N/A | N/A | 9.9714 | 3.3849 | 3.7497
[SEER Non Multi-Split <=65kW] GEMS (Air Conditioners up to 65kW) Determination 2019 | MEPS 2019 | AS/NZS 3823.1.1:2012 | KD48 / KCS48 |  | N/A | Kaden | N/A | Non Ducted | Single Split System | Cassette | Air | Air | China | 4.25 | N/A | 14 | N/A | N/A | N/A | N/A | N/A | 3.95 | 14.5 | Calorimeter Room | 3.3827 | 3.7806 | N/A | - | N/A | N/A | N/A | N/A | N/A | N/A | N/A | N/A | N/A | N/A | N/A | N/A | N/A | N/A | N/A | N/A | N/A | Single | R410A | Australia,Fiji,New Zealand | 129402 | 2025-10-19 |  | Approved | Reverse Cycle | N/A | No | Class 11 | No | N/A | N/A | N/A | N/A | N/A | N/A | N/A | Available | N/A | N/A | http://www.reece.com.au/ |  | N/A |  |  | AAC5416 | Yes | Variable output compressor | Inverter | No | - | 14000 | 4.25 | - | 1600 | 7000 | Yes | 900 | 3200 | - | 3884.5 | 15078 | No | 1462.4 | 7539 | - | 620 | 4200 | 14500 | 3.95 | 1420 | 7000 | Yes | 600 | 2950 | Yes | 4565 | 11600 | No | - | - | No | - | - | - | - | - | No | - | - | No | - | - | No | - | - | 66 | 73 | 4.744 | 4.637 | 4.833 | 8.018 | 6.759 | 5.43 | 806 | 1249 | 3771 | 1257 | 1764 | 4821 | 3 | 3 | 3 | 3.407 | 4.048 | 4.844 | 3.842 | 4.431 | 4.904 | 5580 | 1972 | 276 | 1684 | 840 | 176 | 1.5 | 2.5 | 3 | No | - | - | - | - | N/A | N/A | N/A | 10 | 3.2681 | 3.6397
[SEER Non Multi-Split <=65kW] GEMS (Air Conditioners up to 65kW) Determination 2019 | MEPS 2019 | AS/NZS 3823.1.2:2012 | KDI24 / KDI24 |  | N/A | Kaden | N/A | Ducted | Single Split System | - | Air | Air | China | 2.1 | N/A | 7.3 | N/A | N/A | N/A | N/A | N/A | 1.8 | 7.5 | Calorimeter Room | 3.535 | 4.222 | N/A | - | N/A | N/A | N/A | N/A | N/A | N/A | N/A | N/A | N/A | N/A | N/A | N/A | N/A | N/A | N/A | N/A | N/A | Single | R32 | Australia,Fiji,New Zealand | 151475 | 2027-12-04 |  | Approved | Reverse Cycle | N/A | Yes | Class 10 | Yes | N/A | N/A | N/A | N/A | N/A | N/A | N/A | Available | N/A | N/A | http://www.reece.com.au/ |  | N/A |  |  | AAC7191 | Yes | Variable output compressor | Inverter | No | - | 7300 | 2.1 | - | 1070 | 3500 | Yes | 540 | 2380 | - | 1919.4 | 7862.1 | Yes | 595 | 3500 | - | 260 | 1845 | 7500 | 1.8 | 710 | 3610 | Yes | 360 | 1790 | Yes | 2680 | 7520 | No | - | - | No | - | - | - | - | - | No | - | - | No | - | - | No | - | - | - | 65 | 5.673 | 5.558 | 6.594 | 6.037 | 7.825 | 7.408 | 339 | 528 | 1426 | 864 | 783 | 1830 | 4 | 4 | 5 | 3.942 | 4.408 | 4.945 | 4.235 | 4.644 | 4.949 | 2507 | 951 | 152 | 801 | 425 | 100 | 2 | 2.5 | 3 | No | - | - | - | - | N/A | N/A | N/A | 10 | 3.4211 | 4.0899
[SEER Non Multi-Split <=65kW] GEMS (Air Conditioners up to 65kW) Determination 2019 | MEPS 2019 | AS/NZS 3823.1.2:2012 | KDI36 / KDI36 |  | N/A | Kaden | N/A | Ducted | Single Split System | - | Air | Air | China | 3.1 | N/A | 10.5 | N/A | N/A | N/A | N/A | N/A | 2.7 | 11.5 | Calorimeter Room | 3.2653 | 4.1732 | N/A | - | N/A | N/A | N/A | N/A | N/A | N/A | N/A | N/A | N/A | N/A | N/A | N/A | N/A | N/A | N/A | N/A | N/A | Single | R32 | Australia,Fiji,New Zealand | 151479 | 2027-12-04 |  | Approved | Reverse Cycle | N/A | Yes | Class 11 | Yes | N/A | N/A | N/A | N/A | N/A | N/A | N/A | Available | N/A | N/A | http://www.reece.com.au/ |  | N/A |  |  | AAC7192 | Yes | Variable output compressor | Inverter | No | - | 10500 | 3.1 | - | 1830 | 5150 | Yes | 735 | 2670 | - | 2833.4 | 11308.5 | Yes | 850 | 5180 | - | 350 | 2500 | 11500 | 2.7 | 1120 | 5750 | Yes | 480 | 2470 | Yes | 3300 | 9780 | No | - | - | No | - | - | - | - | - | No | - | - | No | - | - | No | - | - | - | 68 | 6.09 | 5.801 | 6.937 | -19.173 | 60.711 | 10.981 | 462 | 738 | 1959 | -421 | 128 | 1775 | 4.5 | 4 | 5 | 3.809 | 4.432 | 5.081 | 4.188 | 4.747 | 5.122 | 3965 | 1436 | 215 | 1231 | 627 | 138 | 2 | 2.5 | 3.5 | No | - | - | - | - | N/A | N/A | N/A | 10 | 3.3506 | 4.2066
[SEER Non Multi-Split <=65kW] GEMS (Air Conditioners up to 65kW) Determination 2019 | MEPS 2019 | AS/NZS 3823.1.1:2012 | KDI42 / KCI42 |  | N/A | Kaden | N/A | Non Ducted | Single Split System | Cassette | Air | Air | China | 3.39 | N/A | 12.5 | N/A | N/A | N/A | N/A | N/A | 3.42 | 13 | Calorimeter Room | 3.6874 | 3.8138 | N/A | - | N/A | N/A | N/A | N/A | N/A | N/A | N/A | N/A | N/A | N/A | N/A | N/A | N/A | N/A | N/A | N/A | N/A | Single | R32 | Australia,Fiji,New Zealand | 151493 | 2027-12-05 |  | Approved | Reverse Cycle | N/A | Yes | Class 11 | Yes | N/A | N/A | N/A | N/A | N/A | N/A | N/A | Available | N/A | N/A | http://www.reece.com.au/ |  | N/A |  |  | AAC7200 | Yes | Variable output compressor | Inverter | No | - | 12500 | 3.39 | - | 1655 | 5950 | Yes | 725 | 3760 | - | 3098.46 | 13462.5 | Yes | 935 | 6060 | - | 460 | 3720 | 13000 | 3.42 | 1240 | 6155 | Yes | 540 | 2760 | Yes | 5780 | 14800 | No | - | - | No | - | - | - | - | - | No | - | - | No | - | - | No | - | - | 65 | 71 | 5.803 | 5.544 | 6.273 | 15.93 | 9.667 | 8.857 | 583 | 926 | 2586 | 553 | 1093 | 2629 | 4 | 4 | 4.5 | 3.852 | 4.267 | 4.946 | 4.224 | 4.645 | 5.028 | 4430 | 1681 | 245 | 1378 | 721 | 156 | 2 | 2.5 | 3 | No | - | - | - | - | N/A | N/A | N/A | 10 | 3.6509 | 3.764
[SEER Non Multi-Split <=65kW] GEMS (Air Conditioners up to 65kW) Determination 2019 | MEPS 2019 | AS/NZS 3823.1.2:2012 | KDI42 / KDI42 |  | N/A | Kaden | N/A | Ducted | Single Split System | - | Air | Air | China | 3.65 | N/A | 12.5 | N/A | N/A | N/A | N/A | N/A | 3.15 | 13 | Calorimeter Room | 3.4167 | 4.1296 | N/A | - | N/A | N/A | N/A | N/A | N/A | N/A | N/A | N/A | N/A | N/A | N/A | N/A | N/A | N/A | N/A | N/A | N/A | Single | R32 | Australia,Fiji,New Zealand | 151480 | 2027-12-04 |  | Approved | Reverse Cycle | N/A | Yes | Class 11 | Yes | N/A | N/A | N/A | N/A | N/A | N/A | N/A | Available | N/A | N/A | http://www.reece.com.au/ |  | N/A |  |  | AAC7193 | Yes | Variable output compressor | Inverter | No | - | 12500 | 3.65 | - | 1580 | 6445 | Yes | 1010 | 3200 | - | 3336.1 | 13462.5 | Yes | 990 | 6050 | - | 540 | 3700 | 13000 | 3.15 | 1340 | 6720 | Yes | 540 | 2810 | Yes | 5540 | 14720 | No | - | - | No | - | - | - | - | - | No | - | - | No | - | - | No | - | - | - | 70 | 5.491 | 5.275 | 5.743 | 23.129 | 10.359 | 7.866 | 617 | 974 | 2827 | 375 | 1019 | 2963 | 3.5 | 3.5 | 4 | 4.028 | 4.449 | 5.053 | 4.368 | 4.783 | 5.121 | 4236 | 1613 | 241 | 1333 | 701 | 154 | 2.5 | 2.5 | 3.5 | No | - | - | - | - | N/A | N/A | N/A | 10 | 3.3932 | 4.0832
[SEER Non Multi-Split <=65kW] GEMS (Air Conditioners up to 65kW) Determination 2019 | MEPS 2019 | AS/NZS 3823.1.1:2012 | KDI48 / KCI48 |  | N/A | Kaden | N/A | Non Ducted | Single Split System | Cassette | Air | Air | China | 4.25 | N/A | 14 | N/A | N/A | N/A | N/A | N/A | 4.05 | 14.5 | Calorimeter Room | 3.2865 | 3.5922 | N/A | - | N/A | N/A | N/A | N/A | N/A | N/A | N/A | N/A | N/A | N/A | N/A | N/A | N/A | N/A | N/A | N/A | N/A | Single | R32 | Australia,Fiji,New Zealand | 151494 | 2027-12-05 |  | Approved | Reverse Cycle | N/A | Yes | Class 11 | Yes | N/A | N/A | N/A | N/A | N/A | N/A | N/A | Available | N/A | N/A | http://www.reece.com.au/ |  | N/A |  |  | AAC7196 | Yes | Variable output compressor | Inverter | No | - | 14000 | 4.25 | - | 1800 | 7075 | Yes | 750 | 3580 | - | 3884.5 | 15078 | Yes | 1090 | 7365 | - | 475 | 3520 | 14500 | 4.05 | 1380 | 7220 | Yes | 545 | 3070 | Yes | 4270 | 12500 | No | - | - | No | - | - | - | - | - | No | - | - | No | - | - | No | - | - | 65 | 71 | 5.63 | 5.29 | 5.894 | 15.064 | 9.077 | 7.814 | 676 | 1091 | 3088 | 659 | 1308 | 3343 | 4 | 3.5 | 4 | 3.733 | 4.349 | 5.317 | 4.25 | 4.89 | 5.455 | 5095 | 1837 | 254 | 1525 | 763 | 160 | 2 | 2.5 | 3.5 | No | - | - | - | - | N/A | N/A | N/A | 10 | 3.2681 | 3.5506
[SEER Non Multi-Split <=65kW] GEMS (Air Conditioners up to 65kW) Determination 2019 | MEPS 2019 | AS/NZS 3823.1.2:2012 | KDI48 / KDI48 |  | N/A | Kaden | N/A | Ducted | Single Split System | - | Air | Air | China | 4.2 | N/A | 14 | N/A | N/A | N/A | N/A | N/A | 3.46 | 14 | Calorimeter Room | 3.324 | 4.0445 | N/A | - | N/A | N/A | N/A | N/A | N/A | N/A | N/A | N/A | N/A | N/A | N/A | N/A | N/A | N/A | N/A | N/A | N/A | Single | R32 | Australia,Fiji,New Zealand | 151481 | 2027-12-11 |  | Approved | Reverse Cycle | N/A | Yes | Class 11 | Yes | N/A | N/A | N/A | N/A | N/A | N/A | N/A | Available | N/A | N/A | http://www.reece.com.au/ |  | N/A |  |  | AAC7203 | Yes | Variable output compressor | Inverter | No | - | 14000 | 4.2 | - | 1730 | 6550 | Yes | 890 | 3210 | - | 3838.8 | 15078 | Yes | 1095 | 7100 | - | 530 | 3770 | 14000 | 3.46 | 1300 | 6500 | Yes | 560 | 2800 | Yes | 5060 | 14150 | No | - | - | No | - | - | - | - | - | No | - | - | No | - | - | No | - | - | - | 71 | 5.619 | 5.319 | 5.865 | 15.246 | 9.524 | 7.749 | 677 | 1085 | 3103 | 651 | 1246 | 3372 | 4 | 3.5 | 4 | 3.894 | 4.345 | 4.936 | 4.226 | 4.657 | 4.99 | 4717 | 1776 | 263 | 1481 | 773 | 168 | 2 | 2.5 | 3 | No | - | - | - | - | N/A | N/A | N/A | 10 | 3.3067 | 4.0071
[SEER Non Multi-Split <=65kW] GEMS (Air Conditioners up to 65kW) Determination 2019 | MEPS 2019 | AS/NZS 3823.1.2:2012 | KDI60 / KDI60 |  | N/A | Kaden | N/A | Ducted | Single Split System | - | Air | Air | China | 5.25 | N/A | 17 | N/A | N/A | N/A | N/A | N/A | 4.55 | 18 | Calorimeter Room | 3.271 | 3.9234 | N/A | - | N/A | N/A | N/A | N/A | N/A | N/A | N/A | N/A | N/A | N/A | N/A | N/A | N/A | N/A | N/A | N/A | N/A | Single | R32 | Australia,Fiji,New Zealand | 151490 | 2027-12-04 |  | Approved | Reverse Cycle | N/A | Yes | Class 11 | Yes | N/A | N/A | N/A | N/A | N/A | N/A | N/A | Available | N/A | N/A | http://www.reece.com.au/ |  | N/A |  |  | AAC7194 | Yes | Variable output compressor | Inverter | No | - | 17000 | 5.25 | - | 2720 | 8030 | Yes | 1100 | 4490 | - | 4798.5 | 18309 | Yes | 1355 | 8125 | - | 645 | 4050 | 18000 | 4.55 | 1720 | 8670 | Yes | 780 | 4130 | Yes | 4950 | 14510 | No | - | - | No | - | - | - | - | - | No | - | - | No | - | - | No | - | - | - | 72 | 5.543 | 5.202 | 6.094 | -20.49 | 12.66 | 13.39 | 832 | 1346 | 3623 | -634 | 1130 | 2357 | 4 | 3.5 | 4.5 | 3.641 | 4.282 | 5.076 | 4.087 | 4.694 | 5.154 | 6485 | 2317 | 330 | 1969 | 987 | 210 | 2 | 2.5 | 3.5 | No | - | - | - | - | N/A | N/A | N/A | 13 | 3.2112 | 3.9182
[SEER Multi-Split <=65kW] GEMS (Air Conditioners up to 65kW) Determination 2019 | MEPS 2019 | AS/NZS 3823.1.4:2012 | KM24 |  | N/A | Kaden | N/A | Non Ducted | fixed | N/A | Air | Air | China | 2 | N/A | 7.3 | N/A | N/A | N/A | N/A | N/A | 1.72 | 7.3 | Enthalpy Test Room | 3.6559 | 4.2368 | N/A | - | N/A | N/A | N/A | N/A | N/A | N/A | N/A | N/A | N/A | N/A | N/A | N/A | N/A | N/A | N/A | N/A | N/A | Single | R32 | Australia,Fiji,New Zealand | 149865 | 2027-09-29 |  | Approved | Reverse Cycle | N/A | Yes | Class 19 | Yes | N/A | N/A | N/A | N/A | N/A | N/A | N/A | Available | N/A | N/A | http://www.reece.com.au/ |  | N/A |  |  | AAC7067 | Yes | Variable output compressor | Inverter | No | - | 7300 | 2 | - | 815 | 3600 | Yes | 665 | 3000 | - | 1828 | 7862.1 | Yes | 500 | 3575 | - | 380 | 2870 | 7300 | 1.72 | 690 | 3420 | Yes | 395 | 2000 | Yes | 2790 | 8000 | No | - | - | No | - | - | - | - | - | No | - | - | No | - | - | No | - | - | N/A | 65 | 5.463 | 5.3 | 6.207 | 17.172 | 9.998 | 8.483 | 349 | 550 | 1511 | 286 | 604 | 1591 | 3.5 | 3.5 | 4.5 | 4.038 | 4.41 | 4.91 | 4.306 | 4.647 | 4.923 | 2387 | 931 | 155 | 772 | 418 | 102 | 2.5 | 2.5 | 3 | N/A | N/A | N/A | N/A | N/A | N/A | N/A | N/A | 12 | 3.5774 | 4.1464
[SEER Multi-Split <=65kW] GEMS (Air Conditioners up to 65kW) Determination 2019 | MEPS 2019 | AS/NZS 3823.1.4:2012 | KM28 |  | N/A | Kaden | N/A | Non Ducted | fixed | N/A | Air | Air | China | 2.34 | N/A | 8.5 | N/A | N/A | N/A | N/A | N/A | 2.1 | 8.7 | Enthalpy Test Room | 3.6298 | 4.14 | N/A | - | N/A | N/A | N/A | N/A | N/A | N/A | N/A | N/A | N/A | N/A | N/A | N/A | N/A | N/A | N/A | N/A | N/A | Single | R32 | Australia,Fiji,New Zealand | 150096 | 2027-09-25 |  | Approved | Reverse Cycle | N/A | Yes | Class 19 | Yes | N/A | N/A | N/A | N/A | N/A | N/A | N/A | Available | N/A | N/A | http://www.reece.com.au/ |  | N/A |  |  | AAC7032 | Yes | Variable output compressor | Inverter | No | - | 8500 | 2.34 | - | 975 | 4200 | Yes | 625 | 2770 | - | 2138.76 | 9154.5 | Yes | 520 | 3930 | - | 350 | 2720 | 8700 | 2.1 | 870 | 4380 | Yes | 480 | 2525 | Yes | 2635 | 8080 | No | - | - | No | - | - | - | - | - | No | - | - | No | - | - | No | - | - | N/A | 68 | 5.713 | 5.497 | 6.793 | 13.3 | 12.324 | 12.062 | 382 | 611 | 1600 | 434 | 561 | 1290 | 4 | 3.5 | 5 | 3.932 | 4.432 | 5.046 | 4.27 | 4.723 | 5.067 | 2925 | 1108 | 185 | 932 | 494 | 123 | 2 | 2.5 | 3.5 | N/A | N/A | N/A | N/A | N/A | N/A | N/A | N/A | 16 | 3.5504 | 4.0388
[SEER Multi-Split <=65kW] GEMS (Air Conditioners up to 65kW) Determination 2019 | MEPS 2019 | AS/NZS 3823.1.4:2012 | KM36 |  | N/A | Kaden | N/A | Non Ducted | fixed | N/A | Air | Air | New Zealand | 3.15 | N/A | 11 | N/A | N/A | N/A | N/A | N/A | 2.95 | 11.5 | Enthalpy Test Room | 3.4714 | 3.9089 | N/A | - | N/A | N/A | N/A | N/A | N/A | N/A | N/A | N/A | N/A | N/A | N/A | N/A | N/A | N/A | N/A | N/A | N/A | Single | R32 | Australia,Fiji,New Zealand | 150099 | 2027-10-06 |  | Approved | Reverse Cycle | N/A | Yes | Class 20 | Yes | N/A | N/A | N/A | N/A | N/A | N/A | N/A | Available | N/A | N/A | http://www.reece.com.au/ |  | N/A |  |  | AAC7078 | Yes | Variable output compressor | Inverter | No | - | 11000 | 3.15 | - | 1310 | 5470 | Yes | 555 | 2525 | - | 2879.1 | 11847 | Yes | 800 | 5500 | - | 450 | 3330 | 11500 | 2.95 | 1190 | 5500 | Yes | 595 | 2460 | Yes | 3510 | 9620 | No | - | - | No | - | - | - | - | - | No | - | - | No | - | - | No | - | - | N/A | 72 | 5.079 | 4.911 | 5.792 | 9.366 | 7.478 | 7.416 | 566 | 896 | 2442 | 820 | 1228 | 2746 | 3.5 | 3 | 4 | 3.425 | 3.916 | 4.332 | 3.658 | 4.034 | 4.286 | 4427 | 1645 | 270 | 1426 | 753 | 179 | 1.5 | 2 | 2.5 | N/A | N/A | N/A | N/A | N/A | N/A | N/A | N/A | 19 | 3.4223 | 3.8152
[SEER Multi-Split <=65kW] GEMS (Air Conditioners up to 65kW) Determination 2019 | MEPS 2019 | AS/NZS 3823.1.4:2012 | KM46 |  | N/A | Kaden | N/A | Non Ducted | fixed | N/A | Air | Air | China | 3.55 | N/A | 12 | N/A | N/A | N/A | N/A | N/A | 3.15 | 12 | Enthalpy Test Room | 3.329 | 3.8553 | N/A | - | N/A | N/A | N/A | N/A | N/A | N/A | N/A | N/A | N/A | N/A | N/A | N/A | N/A | N/A | N/A | N/A | N/A | Single | R32 | Australia,Fiji,New Zealand | 150100 | 2027-09-26 |  | Approved | Reverse Cycle | N/A | Yes | Class 20 | Yes | N/A | N/A | N/A | N/A | N/A | N/A | N/A | Available | N/A | N/A | http://www.reece.com.au/ |  | N/A |  |  | AAC7034 | Yes | Variable output compressor | Inverter | No | - | 12000 | 3.55 | - | 1395 | 5770 | Yes | 560 | 2530 | - | 3244.7 | 12924 | Yes | 870 | 5865 | - | 450 | 3330 | 12000 | 3.15 | 1275 | 5850 | Yes | 595 | 2460 | Yes | 3510 | 9620 | No | - | - | No | - | - | - | - | - | No | - | - | No | - | - | No | - | - | N/A | 72 | 5.07 | 4.875 | 5.676 | 9.366 | 7.44 | 7.232 | 622 | 989 | 2723 | 898 | 1350 | 3077 | 3.5 | 3 | 4 | 3.35 | 3.861 | 4.321 | 3.609 | 4.008 | 4.285 | 4720 | 1738 | 280 | 1505 | 789 | 186 | 1.5 | 2 | 2.5 | N/A | N/A | N/A | N/A | N/A | N/A | N/A | N/A | 19 | 3.3202 | 3.7334
[SEER Non Multi-Split <=65kW] GEMS (Air Conditioners up to 65kW) Determination 2019 | MEPS 2019 | AS/NZS 3823.1.1:2012 | KS09 |  | N/A | KADEN | 0.1 | Non Ducted | Single Split System | Wall Hung | Air | Air | China | 0.6 | 2.5 | 2.6 | 193 | N/A | N/A | N/A | 302 | 0.65 | 2.8 | Calorimeter Room | 4.8151 | 4.4455 | Yes | - | N/A | 1 | 1 | N/A | N/A | N/A | N/A | N/A | 4.3697 | 4.4257 | N/A | N/A | 4.2394 | 4.3513 | 4 | 4 | Calorimeter Room | Single | R410A | Australia,Fiji,New Zealand | 147438 | 2027-07-19 |  | Approved | Reverse Cycle | 805 | No | Class 8 | No | Yes | N/A | Yes | Yes | Yes | N/A | 4.3946 | Available | N/A | N/A | http://www.midea.com/global/ | https://www.metalflex.com.au/products/brands/kaden/ | Yes |  | https://reg.energyrating.gov.au/static/common/images/star_ratings_2014/aircon_rating_4_4.png | AAC6827 | Yes | Variable output compressor | Inverter | No | - | 2600 | 0.6 | - | 235 | 1300 | Yes | 170 | 760 | - | 548.4 | 2800.2 | Yes | 170 | 1270 | - | 135 | 1000 | 2800 | 0.65 | 280 | 1400 | Yes | 210 | 920 | Yes | 990 | 3200 | No | - | - | No | - | - | - | - | - | No | - | - | No | - | - | No | - | - | 58 | 60 | 6.374 | 6.089 | 6.514 | 9.682 | 8.197 | 7.529 | 112 | 178 | 521 | 194 | 271 | 646 | 4.5 | 4.5 | 5 | 4.047 | 4.271 | 4.437 | 4.071 | 4.222 | 4.348 | 906 | 359 | 55 | 305 | 168 | 36 | 2.5 | 2.5 | 2.5 | No | - | - | - | - | N/A | N/A | N/A | 1 | 4.3091 | 4.2854
[SEER Non Multi-Split <=65kW] GEMS (Air Conditioners up to 65kW) Determination 2019 | MEPS 2019 | AS/NZS 3823.1.1:2012 | KS12 |  | N/A | KADEN | 0.26 | Non Ducted | Single Split System | Wall Hung | Air | Air | China | 0.87 | 3.24 | 3.5 | 222 | N/A | N/A | N/A | 964 | 0.87 | 3.8 | Calorimeter Room | 4.2262 | 4.4764 | Yes | - | N/A | 1 | 1 | N/A | N/A | N/A | N/A | N/A | 4.0644 | 4.3369 | N/A | N/A | 3.6288 | 4.1738 | 3.5 | 4 | Calorimeter Room | Single | R410A | Australia,Fiji,New Zealand | 148517 | 2027-07-25 |  | Approved | Reverse Cycle | 325 | No | Class 8 | No | Yes | N/A | Yes | Yes | Yes | N/A | 4.0804 | Available | N/A | N/A | http://www.midea.com/global/ | https://www.metalflex.com.au/products/brands/kaden/ | Yes |  | https://reg.energyrating.gov.au/static/common/images/star_ratings_2014/aircon_rating_3.5_4.png | AAC6839 | Yes | Variable output compressor | Inverter | No | - | 3500 | 0.87 | - | 325 | 1780 | Yes | 240 | 1290 | - | 795.18 | 3769.5 | No | 297.05 | 1917.06 | - | 200 | 1520 | 3800 | 0.87 | 345 | 1900 | Yes | 200 | 1000 | Yes | 955 | 3200 | No | - | - | No | - | - | - | - | - | No | - | - | No | - | - | No | - | - | 58 | 60 | 5.81 | 5.589 | 5.808 | 7.924 | 7.117 | 6.337 | 167 | 262 | 787 | 321 | 422 | 1035 | 4 | 4 | 4 | 3.979 | 4.585 | 5.107 | 4.259 | 4.731 | 5.044 | 1249 | 453 | 65 | 395 | 203 | 42 | 2 | 3 | 3.5 | No | - | - | - | - | N/A | N/A | N/A | 1 | 4.0074 | 4.3509
[SEER Non Multi-Split <=65kW] GEMS (Air Conditioners up to 65kW) Determination 2019 | MEPS 2019 | AS/NZS 3823.1.1:2012 | KS18 |  | N/A | KADEN | N/A | Non Ducted | Single Split System | Wall Hung | Air | Air | China | 1.35 | N/A | 5 | N/A | N/A | N/A | N/A | N/A | 1.35 | 5.1 | Calorimeter Room | 3.6674 | 3.7546 | N/A | - | N/A | N/A | N/A | N/A | N/A | N/A | N/A | N/A | N/A | N/A | N/A | N/A | N/A | N/A | N/A | N/A | N/A | Single | R410A | Australia,Fiji,New Zealand | 148144 | 2027-07-17 |  | Approved | Reverse Cycle | N/A | No | Class 9 | No | N/A | N/A | N/A | N/A | N/A | N/A | N/A | Available | N/A | N/A | http://www.midea.com/global/ | https://www.metalflex.com.au/products/brands/kaden/ | N/A |  |  | AAC6823 | Yes | Variable output compressor | Inverter | No | - | 5000 | 1.35 | - | 555 | 2500 | Yes | 420 | 1640 | - | 1233.9 | 5385 | No | 507.27 | 2692.5 | - | 285 | 1860 | 5100 | 1.35 | 550 | 2700 | Yes | 265 | 1360 | Yes | 1300 | 4510 | No | - | - | No | - | - | - | - | - | No | - | - | No | - | - | No | - | - | 62 | 63 | 5.197 | 5.07 | 5.177 | 8.503 | 7.095 | 5.763 | 268 | 414 | 1263 | 428 | 605 | 1627 | 3.5 | 3.5 | 3.5 | 3.833 | 4.285 | 4.935 | 4.183 | 4.613 | 4.974 | 1740 | 649 | 89 | 540 | 279 | 56 | 2 | 2.5 | 3 | No | - | - | - | - | N/A | N/A | N/A | 1 | 3.6945 | 3.7683
[SEER Non Multi-Split <=65kW] GEMS (Air Conditioners up to 65kW) Determination 2019 | MEPS 2019 | AS/NZS 3823.1.1:2012 | KS24 |  | N/A | KADEN | 1.3 | Non Ducted | Single Split System | Wall Hung | Air | Air | China | 1.98 | 5.7 | 7 | 232 | N/A | N/A | N/A | 342 | 2.1 | 7.5 | Calorimeter Room | 3.4532 | 3.5162 | Yes | - | N/A | 1 | 1 | N/A | N/A | N/A | N/A | N/A | 3.5016 | 3.6323 | N/A | N/A | 2.5032 | 2.7645 | 2.5 | 2.5 | Calorimeter Room | Single | R410A | Australia,Fiji,New Zealand | 148501 | 2027-07-25 |  | Approved | Reverse Cycle | 1106 | No | Class 9 | No | Yes | N/A | Yes | Yes | Yes | N/A | 3.5076 | Available | N/A | N/A | http://www.midea.com/global/ | https://www.metalflex.com.au/products/brands/kaden/ | Yes |  | https://reg.energyrating.gov.au/static/common/images/star_ratings_2014/aircon_rating_2.5_2.5.png | AAC6838 | Yes | Variable output compressor | Inverter | No | - | 7000 | 1.98 | - | 850 | 3650 | Yes | 710 | 2670 | - | 1809.72 | 7539 | Yes | 670 | 3855 | - | 390 | 2340 | 7500 | 2.1 | 830 | 3880 | Yes | 425 | 1915 | Yes | 3040 | 6785 | No | - | - | No | - | - | - | - | - | No | - | - | No | - | - | No | - | - | 63 | 64 | 5.553 | 5.332 | 5.509 | 5.251 | 11.395 | 7.467 | 352 | 552 | 1663 | 973 | 527 | 1758 | 4 | 3.5 | 4 | 3.342 | 3.896 | 4.489 | 3.664 | 4.134 | 4.477 | 2933 | 1048 | 143 | 905 | 456 | 90 | 1.5 | 2 | 2.5 | No | - | - | - | - | N/A | N/A | N/A | 1 | 3.5293 | 3.5657
[SEER Non Multi-Split <=65kW] GEMS (Air Conditioners up to 65kW) Determination 2019 | MEPS 2019 | AS/NZS 3823.1.1:2012 | KS28 |  | N/A | KADEN | N/A | Non Ducted | Single Split System | Wall Hung | Air | Air | China | 2.4 | N/A | 8 | N/A | N/A | N/A | N/A | N/A | 2.4 | 8.1 | Calorimeter Room | 3.2695 | 3.2986 | N/A | - | N/A | N/A | N/A | N/A | N/A | N/A | N/A | N/A | N/A | N/A | N/A | N/A | N/A | N/A | N/A | N/A | N/A | Single | R410A | Australia,Fiji,New Zealand | 148148 | 2027-07-17 |  | Approved | Reverse Cycle | N/A | No | Class 9 | No | N/A | N/A | N/A | N/A | N/A | N/A | N/A | Available | N/A | N/A | http://www.midea.com/global/ | https://www.metalflex.com.au/products/brands/kaden/ | N/A |  |  | AAC6822 | Yes | Variable output compressor | Inverter | No | - | 8000 | 2.4 | - | 910 | 4000 | Yes | 760 | 3125 | - | 2193.6 | 8616 | No | 831.74 | 4308 | - | 510 | 3070 | 8100 | 2.4 | 980 | 4050 | Yes | 500 | 2280 | Yes | 2975 | 7020 | No | - | - | No | - | - | - | - | - | No | - | - | No | - | - | No | - | - | 65 | 70 | 4.892 | 4.711 | 4.811 | 7.943 | 6.516 | 5.364 | 457 | 715 | 2177 | 735 | 1056 | 2798 | 3 | 3 | 3 | 3.171 | 3.64 | 4.278 | 3.53 | 3.977 | 4.334 | 3338 | 1211 | 161 | 1014 | 512 | 100 | 1.5 | 2 | 2.5 | No | - | - | - | - | N/A | N/A | N/A | 1 | 3.3286 | 3.3703
[SEER Non Multi-Split <=65kW] GEMS (Air Conditioners up to 65kW) Determination 2019 | MEPS 2019 | AS/NZS 3823.1.1:2012 | KSI06 |  | N/A | Kaden | N/A | Non Ducted | Single Split System | Wall Hung | Air | Air | China | 0.43 | N/A | 2 | N/A | N/A | N/A | N/A | N/A | 0.46 | 2.25 | Calorimeter Room | 4.6975 | 4.8242 | N/A | - | N/A | N/A | N/A | N/A | N/A | N/A | N/A | N/A | N/A | N/A | N/A | N/A | N/A | N/A | N/A | N/A | N/A | Single | R32 | Australia,Fiji,New Zealand | 136112 | 2026-02-17 |  | Approved | Reverse Cycle | N/A | Yes | Class 8 | Yes | N/A | N/A | N/A | N/A | N/A | N/A | N/A | Available | N/A | N/A | http://www.reece.com.au/ |  | N/A |  |  | AAC5786 | Yes | Variable output compressor | Inverter | No | - | 2000 | 0.43 | - | 200 | 1000 | Yes | 165 | 745 | - | 393.02 | 2154 | Yes | 140 | 1180 | - | 110 | 915 | 2250 | 0.46 | 200 | 1100 | Yes | 155 | 860 | Yes | 940 | 2850 | No | - | - | No | - | - | - | - | - | No | - | - | No | - | - | No | - | - | 53 | 54 | 7.175 | 6.968 | 0.472 | 13.711 | 10.498 | 9.153 | 76 | 119 | 70 | 105 | 125 | 44 | 5.5 | 5 | 0 | 3.45 | 3.062 | 2.796 | 4.762 | 5.04 | 5.266 | 642 | 7259 | 2824 | 3703 | 3622 | 6554 | 1.5 | 1.5 | 1 | No | - | - | - | - | N/A | N/A | N/A | 0.6 | 4.6293 | 4.8698
[SEER Non Multi-Split <=65kW] GEMS (Air Conditioners up to 65kW) Determination 2019 | MEPS 2019 | AS/NZS 3823.1.1:2012 | KSI09 |  | N/A | Kaden | N/A | Non Ducted | Single Split System | Wall Hung | Air | Air | China | 0.59 | N/A | 2.6 | N/A | N/A | N/A | N/A | N/A | 0.6 | 2.7 | Calorimeter Room | 4.4196 | 4.4678 | N/A | - | N/A | N/A | N/A | N/A | N/A | N/A | N/A | N/A | N/A | N/A | N/A | N/A | N/A | N/A | N/A | N/A | N/A | Single | R32 | Australia,Fiji,New Zealand | 136117 | 2026-02-17 |  | Approved | Reverse Cycle | N/A | Yes | Class 8 | Yes | N/A | N/A | N/A | N/A | N/A | N/A | N/A | Available | N/A | N/A | http://www.reece.com.au/ |  | N/A |  |  | AAC5785 | Yes | Variable output compressor | Inverter | No | - | 2600 | 0.59 | - | 240 | 1300 | Yes | 164 | 745 | - | 539.26 | 2800.2 | Yes | 180 | 1390 | - | 110 | 915 | 2700 | 0.6 | 250 | 1355 | Yes | 155 | 860 | Yes | 940 | 2850 | No | - | - | No | - | - | - | - | - | No | - | - | No | - | - | No | - | - | 55 | 57 | 6.97 | 6.632 | 6.993 | 12.579 | 9.873 | 8.253 | 103 | 164 | 486 | 150 | 226 | 590 | 5 | 5 | 5 | 4.306 | 4.767 | 5.34 | 4.601 | 5.012 | 5.337 | 820 | 309 | 44 | 260 | 136 | 28 | 2.5 | 3 | 3.5 | No | - | - | - | - | N/A | N/A | N/A | 0.6 | 4.3917 | 4.4848
[SEER Non Multi-Split <=65kW] GEMS (Air Conditioners up to 65kW) Determination 2019 | MEPS 2019 | AS/NZS 3823.1.1:2012 | KSI12 |  | N/A | Kaden | N/A | Non Ducted | Single Split System | Wall Hung | Air | Air | China | 0.82 | N/A | 3.55 | N/A | N/A | N/A | N/A | N/A | 0.92 | 4 | Calorimeter Room | 4.2683 | 4.4312 | N/A | - | N/A | N/A | N/A | N/A | N/A | N/A | N/A | N/A | N/A | N/A | N/A | N/A | N/A | N/A | N/A | N/A | Calorimeter Room | Single | R32 | Australia,Fiji,New Zealand | 133777 | 2026-02-17 |  | Approved | Reverse Cycle | N/A | Yes | Class 8 | Yes | N/A | N/A | N/A | N/A | N/A | N/A | N/A | Available | N/A | N/A | http://www.reece.com.au/ |  | N/A |  |  | AAC5784 | Yes | Variable output compressor | Inverter | No | - | 3550 | 0.82 | - | 330 | 1800 | Yes | 170 | 800 | - | 749.48 | 3823.35 | Yes | 230 | 1730 | - | 140 | 1160 | 4000 | 0.92 | 340 | 2000 | Yes | 160 | 965 | Yes | 1020 | 3190 | No | - | - | No | - | - | - | - | - | No | - | - | No | - | - | No | - | - | 56 | 56 | 6.622 | 6.3 | 6.683 | 10.346 | 8.634 | 7.834 | 148 | 235 | 694 | 249 | 352 | 849 | 5 | 4.5 | 5 | 4.001 | 4.837 | 5.842 | 4.536 | 5.305 | 5.9 | 1308 | 452 | 60 | 391 | 191 | 38 | 2.5 | 3 | 4 | No | - | - | - | - | N/A | N/A | N/A | 1 | 4.3115 | 4.3319
[SEER Non Multi-Split <=65kW] GEMS (Air Conditioners up to 65kW) Determination 2019 | MEPS 2019 | AS/NZS 3823.1.1:2012 | KSI18 |  | N/A | Kaden | N/A | Non Ducted | Single Split System | Wall Hung | Air | Air | China | 1.3 | N/A | 5 | N/A | N/A | N/A | N/A | N/A | 1.35 | 5.2 | Calorimeter Room | 3.9219 | 3.9543 | N/A | - | N/A | N/A | N/A | N/A | N/A | N/A | N/A | N/A | N/A | N/A | N/A | N/A | N/A | N/A | N/A | N/A | N/A | Single | R32 | Australia,Fiji,New Zealand | 136119 | 2026-02-18 |  | Approved | Reverse Cycle | N/A | Yes | Class 9 | Yes | N/A | N/A | N/A | N/A | N/A | N/A | N/A | Available | N/A | N/A | http://www.reece.com.au/ |  | N/A |  |  | AAC5789 | Yes | Variable output compressor | Inverter | No | - | 5000 | 1.3 | - | 535 | 2600 | Yes | 495 | 2350 | - | 1188.2 | 5385 | Yes | 395 | 2730 | - | 320 | 2340 | 5200 | 1.35 | 530 | 2600 | Yes | 460 | 2310 | Yes | 1755 | 4700 | No | - | - | No | - | - | - | - | - | No | - | - | No | - | - | No | - | - | 57 | 65 | 6.152 | 5.82 | 6.15 | 11.471 | 8.667 | 7.292 | 226 | 360 | 1063 | 317 | 495 | 1285 | 4.5 | 4 | 4.5 | 3.622 | 4.137 | 4.667 | 3.909 | 4.352 | 4.67 | 1877 | 685 | 96 | 589 | 301 | 60 | 2 | 2.5 | 3 | No | - | - | - | - | N/A | N/A | N/A | 1 | 3.8362 | 3.8422
[SEER Non Multi-Split <=65kW] GEMS (Air Conditioners up to 65kW) Determination 2019 | MEPS 2019 | AS/NZS 3823.1.1:2012 | KSI24 |  | N/A | Kaden | N/A | Non Ducted | Single Split System | Wall Hung | Air | Air | China | 1.95 | N/A | 7 | N/A | N/A | N/A | N/A | N/A | 1.95 | 7.5 | Calorimeter Room | 3.5783 | 3.8353 | N/A | - | N/A | N/A | N/A | N/A | N/A | N/A | N/A | N/A | N/A | N/A | N/A | N/A | N/A | N/A | N/A | N/A | N/A | Single | R32 | Australia,Fiji,New Zealand | 136120 | 2026-02-17 |  | Approved | Reverse Cycle | N/A | Yes | Class 9 | Yes | N/A | N/A | N/A | N/A | N/A | N/A | N/A | Available | N/A | N/A | http://www.reece.com.au/ |  | N/A |  |  | AAC5787 | Yes | Variable output compressor | Inverter | No | - | 7000 | 1.95 | - | 740 | 3600 | Yes | 710 | 3360 | - | 1782.3 | 7539 | Yes | 625 | 3920 | - | 500 | 3280 | 7500 | 1.95 | 740 | 3800 | Yes | 415 | 2130 | Yes | 2860 | 6320 | No | - | - | No | - | - | - | - | - | No | - | - | No | - | - | No | - | - | 63 | 65 | 5.551 | 5.252 | 5.488 | 8.559 | 7.094 | 6.213 | 352 | 560 | 1669 | 596 | 848 | 2113 | 4 | 3.5 | 3.5 | 3.44 | 4.172 | 4.997 | 3.875 | 4.514 | 5.002 | 2849 | 979 | 128 | 855 | 418 | 81 | 1.5 | 2.5 | 3 | No | - | - | - | - | N/A | N/A | N/A | 1 | 3.5835 | 3.8395
[SEER Non Multi-Split <=65kW] GEMS (Air Conditioners up to 65kW) Determination 2019 | MEPS 2019 | AS/NZS 3823.1.1:2012 | KSI24 |  | N/A | Kaden | N/A | Non Ducted | Single Split System | Wall Hung | Air | Air | China | 1.95 | N/A | 7 | N/A | N/A | N/A | N/A | N/A | 2 | 7.5 | Calorimeter Room | 3.5343 | 3.7415 | N/A | - | N/A | N/A | N/A | N/A | N/A | N/A | N/A | N/A | N/A | N/A | N/A | N/A | N/A | N/A | N/A | N/A | N/A | Single | R32 | Australia,Fiji,New Zealand | 156364 | 2028-08-26 |  | Approved | Reverse Cycle | N/A | Yes | Class 9 | Yes | N/A | N/A | N/A | N/A | N/A | N/A | N/A | Available | N/A | N/A | http://www.reece.com.au/ |  | N/A |  |  | AAC7731 | Yes | Variable output compressor | Inverter | No | - | 7000 | 1.95 | - | 740 | 3630 | Yes | 700 | 3430 | - | 1782.3 | 7539 | Yes | 620 | 3860 | - | 490 | 3260 | 7500 | 2 | 800 | 4020 | Yes | 470 | 2390 | Yes | 2980 | 7780 | No | - | - | No | - | - | - | - | - | No | - | - | No | - | - | No | - | - | 62.2 | 65 | 5.531 | 5.242 | 5.46 | 8.514 | 7.067 | 6.155 | 353 | 561 | 1678 | 599 | 851 | 2133 | 4 | 3.5 | 3.5 | 3.8 | 4.266 | 4.901 | 4.124 | 4.538 | 4.903 | 2579 | 957 | 131 | 804 | 416 | 82 | 2 | 2.5 | 3 | No | - | - | - | - | N/A | N/A | N/A | 1 | 3.5835 | 3.7437
[SEER Non Multi-Split <=65kW] GEMS (Air Conditioners up to 65kW) Determination 2019 | MEPS 2019 | AS/NZS 3823.1.1:2012 | KSI28 |  | N/A | Kaden | N/A | Non Ducted | Single Split System | Wall Hung | Air | Air | China | 2.35 | N/A | 8 | N/A | N/A | N/A | N/A | N/A | 2.25 | 8.5 | Calorimeter Room | 3.42 | 3.7006 | N/A | - | N/A | N/A | N/A | N/A | N/A | N/A | N/A | N/A | N/A | N/A | N/A | N/A | N/A | N/A | N/A | N/A | N/A | Single | R32 | Australia,Fiji,New Zealand | 136121 | 2026-02-18 |  | Approved | Reverse Cycle | N/A | Yes | Class 9 | Yes | N/A | N/A | N/A | N/A | N/A | N/A | N/A | Available | N/A | N/A | http://www.reece.com.au/ |  | N/A |  |  | AAC5788 | Yes | Variable output compressor | Inverter | No | - | 8000 | 2.35 | - | 885 | 4100 | Yes | 780 | 3790 | - | 2147.9 | 8616 | Yes | 690 | 4250 | - | 500 | 3280 | 8500 | 2.25 | 800 | 4100 | Yes | 415 | 2130 | Yes | 2860 | 6320 | No | - | - | No | - | - | - | - | - | No | - | - | No | - | - | No | - | - | 64 | 67 | 5.464 | 5.152 | 5.369 | 10.197 | 7.493 | 6.258 | 409 | 653 | 1950 | 572 | 918 | 2398 | 3.5 | 3.5 | 3.5 | 3.178 | 3.938 | 5.012 | 3.589 | 4.428 | 5.041 | 3495 | 1175 | 145 | 1046 | 483 | 91 | 1.5 | 2 | 3.5 | No | - | - | - | - | N/A | N/A | N/A | 1 | 3.3994 | 3.7721
[SEER Non Multi-Split <=65kW] GEMS (Air Conditioners up to 65kW) Determination 2019 | MEPS 2019 | AS/NZS 3823.1.1:2012 | KSI28 |  | N/A | Kaden | N/A | Non Ducted | Single Split System | Wall Hung | Air | Air | China | 2.22 | N/A | 7.6 | N/A | N/A | N/A | N/A | N/A | 2.43 | 8.5 | Calorimeter Room | 3.4136 | 3.5193 | N/A | - | N/A | N/A | N/A | N/A | N/A | N/A | N/A | N/A | N/A | N/A | N/A | N/A | N/A | N/A | N/A | N/A | N/A | Single | R32 | Australia,Fiji,New Zealand | 156365 | 2028-08-30 |  | Approved | Reverse Cycle | N/A | Yes | Class 9 | Yes | N/A | N/A | N/A | N/A | N/A | N/A | N/A | Available | N/A | N/A | http://www.reece.com.au/ |  | N/A |  |  | AAC7754 | Yes | Variable output compressor | Inverter | No | - | 7600 | 2.22 | - | 900 | 4100 | Yes | 780 | 3800 | - | 2029.08 | 8185.2 | Yes | 690 | 4170 | - | 490 | 3260 | 8500 | 2.43 | 800 | 4020 | Yes | 470 | 2390 | Yes | 2980 | 7780 | No | - | - | No | - | - | - | - | - | No | - | - | No | - | - | No | - | - | 64.6 | 67.3 | 5.462 | 5.169 | 5.379 | 10.779 | 7.673 | 6.3 | 388 | 618 | 1849 | 514 | 851 | 2263 | 3.5 | 3.5 | 3.5 | 3.578 | 4.114 | 4.894 | 3.983 | 4.48 | 4.927 | 3105 | 1125 | 148 | 943 | 477 | 93 | 2 | 2.5 | 3 | No | - | - | - | - | N/A | N/A | N/A | 1 | 3.4182 | 3.4931
[SEER Non Multi-Split <=65kW] GEMS (Air Conditioners up to 65kW) Determination 2019 | MEPS 2019 | AS/NZS 3823.1.1:2012 | KW09 |  | N/A | Kaden | N/A | Non Ducted | Window Wall | - | Air | Air | China | 0.84 | N/A | 2.8 | N/A | N/A | N/A | N/A | N/A | 0.74 | 2.45 | Calorimeter Room | 3.3623 | 3.4723 | N/A | - | N/A | N/A | N/A | N/A | N/A | N/A | N/A | N/A | N/A | N/A | N/A | N/A | N/A | N/A | N/A | N/A | N/A | Single | R32 | Australia,Fiji,New Zealand | 140931 | 2026-08-23 |  | Approved | Reverse Cycle | N/A | No | Class 5 | No | N/A | N/A | N/A | N/A | N/A | N/A | N/A | Available | N/A | N/A | http://www.reece.com.au/ |  | N/A |  |  | AAC6228 | No | - | - | - | - | 2800 | 0.84 | - | - | - | - | - | - | Yes | 755 | 3040 | - | - | - | - | - | - | 2450 | 0.74 | - | - | - | - | - | - | - | - | - | 620 | 1500 | - | - | - | - | - | - | - | - | - | No | - | - | - | - | - | 59.7 | 65.6 | 3.447 | 3.417 | 3.596 | 3.972 | 3.76 | 3.768 | 226 | 344 | 1019 | 514 | 640 | 1394 | 1.5 | 1.5 | 2 | 2.262 | 2.449 | 2.754 | 2.43 | 2.633 | 2.814 | 1416 | 545 | 77 | 446 | 235 | 47 | 0.5 | 0.5 | 1 | - | - | - | - | - | N/A | N/A | N/A | 0.8 | 3.3226 | 3.2988
[SEER Non Multi-Split <=65kW] GEMS (Air Conditioners up to 65kW) Determination 2019 | MEPS 2019 | AS/NZS 3823.1.1:2012 | KW12 |  | N/A | Kaden | N/A | Non Ducted | Window Wall | - | Air | Air | China | 1.18 | N/A | 3.9 | N/A | N/A | N/A | N/A | N/A | 1.06 | 3.6 | Calorimeter Room | 3.2895 | 3.4622 | N/A | - | N/A | N/A | N/A | N/A | N/A | N/A | N/A | N/A | N/A | N/A | N/A | N/A | N/A | N/A | N/A | N/A | N/A | Single | R32 | Australia,Fiji,New Zealand | 140935 | 2026-08-19 |  | Approved | Reverse Cycle | N/A | No | Class 5 | No | N/A | N/A | N/A | N/A | N/A | N/A | N/A | Available | N/A | N/A | http://www.reece.com.au/ |  | N/A |  |  | AAC6225 | No | - | - | - | - | 3900 | 1.18 | - | - | - | - | - | - | Yes | 1090 | 4250 | - | - | - | - | - | - | 3600 | 1.06 | - | - | - | - | - | - | - | - | - | 910 | 2300 | - | - | - | - | - | - | - | - | - | No | - | - | - | - | - | 60.6 | 69.1 | 3.288 | 3.28 | 3.47 | 3.732 | 3.573 | 3.614 | 328 | 496 | 1467 | 760 | 936 | 2022 | 1.5 | 1.5 | 1.5 | 2.361 | 2.555 | 2.83 | 2.519 | 2.731 | 2.888 | 1996 | 771 | 112 | 635 | 335 | 70 | 0.5 | 1 | 1 | - | - | - | - | - | N/A | N/A | N/A | 2.2 | 3.2844 | 3.3726
[SEER Non Multi-Split <=65kW] GEMS (Air Conditioners up to 65kW) Determination 2019 | MEPS 2019 | AS/NZS 3823.1.1:2012 | KW18 |  | N/A | Kaden | N/A | Non Ducted | Window Wall | - | Air | Air | China | 1.6 | N/A | 5.3 | N/A | N/A | N/A | N/A | N/A | 1.45 | 4.8 | Calorimeter Room | 3.3439 | 3.3079 | N/A | - | N/A | N/A | N/A | N/A | N/A | N/A | N/A | N/A | N/A | N/A | N/A | N/A | N/A | N/A | N/A | N/A | N/A | Single | R32 | Australia,Fiji,New Zealand | 140936 | 2026-08-18 |  | Approved | Reverse Cycle | N/A | No | Class 5 | No | N/A | N/A | N/A | N/A | N/A | N/A | N/A | Available | N/A | N/A | http://www.reece.com.au/ |  | N/A |  |  | AAC6220 | No | - | - | - | - | 5300 | 1.6 | - | - | - | - | - | - | Yes | 1470 | 5765 | - | - | - | - | - | - | 4800 | 1.45 | - | - | - | - | - | - | - | - | - | 1270 | 3050 | - | - | - | - | - | - | - | - | - | No | - | - | - | - | - | 63.5 | 70.8 | 3.347 | 3.328 | 3.501 | 3.787 | 3.617 | 3.646 | 440 | 667 | 1979 | 1020 | 1258 | 2725 | 1.5 | 1.5 | 2 | 2.28 | 2.46 | 2.748 | 2.442 | 2.648 | 2.811 | 2753 | 1065 | 152 | 871 | 458 | 94 | 0.5 | 0.5 | 1 | - | - | - | - | - | N/A | N/A | N/A | 2 | 3.2986 | 3.295
[SEER Non Multi-Split <=65kW] GEMS (Air Conditioners up to 65kW) Determination 2019 | MEPS 2019 | AS/NZS 3823.1.1:2012 | KW21 |  | N/A | Kaden | N/A | Non Ducted | Window Wall | - | Air | Air | China | 1.81 | N/A | 6 | N/A | N/A | N/A | N/A | N/A | 1.69 | 5.52 | Calorimeter Room | 3.3729 | 3.2017 | N/A | - | N/A | N/A | N/A | N/A | N/A | N/A | N/A | N/A | N/A | N/A | N/A | N/A | N/A | N/A | N/A | N/A | N/A | Single | R32 | Australia,Fiji,New Zealand | 140937 | 2026-08-19 |  | Approved | Reverse Cycle | N/A | No | Class 5 | No | N/A | N/A | N/A | N/A | N/A | N/A | N/A | Available | N/A | N/A | http://www.reece.com.au/ |  | N/A |  |  | AAC6226 | No | - | - | - | - | 6000 | 1.81 | - | - | - | - | - | - | Yes | 1650 | 6350 | - | - | - | - | - | - | 5520 | 1.69 | - | - | - | - | - | - | - | - | - | 1470 | 3450 | - | - | - | - | - | - | - | - | - | No | - | - | - | - | - | 65.3 | 73 | 3.319 | 3.305 | 3.459 | 3.707 | 3.552 | 3.589 | 503 | 763 | 2268 | 1180 | 1452 | 3135 | 1.5 | 1.5 | 1.5 | 2.234 | 2.41 | 2.708 | 2.398 | 2.601 | 2.773 | 3231 | 1249 | 176 | 1019 | 535 | 108 | 0.5 | 0.5 | 1 | - | - | - | - | - | N/A | N/A | N/A | 1.9 | 3.3032 | 3.2539
[SEER Non Multi-Split <=65kW] GEMS (Air Conditioners up to 65kW) Determination 2019 | MEPS 2019 | AS/NZS 3823.1.1:2012 | KW21 |  | N/A | Kaden | N/A | Non Ducted | Window Wall | - | Air | Air | China | 1.84 | N/A | 6.09 | N/A | N/A | N/A | N/A | N/A | 1.775 | 5.8 | Calorimeter Room | 3.3729 | 3.2017 | N/A | - | N/A | N/A | N/A | N/A | N/A | N/A | N/A | N/A | N/A | N/A | N/A | N/A | N/A | N/A | N/A | N/A | N/A | Single | R32 | Australia,Fiji,New Zealand | 160520 | 2029-06-13 |  | Approved | Reverse Cycle | N/A | No | Class 5 | No | N/A | N/A | N/A | N/A | N/A | N/A | N/A | Available | N/A | N/A | http://www.reece.com.au/ |  | N/A |  |  | AAC8296 | No | - | - | - | - | 6090 | 1.84 | - | - | - | - | - | - | Yes | 1650 | 6350 | - | - | - | - | - | - | 5800 | 1.775 | - | - | - | - | - | - | - | - | - | 1470 | 3450 | - | - | - | - | - | - | - | - | - | No | - | - | - | - | - | 65.3 | 73 | 3.327 | 3.311 | 3.467 | 3.74 | 3.573 | 3.605 | 510 | 773 | 2297 | 1187 | 1466 | 3168 | 1.5 | 1.5 | 1.5 | 2.196 | 2.373 | 2.708 | 2.378 | 2.576 | 2.775 | 3454 | 1333 | 184 | 1079 | 568 | 114 | 0.5 | 0.5 | 1 | - | - | - | - | - | N/A | N/A | N/A | 1.9 | 3.2983 | 3.2558
[SEER Non Multi-Split <=65kW] GEMS (Air Conditioners up to 65kW) Determination 2019 | MEPS 2019 | AS/NZS 3823.1.1:2012 | W5-L1 |  | N/A | KAPSUL | N/A | Non Ducted | Window Wall | - | Air | - | China | 0.47 | N/A | 1.47 | N/A | N/A | N/A | N/A | N/A | - | - | Calorimeter Room | 3.1824 | - | N/A | - | N/A | N/A | N/A | N/A | N/A | N/A | N/A | N/A | N/A | N/A | N/A | N/A | N/A | N/A | N/A | N/A | N/A | Single | R32 | Australia,Fiji,New Zealand | 134834 | 2025-12-22 |  | Approved | Cooling Only | N/A | No | Class 5 | No | N/A | N/A | N/A | N/A | N/A | N/A | N/A | Available | N/A | N/A |  |  | N/A |  |  | AAC5616 | No | - | - | - | - | 1470 | 0.47 | - | - | - | - | - | - | Yes | 450 | 1600 | - | - | - | - | - | - | - | - | - | - | - | - | - | - | - | - | - | - | - | - | - | - | - | - | - | - | - | - | - | - | - | - | - | - | 66.94 | 68.69 | 2.994 | 3.001 | 3.167 | 3.294 | 3.197 | 3.264 | 135 | 204 | 606 | 324 | 394 | 843 | 1 | 1.5 | 1.5 | - | - | - | - | - | - | - | - | - | - | - | - | - | - | - | - | - | - | - | - | N/A | N/A | N/A | 1.06 | 3.104 | -
[SEER Non Multi-Split <=65kW] GEMS (Air Conditioners up to 65kW) Determination 2019 | MEPS Oct 2011 | AS/NZS 3823.1.1:2012 | KSD25HWJ |  | N/A | KELVINATOR | 0.016 | Non Ducted | Single Split System | Wall Hung | Air | Air | China | 0.52 | 2.484 | 2.5 | 189 | 0 | 0 | 0 | 297 | 0.67 | 3.2 | Calorimeter Room | 4.9922 | 4.7945 | Yes | 0 | N/A | 0.9 | 0.9 | 0 | 0 | N/A | N/A | N/A | 4.9628 | 4.7733 | N/A | N/A | 5.4257 | 5.0466 | 5 | 5 | Calorimeter Room | Single | R32 | Australia,New Zealand | 126863 | 2025-03-11 |  | Approved | Reverse Cycle | 802 | Yes | Class 8 | Yes | Yes | - | Yes | Yes | Yes | - | 4.9922 | Available | N/A | N/A |  | http://www.kelvinator.com.au/ | Yes |  | https://reg.energyrating.gov.au/static/common/images/star_ratings_2014/aircon_rating_5_5.png | AAC4615 | N/A | Variable output compressor | Inverter | N/A | N/A | N/A | 0.52 | N/A | N/A | N/A | N/A | N/A | N/A | N/A | N/A | N/A | N/A | N/A | N/A | N/A | N/A | N/A | N/A | 0.67 | N/A | N/A | N/A | N/A | N/A | N/A | N/A | N/A | N/A | N/A | N/A | N/A | N/A | N/A | N/A | N/A | N/A | N/A | N/A | N/A | N/A | N/A | N/A | N/A | N/A | N/A | N/A | N/A | N/A | N/A | N/A | N/A | N/A | N/A | N/A | N/A | N/A | N/A | N/A | N/A | N/A | N/A | N/A | N/A | N/A | N/A | N/A | N/A | N/A | N/A | N/A | N/A | N/A | N/A | N/A | N/A | N/A | N/A | N/A | N/A | N/A | N/A | N/A | N/A | N/A | N/A | N/A | 4.7797 | 4.7545
[SEER Non Multi-Split <=65kW] GEMS (Air Conditioners up to 65kW) Determination 2019 | MEPS Oct 2011 | AS/NZS 3823.1.1:2012 | KSD35HWJ |  | N/A | KELVINATOR | 0.522 | Non Ducted | Single Split System | Wall Hung | Air | Air | China | 0.82 | 2.978 | 3.5 | 189 | 0 | 0 | 0 | 297 | 0.93 | 4 | Calorimeter Room | 4.3598 | 4.3604 | Yes | 0 | N/A | 0.8 | 0.8 | 0 | 0 | N/A | N/A | N/A | 4.3454 | 4.3475 | N/A | N/A | 4.1909 | 4.195 | 4 | 4 | Calorimeter Room | Single | R32 | Australia,New Zealand | 126468 | 2025-02-13 |  | Approved | Reverse Cycle | 802 | Yes | Class 8 | Yes | Yes | - | Yes | Yes | Yes | - | 4.3598 | Available | N/A | N/A |  | http://www.kelvinator.com.au/ | Yes |  | https://reg.energyrating.gov.au/static/common/images/star_ratings_2014/aircon_rating_4_4.png | AAC4467 | N/A | Variable output compressor | Inverter | N/A | N/A | N/A | 0.82 | N/A | N/A | N/A | N/A | N/A | N/A | N/A | N/A | N/A | N/A | N/A | N/A | N/A | N/A | N/A | N/A | 0.93 | N/A | N/A | N/A | N/A | N/A | N/A | N/A | N/A | N/A | N/A | N/A | N/A | N/A | N/A | N/A | N/A | N/A | N/A | N/A | N/A | N/A | N/A | N/A | N/A | N/A | N/A | N/A | N/A | N/A | N/A | N/A | N/A | N/A | N/A | N/A | N/A | N/A | N/A | N/A | N/A | N/A | N/A | N/A | N/A | N/A | N/A | N/A | N/A | N/A | N/A | N/A | N/A | N/A | N/A | N/A | N/A | N/A | N/A | N/A | N/A | N/A | N/A | N/A | N/A | N/A | N/A | N/A | 4.2543 | 4.2886
[SEER Non Multi-Split <=65kW] GEMS (Air Conditioners up to 65kW) Determination 2019 | MEPS Oct 2011 | AS/NZS 3823.1.1:2012 | KSD50HWJ |  | N/A | KELVINATOR | 0.25 | Non Ducted | Single Split System | Wall Hung | Air | Air | China | 1.24 | 4.75 | 5 | 226 | 0 | 0 | 0 | 335 | 1.49 | 6 | Calorimeter Room | 4.2124 | 4.2394 | Yes | 0 | N/A | 0.9 | 0.9 | 0 | 0 | N/A | N/A | N/A | 4.2017 | 4.2303 | N/A | N/A | 3.9034 | 3.9605 | 3.5 | 3.5 | Calorimeter Room | Single | R32 | Australia,New Zealand | 126469 | 2025-02-18 |  | Approved | Reverse Cycle | 1080 | Yes | Class 9 | Yes | Yes | - | Yes | Yes | Yes | - | 4.2124 | Available | N/A | N/A |  | http://www.kelvinator.com.au/ | Yes |  | https://reg.energyrating.gov.au/static/common/images/star_ratings_2014/aircon_rating_3.5_3.5.png | AAC4477 | N/A | Variable output compressor | Inverter | N/A | N/A | N/A | 1.24 | N/A | N/A | N/A | N/A | N/A | N/A | N/A | N/A | N/A | N/A | N/A | N/A | N/A | N/A | N/A | N/A | 1.49 | N/A | N/A | N/A | N/A | N/A | N/A | N/A | N/A | N/A | N/A | N/A | N/A | N/A | N/A | N/A | N/A | N/A | N/A | N/A | N/A | N/A | N/A | N/A | N/A | N/A | N/A | N/A | N/A | N/A | N/A | N/A | N/A | N/A | N/A | N/A | N/A | N/A | N/A | N/A | N/A | N/A | N/A | N/A | N/A | N/A | N/A | N/A | N/A | N/A | N/A | N/A | N/A | N/A | N/A | N/A | N/A | N/A | N/A | N/A | N/A | N/A | N/A | N/A | N/A | N/A | N/A | N/A | 4.0224 | 4.0186
[SEER Non Multi-Split <=65kW] GEMS (Air Conditioners up to 65kW) Determination 2019 | MEPS Oct 2011 | AS/NZS 3823.1.1:2012 | KSD71HWJ |  | N/A | KELVINATOR | 1.347 | Non Ducted | Single Split System | Wall Hung | Air | Air | China | 2.02 | 5.753 | 7.1 | 226 | 0 | 0 | 0 | 335 | 2.12 | 8 | Calorimeter Room | 3.6324 | 3.8816 | Yes | 0 | N/A | 0.9 | 0.9 | 0 | 0 | N/A | N/A | N/A | 3.6268 | 3.8761 | N/A | N/A | 2.7535 | 3.2522 | 2.5 | 3 | Calorimeter Room | Single | R32 | Australia,New Zealand | 126470 | 2025-02-13 |  | Approved | Reverse Cycle | 1080 | Yes | Class 9 | Yes | Yes | - | Yes | Yes | Yes | - | 3.6324 | Available | N/A | N/A |  | http://www.kelvinator.com.au/ | Yes |  | https://reg.energyrating.gov.au/static/common/images/star_ratings_2014/aircon_rating_2.5_3.png | AAC4468 | N/A | Variable output compressor | Inverter | N/A | N/A | N/A | 2.02 | N/A | N/A | N/A | N/A | N/A | N/A | N/A | N/A | N/A | N/A | N/A | N/A | N/A | N/A | N/A | N/A | 2.12 | N/A | N/A | N/A | N/A | N/A | N/A | N/A | N/A | N/A | N/A | N/A | N/A | N/A | N/A | N/A | N/A | N/A | N/A | N/A | N/A | N/A | N/A | N/A | N/A | N/A | N/A | N/A | N/A | N/A | N/A | N/A | N/A | N/A | N/A | N/A | N/A | N/A | N/A | N/A | N/A | N/A | N/A | N/A | N/A | N/A | N/A | N/A | N/A | N/A | N/A | N/A | N/A | N/A | N/A | N/A | N/A | N/A | N/A | N/A | N/A | N/A | N/A | N/A | N/A | N/A | N/A | N/A | 3.5096 | 3.7682
[SEER Non Multi-Split <=65kW] GEMS (Air Conditioners up to 65kW) Determination 2019 | MEPS Oct 2011 | AS/NZS 3823.1.1:2012 | KSD90HWJ |  | N/A | KELVINATOR | 2.245 | Non Ducted | Single Split System | Wall Hung | Air | Air | China | 2.56 | 6.755 | 9 | 380 | 0 | 0 | 0 | 450 | 2.85 | 10 | Calorimeter Room | 3.5613 | 3.6486 | Yes | 0 | N/A | 1.2 | 1.2 | 0 | 0 | N/A | N/A | N/A | 3.5558 | 3.643 | N/A | N/A | 2.6116 | 2.7861 | 2.5 | 2.5 | Calorimeter Room | Single | R32 | Australia,New Zealand | 126474 | 2025-01-23 |  | Approved | Reverse Cycle | 1340 | Yes | Class 9 | Yes | Yes | - | Yes | Yes | Yes | - | 3.5613 | Available | N/A | N/A |  | http://www.kelvinator.com.au/ | Yes |  | https://reg.energyrating.gov.au/static/common/images/star_ratings_2014/aircon_rating_2.5_2.5.png | AAC4435 | N/A | Variable output compressor | Inverter | N/A | N/A | N/A | 2.56 | N/A | N/A | N/A | N/A | N/A | N/A | N/A | N/A | N/A | N/A | N/A | N/A | N/A | N/A | N/A | N/A | 2.85 | N/A | N/A | N/A | N/A | N/A | N/A | N/A | N/A | N/A | N/A | N/A | N/A | N/A | N/A | N/A | N/A | N/A | N/A | N/A | N/A | N/A | N/A | N/A | N/A | N/A | N/A | N/A | N/A | N/A | N/A | N/A | N/A | N/A | N/A | N/A | N/A | N/A | N/A | N/A | N/A | N/A | N/A | N/A | N/A | N/A | N/A | N/A | N/A | N/A | N/A | N/A | N/A | N/A | N/A | N/A | N/A | N/A | N/A | N/A | N/A | N/A | N/A | N/A | N/A | N/A | N/A | N/A | 3.5101 | 3.5038
[SEER Non Multi-Split <=65kW] GEMS (Air Conditioners up to 65kW) Determination 2019 | MEPS Oct 2011 | AS/NZS 3823.1.1:2012 | KSV25CRJ |  | N/A | KELVINATOR | 0.016 | Non Ducted | Single Split System | Wall Hung | Air | - | China | 0.52 | 2.484 | 2.5 | 297 | 0 | 0 | 0 | 189 | 0 | 0 | Calorimeter Room | 4.9922 | 0 | Yes | 0 | N/A | 0.9 | 0 | 0 | 0 | N/A | N/A | N/A | 4.9628 | 0 | N/A | N/A | 5.4257 | 0 | 5 | 0 | Calorimeter Room | Single | R32 | Australia,New Zealand | 126860 | 2025-02-19 |  | Approved | Cooling Only | 802 | No | Class 8 | No | - | No | - | - | - | - | 4.9922 | Available | N/A | N/A |  | http://www.kelvinator.com.au/ | Yes | https://reg.energyrating.gov.au/static/common/images/star_ratings_2014/Blue_EnergyStarRating_5_Star.eps | https://reg.energyrating.gov.au/static/common/images/star_ratings_2014/Blue_EnergyStarRating_5_Star.png | AAC4486 | N/A | Variable output compressor | Inverter | N/A | N/A | N/A | 0.52 | N/A | N/A | N/A | N/A | N/A | N/A | N/A | N/A | N/A | N/A | N/A | N/A | N/A | N/A | N/A | N/A | 0 | N/A | N/A | N/A | N/A | N/A | N/A | N/A | N/A | N/A | N/A | N/A | N/A | N/A | N/A | N/A | N/A | N/A | N/A | N/A | N/A | N/A | N/A | N/A | N/A | N/A | N/A | N/A | N/A | N/A | N/A | N/A | N/A | N/A | N/A | N/A | N/A | N/A | N/A | N/A | N/A | N/A | N/A | N/A | N/A | N/A | N/A | N/A | N/A | N/A | N/A | N/A | N/A | N/A | N/A | N/A | N/A | N/A | N/A | N/A | N/A | N/A | N/A | N/A | N/A | N/A | N/A | N/A | 4.7797 | 0
[SEER Non Multi-Split <=65kW] GEMS (Air Conditioners up to 65kW) Determination 2019 | MEPS Oct 2011 | AS/NZS 3823.1.1:2012 | KSV25HWJ |  | N/A | KELVINATOR | 0.016 | Non Ducted | Single Split System | Wall Hung | Air | Air | China | 0.52 | 2.484 | 2.5 | 189 | 0 | 0 | 0 | 297 | 0.67 | 3.2 | Calorimeter Room | 4.9922 | 4.7945 | Yes | 0 | N/A | 0.9 | 0.9 | 0 | 0 | N/A | N/A | N/A | 4.9628 | 4.7733 | N/A | N/A | 5.4257 | 5.0466 | 5 | 5 | Calorimeter Room | Single | R32 | Australia,New Zealand | 126424 | 2025-02-18 |  | Approved | Reverse Cycle | 802 | No | Class 8 | No | - | No | - | - | - | - | 4.9922 | Available | N/A | N/A |  | http://www.kelvinator.com.au/ | Yes |  | https://reg.energyrating.gov.au/static/common/images/star_ratings_2014/aircon_rating_5_5.png | AAC4478 | N/A | Variable output compressor | Inverter | N/A | N/A | N/A | 0.52 | N/A | N/A | N/A | N/A | N/A | N/A | N/A | N/A | N/A | N/A | N/A | N/A | N/A | N/A | N/A | N/A | 0.67 | N/A | N/A | N/A | N/A | N/A | N/A | N/A | N/A | N/A | N/A | N/A | N/A | N/A | N/A | N/A | N/A | N/A | N/A | N/A | N/A | N/A | N/A | N/A | N/A | N/A | N/A | N/A | N/A | N/A | N/A | N/A | N/A | N/A | N/A | N/A | N/A | N/A | N/A | N/A | N/A | N/A | N/A | N/A | N/A | N/A | N/A | N/A | N/A | N/A | N/A | N/A | N/A | N/A | N/A | N/A | N/A | N/A | N/A | N/A | N/A | N/A | N/A | N/A | N/A | N/A | N/A | N/A | 4.7797 | 4.7545
[SEER Non Multi-Split <=65kW] GEMS (Air Conditioners up to 65kW) Determination 2019 | MEPS Oct 2011 | AS/NZS 3823.1.1:2012 | KSV35CRJ |  | N/A | KELVINATOR | 0.522 | Non Ducted | Single Split System | Wall Hung | Air | - | China | 0.82 | 2.978 | 3.5 | 189 | 0 | 0 | 0 | 297 | 0 | 0 | Calorimeter Room | 4.3598 | 0 | Yes | 0 | N/A | 0.8 | 0 | 0 | 0 | N/A | N/A | N/A | 4.3454 | 0 | N/A | N/A | 4.1909 | 0 | 4 | 0 | Calorimeter Room | Single | R32 | Australia,New Zealand | 126456 | 2025-02-10 |  | Approved | Cooling Only | 802 | No | Class 8 | No | - | No | - | - | - | - | 4.3598 | Available | N/A | N/A |  | http://www.kelvinator.com.au/ | Yes | https://reg.energyrating.gov.au/static/common/images/star_ratings_2014/Blue_EnergyStarRating_4_Star.eps | https://reg.energyrating.gov.au/static/common/images/star_ratings_2014/Blue_EnergyStarRating_4_Star.png | AAC4461 | N/A | Variable output compressor | Inverter | N/A | N/A | N/A | 0.82 | N/A | N/A | N/A | N/A | N/A | N/A | N/A | N/A | N/A | N/A | N/A | N/A | N/A | N/A | N/A | N/A | 0 | N/A | N/A | N/A | N/A | N/A | N/A | N/A | N/A | N/A | N/A | N/A | N/A | N/A | N/A | N/A | N/A | N/A | N/A | N/A | N/A | N/A | N/A | N/A | N/A | N/A | N/A | N/A | N/A | N/A | N/A | N/A | N/A | N/A | N/A | N/A | N/A | N/A | N/A | N/A | N/A | N/A | N/A | N/A | N/A | N/A | N/A | N/A | N/A | N/A | N/A | N/A | N/A | N/A | N/A | N/A | N/A | N/A | N/A | N/A | N/A | N/A | N/A | N/A | N/A | N/A | N/A | N/A | 4.2543 | 0
[SEER Non Multi-Split <=65kW] GEMS (Air Conditioners up to 65kW) Determination 2019 | MEPS Oct 2011 | AS/NZS 3823.1.1:2012 | KSV35HWJ |  | N/A | KELVINATOR | 0.522 | Non Ducted | Single Split System | Wall Hung | Air | Air | China | 0.82 | 2.978 | 3.5 | 189 | 0 | 0 | 0 | 297 | 0.93 | 4 | Calorimeter Room | 4.3598 | 4.3604 | Yes | 0 | N/A | 0.8 | 0.8 | 0 | 0 | N/A | N/A | N/A | 4.3454 | 4.3475 | N/A | N/A | 4.1909 | 4.195 | 4 | 4 | Calorimeter Room | Single | R32 | Australia,New Zealand | 126455 | 2025-02-14 |  | Approved | Reverse Cycle | 802 | No | Class 8 | No | - | No | - | - | - | - | 4.3598 | Available | N/A | N/A |  | http://www.kelvinator.com.au/ | Yes |  | https://reg.energyrating.gov.au/static/common/images/star_ratings_2014/aircon_rating_4_4.png | AAC4471 | N/A | Variable output compressor | Inverter | N/A | N/A | N/A | 0.82 | N/A | N/A | N/A | N/A | N/A | N/A | N/A | N/A | N/A | N/A | N/A | N/A | N/A | N/A | N/A | N/A | 0.93 | N/A | N/A | N/A | N/A | N/A | N/A | N/A | N/A | N/A | N/A | N/A | N/A | N/A | N/A | N/A | N/A | N/A | N/A | N/A | N/A | N/A | N/A | N/A | N/A | N/A | N/A | N/A | N/A | N/A | N/A | N/A | N/A | N/A | N/A | N/A | N/A | N/A | N/A | N/A | N/A | N/A | N/A | N/A | N/A | N/A | N/A | N/A | N/A | N/A | N/A | N/A | N/A | N/A | N/A | N/A | N/A | N/A | N/A | N/A | N/A | N/A | N/A | N/A | N/A | N/A | N/A | N/A | 4.2543 | 4.2886
[SEER Non Multi-Split <=65kW] GEMS (Air Conditioners up to 65kW) Determination 2019 | MEPS Oct 2011 | AS/NZS 3823.1.1:2012 | KSV50HWJ |  | N/A | KELVINATOR | 0.25 | Non Ducted | Single Split System | Wall Hung | Air | Air | Germany | 1.24 | 4.75 | 5 | 226 | 0 | 0 | 0 | 335 | 1.49 | 6 | Calorimeter Room | 4.2124 | 4.2394 | Yes | 0 | N/A | 0.9 | 0.9 | 0 | 0 | N/A | N/A | N/A | 4.2017 | 4.2303 | N/A | N/A | 3.9034 | 3.9605 | 3.5 | 3.5 | Calorimeter Room | Single | R32 | Australia,New Zealand | 126457 | 2025-02-18 |  | Approved | Reverse Cycle | 1080 | No | Class 9 | No | - | No | - | - | - | - | 4.2124 | Available | N/A | N/A |  | http://www.kelvinator.com.au/ | Yes |  | https://reg.energyrating.gov.au/static/common/images/star_ratings_2014/aircon_rating_3.5_3.5.png | AAC4476 | N/A | Variable output compressor | Inverter | N/A | N/A | N/A | 1.24 | N/A | N/A | N/A | N/A | N/A | N/A | N/A | N/A | N/A | N/A | N/A | N/A | N/A | N/A | N/A | N/A | 1.49 | N/A | N/A | N/A | N/A | N/A | N/A | N/A | N/A | N/A | N/A | N/A | N/A | N/A | N/A | N/A | N/A | N/A | N/A | N/A | N/A | N/A | N/A | N/A | N/A | N/A | N/A | N/A | N/A | N/A | N/A | N/A | N/A | N/A | N/A | N/A | N/A | N/A | N/A | N/A | N/A | N/A | N/A | N/A | N/A | N/A | N/A | N/A | N/A | N/A | N/A | N/A | N/A | N/A | N/A | N/A | N/A | N/A | N/A | N/A | N/A | N/A | N/A | N/A | N/A | N/A | N/A | N/A | 4.0224 | 4.0186
[SEER Non Multi-Split <=65kW] GEMS (Air Conditioners up to 65kW) Determination 2019 | MEPS Oct 2011 | AS/NZS 3823.1.1:2012 | KSV71CRJ |  | N/A | KELVINATOR | 1.347 | Non Ducted | Single Split System | Wall Hung | Air | - | China | 2.02 | 5.753 | 7.1 | 226 | 0 | 0 | 0 | 335 | 0 | 0 | Calorimeter Room | 3.6324 | 0 | Yes | 0 | N/A | 0.9 | 0 | 0 | 0 | N/A | N/A | N/A | 3.6268 | 0 | N/A | N/A | 2.7535 | 0 | 2.5 | 0 | Calorimeter Room | Single | R32 | Australia,New Zealand | 126461 | 2025-02-14 |  | Approved | Cooling Only | 1080 | No | Class 9 | No | - | No | - | - | - | - | 3.6324 | Available | N/A | N/A |  | http://www.kelvinator.com.au/ | Yes | https://reg.energyrating.gov.au/static/common/images/star_ratings_2014/Blue_EnergyStarRating_2.5_Star.eps | https://reg.energyrating.gov.au/static/common/images/star_ratings_2014/Blue_EnergyStarRating_2.5_Star.png | AAC4472 | N/A | Variable output compressor | Inverter | N/A | N/A | N/A | 2.02 | N/A | N/A | N/A | N/A | N/A | N/A | N/A | N/A | N/A | N/A | N/A | N/A | N/A | N/A | N/A | N/A | 0 | N/A | N/A | N/A | N/A | N/A | N/A | N/A | N/A | N/A | N/A | N/A | N/A | N/A | N/A | N/A | N/A | N/A | N/A | N/A | N/A | N/A | N/A | N/A | N/A | N/A | N/A | N/A | N/A | N/A | N/A | N/A | N/A | N/A | N/A | N/A | N/A | N/A | N/A | N/A | N/A | N/A | N/A | N/A | N/A | N/A | N/A | N/A | N/A | N/A | N/A | N/A | N/A | N/A | N/A | N/A | N/A | N/A | N/A | N/A | N/A | N/A | N/A | N/A | N/A | N/A | N/A | N/A | 3.5096 | 0
[SEER Non Multi-Split <=65kW] GEMS (Air Conditioners up to 65kW) Determination 2019 | MEPS Oct 2011 | AS/NZS 3823.1.1:2012 | KSV71HWJ |  | N/A | KELVINATOR | 1.347 | Non Ducted | Single Split System | Wall Hung | Air | Air | China | 2.02 | 5.753 | 7.1 | 226 | 0 | 0 | 0 | 335 | 2.12 | 8 | Calorimeter Room | 3.6324 | 3.8816 | Yes | 0 | N/A | 0.9 | 0.9 | 0 | 0 | N/A | N/A | N/A | 3.6268 | 3.8761 | N/A | N/A | 2.7535 | 3.2522 | 2.5 | 3 | Calorimeter Room | Single | R32 | Australia,New Zealand | 126460 | 2025-02-13 |  | Approved | Reverse Cycle | 1080 | No | Class 9 | No | - | No | - | - | - | - | 3.6324 | Available | N/A | N/A |  | http://www.kelvinator.com.au/ | Yes |  | https://reg.energyrating.gov.au/static/common/images/star_ratings_2014/aircon_rating_2.5_3.png | AAC4466 | N/A | Variable output compressor | Inverter | N/A | N/A | N/A | 2.02 | N/A | N/A | N/A | N/A | N/A | N/A | N/A | N/A | N/A | N/A | N/A | N/A | N/A | N/A | N/A | N/A | 2.12 | N/A | N/A | N/A | N/A | N/A | N/A | N/A | N/A | N/A | N/A | N/A | N/A | N/A | N/A | N/A | N/A | N/A | N/A | N/A | N/A | N/A | N/A | N/A | N/A | N/A | N/A | N/A | N/A | N/A | N/A | N/A | N/A | N/A | N/A | N/A | N/A | N/A | N/A | N/A | N/A | N/A | N/A | N/A | N/A | N/A | N/A | N/A | N/A | N/A | N/A | N/A | N/A | N/A | N/A | N/A | N/A | N/A | N/A | N/A | N/A | N/A | N/A | N/A | N/A | N/A | N/A | N/A | 3.5096 | 3.7682
[SEER Non Multi-Split <=65kW] GEMS (Air Conditioners up to 65kW) Determination 2019 | MEPS Oct 2011 | AS/NZS 3823.1.1:2012 | KSV90HWJ |  | N/A | KELVINATOR | 2.245 | Non Ducted | Single Split System | Wall Hung | Air | Air | China | 2.56 | 6.755 | 9 | 380 | 0 | 0 | 0 | 450 | 2.85 | 10 | Calorimeter Room | 3.5613 | 3.6486 | Yes | 0 | N/A | 1.2 | 1.2 | 0 | 0 | N/A | N/A | N/A | 3.5558 | 3.643 | N/A | N/A | 2.6116 | 2.7861 | 2.5 | 2.5 | Calorimeter Room | Single | R32 | Australia,New Zealand | 126476 | 2025-01-24 |  | Approved | Reverse Cycle | 1340 | No | Class 9 | No | - | No | - | - | - | - | 3.5613 | Available | N/A | N/A |  | http://www.kelvinator.com.au/ | Yes |  | https://reg.energyrating.gov.au/static/common/images/star_ratings_2014/aircon_rating_2.5_2.5.png | AAC4439 | N/A | Variable output compressor | Inverter | N/A | N/A | N/A | 2.56 | N/A | N/A | N/A | N/A | N/A | N/A | N/A | N/A | N/A | N/A | N/A | N/A | N/A | N/A | N/A | N/A | 2.85 | N/A | N/A | N/A | N/A | N/A | N/A | N/A | N/A | N/A | N/A | N/A | N/A | N/A | N/A | N/A | N/A | N/A | N/A | N/A | N/A | N/A | N/A | N/A | N/A | N/A | N/A | N/A | N/A | N/A | N/A | N/A | N/A | N/A | N/A | N/A | N/A | N/A | N/A | N/A | N/A | N/A | N/A | N/A | N/A | N/A | N/A | N/A | N/A | N/A | N/A | N/A | N/A | N/A | N/A | N/A | N/A | N/A | N/A | N/A | N/A | N/A | N/A | N/A | N/A | N/A | N/A | N/A | 3.5101 | 3.5038
[SEER Non Multi-Split <=65kW] GEMS (Air Conditioners up to 65kW) Determination 2019 | MEPS Oct 2011 | AS/NZS 3823.1.1:2012 | KWD22CRF |  | N/A | KELVINATOR | 0.323 | Non Ducted | Window Wall | - | Air | - | China | 0.66 | 1.877 | 2.2 | 668 | 0 | 0 | 0 | 375 | 0 | 0 | Calorimeter Room | 3.4449 | 0 | No | 0 | N/A | 0.837 | 0 | 0 | 0 | N/A | N/A | N/A | 3.4303 | 0 | N/A | N/A | 2.3606 | 0 | 2 | 0 | Calorimeter Room | Single | R32 | Australia,New Zealand | 127241 | 2025-03-10 |  | Approved | Cooling Only | 560 | Yes | Class 5 | Yes | Yes | - | Yes | No | No | - | 3.4449 | Available | N/A | N/A |  | http://www.kelvinator.com.au/ | - | https://reg.energyrating.gov.au/static/common/images/star_ratings_2014/Blue_EnergyStarRating_2_Star.eps | https://reg.energyrating.gov.au/static/common/images/star_ratings_2014/Blue_EnergyStarRating_2_Star.png | AAC4607 | N/A | - | - | N/A | N/A | N/A | 0.66 | N/A | N/A | N/A | N/A | N/A | N/A | N/A | N/A | N/A | N/A | N/A | N/A | N/A | N/A | N/A | N/A | 0 | N/A | N/A | N/A | N/A | N/A | N/A | N/A | N/A | N/A | N/A | N/A | N/A | N/A | N/A | N/A | N/A | N/A | N/A | N/A | N/A | N/A | N/A | N/A | N/A | N/A | N/A | N/A | N/A | N/A | N/A | N/A | N/A | N/A | N/A | N/A | N/A | N/A | N/A | N/A | N/A | N/A | N/A | N/A | N/A | N/A | N/A | N/A | N/A | N/A | N/A | N/A | N/A | N/A | N/A | N/A | N/A | N/A | N/A | N/A | N/A | N/A | N/A | N/A | N/A | N/A | N/A | N/A | 3.3191 | 0
[SEER Non Multi-Split <=65kW] GEMS (Air Conditioners up to 65kW) Determination 2019 | MEPS Oct 2011 | AS/NZS 3823.1.1:2012 | KWD22HRF |  | N/A | KELVINATOR | 0.318 | Non Ducted | Window Wall | - | Air | Air | China | 0.66 | 1.882 | 2.2 | 668 | 0 | 0 | 0 | 375 | 0.57 | 1.9 | Calorimeter Room | 3.3512 | 3.4652 | No | 0 | N/A | 0.785 | 0.785 | 0 | 0 | N/A | N/A | N/A | 3.338 | 3.4489 | N/A | N/A | 2.176 | 2.3979 | 2 | 2 | Calorimeter Room | Single | R32 | Australia,New Zealand | 127263 | 2025-03-10 |  | Approved | Reverse Cycle | 560 | Yes | Class 5 | Yes | Yes | - | Yes | No | No | - | 3.3512 | Available | N/A | N/A |  | http://www.kelvinator.com.au/ | - |  | https://reg.energyrating.gov.au/static/common/images/star_ratings_2014/aircon_rating_2_2.png | AAC4608 | N/A | - | - | N/A | N/A | N/A | 0.66 | N/A | N/A | N/A | N/A | N/A | N/A | N/A | N/A | N/A | N/A | N/A | N/A | N/A | N/A | N/A | N/A | 0.57 | N/A | N/A | N/A | N/A | N/A | N/A | N/A | N/A | N/A | N/A | N/A | N/A | N/A | N/A | N/A | N/A | N/A | N/A | N/A | N/A | N/A | N/A | N/A | N/A | N/A | N/A | N/A | N/A | N/A | N/A | N/A | N/A | N/A | N/A | N/A | N/A | N/A | N/A | N/A | N/A | N/A | N/A | N/A | N/A | N/A | N/A | N/A | N/A | N/A | N/A | N/A | N/A | N/A | N/A | N/A | N/A | N/A | N/A | N/A | N/A | N/A | N/A | N/A | N/A | N/A | N/A | N/A | 3.32 | 3.3179
[SEER Non Multi-Split <=65kW] GEMS (Air Conditioners up to 65kW) Determination 2019 | MEPS Oct 2011 | AS/NZS 3823.1.1:2012 | KWD22HWF |  | N/A | KELVINATOR | 0.318 | Non Ducted | Window Wall | - | Air | Air | China | 0.66 | 1.882 | 2.2 | 668 | 0 | 0 | 0 | 375 | 0.57 | 1.9 | Calorimeter Room | 3.3512 | 3.4652 | No | 0 | N/A | 1.149 | 1.149 | 0 | 0 | N/A | N/A | N/A | 3.3319 | 3.4414 | N/A | N/A | 2.1639 | 2.3828 | 2 | 2 | Calorimeter Room | Single | R32 | Australia,New Zealand | 127227 | 2025-03-04 |  | Approved | Reverse Cycle | 560 | Yes | Class 5 | Yes | Yes | - | Yes | No | No | - | 3.3512 | Available | N/A | N/A |  | http://www.kelvinator.com.au/ | - |  | https://reg.energyrating.gov.au/static/common/images/star_ratings_2014/aircon_rating_2_2.png | AAC4558 | N/A | - | - | N/A | N/A | N/A | 0.66 | N/A | N/A | N/A | N/A | N/A | N/A | N/A | N/A | N/A | N/A | N/A | N/A | N/A | N/A | N/A | N/A | 0.57 | N/A | N/A | N/A | N/A | N/A | N/A | N/A | N/A | N/A | N/A | N/A | N/A | N/A | N/A | N/A | N/A | N/A | N/A | N/A | N/A | N/A | N/A | N/A | N/A | N/A | N/A | N/A | N/A | N/A | N/A | N/A | N/A | N/A | N/A | N/A | N/A | N/A | N/A | N/A | N/A | N/A | N/A | N/A | N/A | N/A | N/A | N/A | N/A | N/A | N/A | N/A | N/A | N/A | N/A | N/A | N/A | N/A | N/A | N/A | N/A | N/A | N/A | N/A | N/A | N/A | N/A | N/A | 3.3138 | 3.3108
[SEER Non Multi-Split <=65kW] GEMS (Air Conditioners up to 65kW) Determination 2019 | MEPS Oct 2011 | AS/NZS 3823.1.1:2012 | KWD27CRF |  | N/A | KELVINATOR | 0.626 | Non Ducted | Window Wall | - | Air | - | China | 0.83 | 2.124 | 2.75 | 668 | 0 | 0 | 0 | 375 | 0 | 0 | Calorimeter Room | 3.4596 | 0 | No | 0 | N/A | 0.475 | 0 | 0 | 0 | N/A | N/A | N/A | 3.4528 | 0 | N/A | N/A | 2.4055 | 0 | 2 | 0 | Calorimeter Room | Single | R32 | Australia,New Zealand | 127267 | 2025-03-10 |  | Approved | Cooling Only | 560 | Yes | Class 5 | Yes | Yes | - | Yes | No | No | - | 3.4596 | Available | N/A | N/A |  | http://www.kelvinator.com.au/ | - | https://reg.energyrating.gov.au/static/common/images/star_ratings_2014/Blue_EnergyStarRating_2_Star.eps | https://reg.energyrating.gov.au/static/common/images/star_ratings_2014/Blue_EnergyStarRating_2_Star.png | AAC4609 | N/A | - | - | N/A | N/A | N/A | 0.83 | N/A | N/A | N/A | N/A | N/A | N/A | N/A | N/A | N/A | N/A | N/A | N/A | N/A | N/A | N/A | N/A | 0 | N/A | N/A | N/A | N/A | N/A | N/A | N/A | N/A | N/A | N/A | N/A | N/A | N/A | N/A | N/A | N/A | N/A | N/A | N/A | N/A | N/A | N/A | N/A | N/A | N/A | N/A | N/A | N/A | N/A | N/A | N/A | N/A | N/A | N/A | N/A | N/A | N/A | N/A | N/A | N/A | N/A | N/A | N/A | N/A | N/A | N/A | N/A | N/A | N/A | N/A | N/A | N/A | N/A | N/A | N/A | N/A | N/A | N/A | N/A | N/A | N/A | N/A | N/A | N/A | N/A | N/A | N/A | 3.3069 | 0
[SEER Non Multi-Split <=65kW] GEMS (Air Conditioners up to 65kW) Determination 2019 | MEPS Oct 2011 | AS/NZS 3823.1.1:2012 | KWD27HRF |  | N/A | KELVINATOR | 0.633 | Non Ducted | Window Wall | - | Air | Air | China | 0.83 | 2.117 | 2.75 | 668 | 0 | 0 | 0 | 375 | 0.74 | 2.45 | Calorimeter Room | 3.3632 | 3.469 | No | 0 | N/A | 0.425 | 0.425 | 0 | 0 | N/A | N/A | N/A | 3.3574 | 3.4621 | N/A | N/A | 2.2147 | 2.4242 | 2 | 2 | Calorimeter Room | Single | R32 | Australia,New Zealand | 127273 | 2025-03-10 |  | Approved | Reverse Cycle | 560 | Yes | Class 5 | Yes | Yes | - | Yes | No | No | - | 3.3632 | Available | N/A | N/A |  | http://www.kelvinator.com.au/ | - |  | https://reg.energyrating.gov.au/static/common/images/star_ratings_2014/aircon_rating_2_2.png | AAC4610 | N/A | - | - | N/A | N/A | N/A | 0.83 | N/A | N/A | N/A | N/A | N/A | N/A | N/A | N/A | N/A | N/A | N/A | N/A | N/A | N/A | N/A | N/A | 0.74 | N/A | N/A | N/A | N/A | N/A | N/A | N/A | N/A | N/A | N/A | N/A | N/A | N/A | N/A | N/A | N/A | N/A | N/A | N/A | N/A | N/A | N/A | N/A | N/A | N/A | N/A | N/A | N/A | N/A | N/A | N/A | N/A | N/A | N/A | N/A | N/A | N/A | N/A | N/A | N/A | N/A | N/A | N/A | N/A | N/A | N/A | N/A | N/A | N/A | N/A | N/A | N/A | N/A | N/A | N/A | N/A | N/A | N/A | N/A | N/A | N/A | N/A | N/A | N/A | N/A | N/A | N/A | 3.3075 | 3.3044
[SEER Non Multi-Split <=65kW] GEMS (Air Conditioners up to 65kW) Determination 2019 | MEPS Oct 2011 | AS/NZS 3823.1.1:2012 | KWD27HWF |  | N/A | KELVINATOR | 0.633 | Non Ducted | Window Wall | - | Air | Air | China | 0.83 | 2.117 | 2.75 | 668 | 0 | 0 | 0 | 375 | 0.74 | 2.45 | Calorimeter Room | 3.3632 | 3.469 | No | 0 | N/A | 0.738 | 0.738 | 0 | 0 | N/A | N/A | N/A | 3.3531 | 3.4571 | N/A | N/A | 2.2061 | 2.4141 | 2 | 2 | Calorimeter Room | Single | R32 | Australia,New Zealand | 127229 | 2025-03-10 |  | Approved | Reverse Cycle | 560 | Yes | Class 5 | Yes | Yes | - | Yes | No | No | - | 3.3632 | Available | N/A | N/A |  | http://www.kelvinator.com.au/ | - |  | https://reg.energyrating.gov.au/static/common/images/star_ratings_2014/aircon_rating_2_2.png | AAC4604 | N/A | - | - | N/A | N/A | N/A | 0.83 | N/A | N/A | N/A | N/A | N/A | N/A | N/A | N/A | N/A | N/A | N/A | N/A | N/A | N/A | N/A | N/A | 0.74 | N/A | N/A | N/A | N/A | N/A | N/A | N/A | N/A | N/A | N/A | N/A | N/A | N/A | N/A | N/A | N/A | N/A | N/A | N/A | N/A | N/A | N/A | N/A | N/A | N/A | N/A | N/A | N/A | N/A | N/A | N/A | N/A | N/A | N/A | N/A | N/A | N/A | N/A | N/A | N/A | N/A | N/A | N/A | N/A | N/A | N/A | N/A | N/A | N/A | N/A | N/A | N/A | N/A | N/A | N/A | N/A | N/A | N/A | N/A | N/A | N/A | N/A | N/A | N/A | N/A | N/A | N/A | 3.3033 | 3.2997
[SEER Non Multi-Split <=65kW] GEMS (Air Conditioners up to 65kW) Determination 2019 | MEPS Oct 2011 | AS/NZS 3823.1.1:2012 | KWD39CRF |  | N/A | KELVINATOR | 0.977 | Non Ducted | Window Wall | - | Air | - | China | 1.18 | 2.923 | 3.9 | 700 | 0 | 0 | 0 | 428 | 0 | 0 | Calorimeter Room | 3.3292 | 0 | No | 0 | N/A | 0.542 | 0 | 0 | 0 | N/A | N/A | N/A | 3.3242 | 0 | N/A | N/A | 2.1484 | 0 | 2 | 0 | Calorimeter Room | Single | R32 | Australia,New Zealand | 127278 | 2025-03-11 |  | Approved | Cooling Only | 660 | Yes | Class 5 | Yes | Yes | - | Yes | No | No | - | 3.3292 | Available | N/A | N/A |  | http://www.kelvinator.com.au/ | - | https://reg.energyrating.gov.au/static/common/images/star_ratings_2014/Blue_EnergyStarRating_2_Star.eps | https://reg.energyrating.gov.au/static/common/images/star_ratings_2014/Blue_EnergyStarRating_2_Star.png | AAC4624 | N/A | - | - | N/A | N/A | N/A | 1.18 | N/A | N/A | N/A | N/A | N/A | N/A | N/A | N/A | N/A | N/A | N/A | N/A | N/A | N/A | N/A | N/A | 0 | N/A | N/A | N/A | N/A | N/A | N/A | N/A | N/A | N/A | N/A | N/A | N/A | N/A | N/A | N/A | N/A | N/A | N/A | N/A | N/A | N/A | N/A | N/A | N/A | N/A | N/A | N/A | N/A | N/A | N/A | N/A | N/A | N/A | N/A | N/A | N/A | N/A | N/A | N/A | N/A | N/A | N/A | N/A | N/A | N/A | N/A | N/A | N/A | N/A | N/A | N/A | N/A | N/A | N/A | N/A | N/A | N/A | N/A | N/A | N/A | N/A | N/A | N/A | N/A | N/A | N/A | N/A | 3.3 | 0
[SEER Non Multi-Split <=65kW] GEMS (Air Conditioners up to 65kW) Determination 2019 | MEPS Oct 2011 | AS/NZS 3823.1.1:2012 | KWD39HRF |  | N/A | KELVINATOR | 0.829 | Non Ducted | Window Wall | - | Air | Air | China | 1.18 | 3.071 | 3.9 | 700 | 0 | 0 | 0 | 428 | 1.06 | 3.6 | Calorimeter Room | 3.2827 | 3.4593 | No | 0 | N/A | 0.61 | 0.61 | 0 | 0 | N/A | N/A | N/A | 3.2769 | 3.4525 | N/A | N/A | 2.0538 | 2.405 | 2 | 2 | Calorimeter Room | Single | R32 | Australia,New Zealand | 127279 | 2025-03-11 |  | Approved | Reverse Cycle | 660 | Yes | Class 5 | Yes | Yes | - | Yes | No | No | - | 3.2827 | Available | N/A | N/A |  | http://www.kelvinator.com.au/ | - |  | https://reg.energyrating.gov.au/static/common/images/star_ratings_2014/aircon_rating_2_2.png | AAC4613 | N/A | - | - | N/A | N/A | N/A | 1.18 | N/A | N/A | N/A | N/A | N/A | N/A | N/A | N/A | N/A | N/A | N/A | N/A | N/A | N/A | N/A | N/A | 1.06 | N/A | N/A | N/A | N/A | N/A | N/A | N/A | N/A | N/A | N/A | N/A | N/A | N/A | N/A | N/A | N/A | N/A | N/A | N/A | N/A | N/A | N/A | N/A | N/A | N/A | N/A | N/A | N/A | N/A | N/A | N/A | N/A | N/A | N/A | N/A | N/A | N/A | N/A | N/A | N/A | N/A | N/A | N/A | N/A | N/A | N/A | N/A | N/A | N/A | N/A | N/A | N/A | N/A | N/A | N/A | N/A | N/A | N/A | N/A | N/A | N/A | N/A | N/A | N/A | N/A | N/A | N/A | 3.2993 | 3.3896
[SEER Non Multi-Split <=65kW] GEMS (Air Conditioners up to 65kW) Determination 2019 | MEPS Oct 2011 | AS/NZS 3823.1.1:2012 | KWD39HWF |  | N/A | KELVINATOR | 0.829 | Non Ducted | Window Wall | - | Air | Air | China | 1.18 | 3.071 | 3.9 | 700 | 0 | 0 | 0 | 428 | 1.06 | 3.6 | Calorimeter Room | 3.2827 | 3.4593 | No | 0 | N/A | 0.97 | 0.97 | 0 | 0 | N/A | N/A | N/A | 3.2735 | 3.4485 | N/A | N/A | 2.047 | 2.397 | 2 | 2 | Calorimeter Room | Single | R32 | Australia,New Zealand | 127231 | 2025-03-10 |  | Approved | Reverse Cycle | 660 | Yes | Class 5 | Yes | Yes | - | Yes | No | No | - | 3.2827 | Available | N/A | N/A |  | http://www.kelvinator.com.au/ | - |  | https://reg.energyrating.gov.au/static/common/images/star_ratings_2014/aircon_rating_2_2.png | AAC4605 | N/A | - | - | N/A | N/A | N/A | 1.18 | N/A | N/A | N/A | N/A | N/A | N/A | N/A | N/A | N/A | N/A | N/A | N/A | N/A | N/A | N/A | N/A | 1.06 | N/A | N/A | N/A | N/A | N/A | N/A | N/A | N/A | N/A | N/A | N/A | N/A | N/A | N/A | N/A | N/A | N/A | N/A | N/A | N/A | N/A | N/A | N/A | N/A | N/A | N/A | N/A | N/A | N/A | N/A | N/A | N/A | N/A | N/A | N/A | N/A | N/A | N/A | N/A | N/A | N/A | N/A | N/A | N/A | N/A | N/A | N/A | N/A | N/A | N/A | N/A | N/A | N/A | N/A | N/A | N/A | N/A | N/A | N/A | N/A | N/A | N/A | N/A | N/A | N/A | N/A | N/A | 3.2959 | 3.3858
[SEER Non Multi-Split <=65kW] GEMS (Air Conditioners up to 65kW) Determination 2019 | MEPS Oct 2011 | AS/NZS 3823.1.1:2012 | KWD52CRF |  | N/A | KELVINATOR | 1.359 | Non Ducted | Window Wall | - | Air | - | China | 1.59 | 3.841 | 5.2 | 770 | 0 | 0 | 0 | 428 | 0 | 0 | Calorimeter Room | 3.3487 | 0 | No | 0 | N/A | 0.483 | 0 | 0 | 0 | N/A | N/A | N/A | 3.3453 | 0 | N/A | N/A | 2.1905 | 0 | 2 | 0 | Calorimeter Room | Single | R32 | Australia,New Zealand | 127281 | 2025-03-17 |  | Approved | Cooling Only | 660 | Yes | Class 5 | Yes | Yes | - | Yes | No | No | - | 3.3487 | Available | N/A | N/A |  | http://www.kelvinator.com.au/ | - | https://reg.energyrating.gov.au/static/common/images/star_ratings_2014/Blue_EnergyStarRating_2_Star.eps | https://reg.energyrating.gov.au/static/common/images/star_ratings_2014/Blue_EnergyStarRating_2_Star.png | AAC4647 | N/A | - | - | N/A | N/A | N/A | 1.59 | N/A | N/A | N/A | N/A | N/A | N/A | N/A | N/A | N/A | N/A | N/A | N/A | N/A | N/A | N/A | N/A | 0 | N/A | N/A | N/A | N/A | N/A | N/A | N/A | N/A | N/A | N/A | N/A | N/A | N/A | N/A | N/A | N/A | N/A | N/A | N/A | N/A | N/A | N/A | N/A | N/A | N/A | N/A | N/A | N/A | N/A | N/A | N/A | N/A | N/A | N/A | N/A | N/A | N/A | N/A | N/A | N/A | N/A | N/A | N/A | N/A | N/A | N/A | N/A | N/A | N/A | N/A | N/A | N/A | N/A | N/A | N/A | N/A | N/A | N/A | N/A | N/A | N/A | N/A | N/A | N/A | N/A | N/A | N/A | 3.2671 | 0
[SEER Non Multi-Split <=65kW] GEMS (Air Conditioners up to 65kW) Determination 2019 | MEPS Oct 2011 | AS/NZS 3823.1.1:2012 | KWD52HRF |  | N/A | KELVINATOR | 1.28 | Non Ducted | Window Wall | - | Air | Air | China | 1.59 | 3.92 | 5.2 | 770 | 0 | 0 | 0 | 428 | 1.45 | 4.8 | Calorimeter Room | 3.3656 | 3.3024 | No | 0 | N/A | 0.54 | 0.54 | 0 | 0 | N/A | N/A | N/A | 3.3616 | 3.2983 | N/A | N/A | 2.2232 | 2.0966 | 2 | 2 | Calorimeter Room | Single | R32 | Australia,New Zealand | 127282 | 2025-03-16 |  | Approved | Reverse Cycle | 660 | Yes | Class 5 | Yes | Yes | - | Yes | No | No | - | 3.3656 | Available | N/A | N/A |  | http://www.kelvinator.com.au/ | - |  | https://reg.energyrating.gov.au/static/common/images/star_ratings_2014/aircon_rating_2_2.png | AAC4645 | N/A | - | - | N/A | N/A | N/A | 1.59 | N/A | N/A | N/A | N/A | N/A | N/A | N/A | N/A | N/A | N/A | N/A | N/A | N/A | N/A | N/A | N/A | 1.45 | N/A | N/A | N/A | N/A | N/A | N/A | N/A | N/A | N/A | N/A | N/A | N/A | N/A | N/A | N/A | N/A | N/A | N/A | N/A | N/A | N/A | N/A | N/A | N/A | N/A | N/A | N/A | N/A | N/A | N/A | N/A | N/A | N/A | N/A | N/A | N/A | N/A | N/A | N/A | N/A | N/A | N/A | N/A | N/A | N/A | N/A | N/A | N/A | N/A | N/A | N/A | N/A | N/A | N/A | N/A | N/A | N/A | N/A | N/A | N/A | N/A | N/A | N/A | N/A | N/A | N/A | N/A | 3.2667 | 3.3062
[SEER Non Multi-Split <=65kW] GEMS (Air Conditioners up to 65kW) Determination 2019 | MEPS Oct 2011 | AS/NZS 3823.1.1:2012 | KWD52HWF |  | N/A | KELVINATOR | 1.28 | Non Ducted | Window Wall | - | Air | Air | China | 1.59 | 3.92 | 5.2 | 770 | 0 | 0 | 0 | 428 | 1.45 | 4.8 | Calorimeter Room | 3.3656 | 3.3024 | No | 0 | N/A | 1.98 | 1.98 | 0 | 0 | N/A | N/A | N/A | 3.3511 | 3.2875 | N/A | N/A | 2.2022 | 2.0749 | 2 | 2 | Calorimeter Room | Single | R32 | Australia,New Zealand | 127254 | 2025-03-16 |  | Approved | Reverse Cycle | 660 | Yes | Class 5 | Yes | Yes | - | Yes | No | No | - | 3.3656 | Available | N/A | N/A |  | http://www.kelvinator.com.au/ | - |  | https://reg.energyrating.gov.au/static/common/images/star_ratings_2014/aircon_rating_2_2.png | AAC4644 | N/A | - | - | N/A | N/A | N/A | 1.59 | N/A | N/A | N/A | N/A | N/A | N/A | N/A | N/A | N/A | N/A | N/A | N/A | N/A | N/A | N/A | N/A | 1.45 | N/A | N/A | N/A | N/A | N/A | N/A | N/A | N/A | N/A | N/A | N/A | N/A | N/A | N/A | N/A | N/A | N/A | N/A | N/A | N/A | N/A | N/A | N/A | N/A | N/A | N/A | N/A | N/A | N/A | N/A | N/A | N/A | N/A | N/A | N/A | N/A | N/A | N/A | N/A | N/A | N/A | N/A | N/A | N/A | N/A | N/A | N/A | N/A | N/A | N/A | N/A | N/A | N/A | N/A | N/A | N/A | N/A | N/A | N/A | N/A | N/A | N/A | N/A | N/A | N/A | N/A | N/A | 3.2567 | 3.2951
[SEER Non Multi-Split <=65kW] GEMS (Air Conditioners up to 65kW) Determination 2019 | MEPS Oct 2011 | AS/NZS 3823.1.1:2012 | KWD60CRF |  | N/A | KELVINATOR | 1.68 | Non Ducted | Window Wall | - | Air | - | China | 1.81 | 4.32 | 6 | 770 | 0 | 0 | 0 | 428 | 0 | 0 | Calorimeter Room | 3.3288 | 0 | No | 0 | N/A | 0.485 | 0 | 0 | 0 | N/A | N/A | N/A | 3.3258 | 0 | N/A | N/A | 2.1515 | 0 | 2 | 0 | Calorimeter Room | Single | R32 | Australia,New Zealand | 127283 | 2025-03-11 |  | Approved | Cooling Only | 660 | Yes | Class 5 | Yes | Yes | - | Yes | No | No | - | 3.3288 | Available | N/A | N/A |  | http://www.kelvinator.com.au/ | - | https://reg.energyrating.gov.au/static/common/images/star_ratings_2014/Blue_EnergyStarRating_2_Star.eps | https://reg.energyrating.gov.au/static/common/images/star_ratings_2014/Blue_EnergyStarRating_2_Star.png | AAC4612 | N/A | - | - | N/A | N/A | N/A | 1.81 | N/A | N/A | N/A | N/A | N/A | N/A | N/A | N/A | N/A | N/A | N/A | N/A | N/A | N/A | N/A | N/A | 0 | N/A | N/A | N/A | N/A | N/A | N/A | N/A | N/A | N/A | N/A | N/A | N/A | N/A | N/A | N/A | N/A | N/A | N/A | N/A | N/A | N/A | N/A | N/A | N/A | N/A | N/A | N/A | N/A | N/A | N/A | N/A | N/A | N/A | N/A | N/A | N/A | N/A | N/A | N/A | N/A | N/A | N/A | N/A | N/A | N/A | N/A | N/A | N/A | N/A | N/A | N/A | N/A | N/A | N/A | N/A | N/A | N/A | N/A | N/A | N/A | N/A | N/A | N/A | N/A | N/A | N/A | N/A | 3.3119 | 0
[SEER Non Multi-Split <=65kW] GEMS (Air Conditioners up to 65kW) Determination 2019 | MEPS Oct 2011 | AS/NZS 3823.1.1:2012 | KWD60HRF |  | N/A | KELVINATOR | 1.664 | Non Ducted | Window Wall | - | Air | Air | China | 1.81 | 4.336 | 6 | 770 | 0 | 0 | 0 | 428 | 1.69 | 5.52 | Calorimeter Room | 3.3731 | 3.2802 | No | 0 | N/A | 0.525 | 0.525 | 0 | 0 | N/A | N/A | N/A | 3.3697 | 3.2767 | N/A | N/A | 2.2394 | 2.0535 | 2 | 2 | Calorimeter Room | Single | R32 | Australia,New Zealand | 127286 | 2025-03-11 |  | Approved | Reverse Cycle | 660 | Yes | Class 5 | Yes | Yes | - | Yes | No | No | - | 3.3731 | Available | N/A | N/A |  | http://www.kelvinator.com.au/ | - |  | https://reg.energyrating.gov.au/static/common/images/star_ratings_2014/aircon_rating_2_2.png | AAC4625 | N/A | - | - | N/A | N/A | N/A | 1.81 | N/A | N/A | N/A | N/A | N/A | N/A | N/A | N/A | N/A | N/A | N/A | N/A | N/A | N/A | N/A | N/A | 1.69 | N/A | N/A | N/A | N/A | N/A | N/A | N/A | N/A | N/A | N/A | N/A | N/A | N/A | N/A | N/A | N/A | N/A | N/A | N/A | N/A | N/A | N/A | N/A | N/A | N/A | N/A | N/A | N/A | N/A | N/A | N/A | N/A | N/A | N/A | N/A | N/A | N/A | N/A | N/A | N/A | N/A | N/A | N/A | N/A | N/A | N/A | N/A | N/A | N/A | N/A | N/A | N/A | N/A | N/A | N/A | N/A | N/A | N/A | N/A | N/A | N/A | N/A | N/A | N/A | N/A | N/A | N/A | 3.3117 | 3.2628
[SEER Non Multi-Split <=65kW] GEMS (Air Conditioners up to 65kW) Determination 2019 | MEPS Oct 2011 | AS/NZS 3823.1.1:2012 | KWD60HWF |  | N/A | KELVINATOR | 1.664 | Non Ducted | Window Wall | - | Air | Air | China | 1.81 | 4.336 | 6 | 770 | 0 | 0 | 0 | 428 | 1.69 | 5.52 | Calorimeter Room | 3.3731 | 3.2802 | No | 0 | N/A | 1.925 | 1.925 | 0 | 0 | N/A | N/A | N/A | 3.3609 | 3.2677 | N/A | N/A | 2.2218 | 2.0353 | 2 | 2 | Calorimeter Room | Single | R32 | Australia,New Zealand | 127239 | 2025-03-10 |  | Approved | Reverse Cycle | 660 | Yes | Class 5 | Yes | Yes | - | Yes | No | No | - | 3.3731 | Available | N/A | N/A |  | http://www.kelvinator.com.au/ | - |  | https://reg.energyrating.gov.au/static/common/images/star_ratings_2014/aircon_rating_2_2.png | AAC4606 | N/A | - | - | N/A | N/A | N/A | 1.81 | N/A | N/A | N/A | N/A | N/A | N/A | N/A | N/A | N/A | N/A | N/A | N/A | N/A | N/A | N/A | N/A | 1.69 | N/A | N/A | N/A | N/A | N/A | N/A | N/A | N/A | N/A | N/A | N/A | N/A | N/A | N/A | N/A | N/A | N/A | N/A | N/A | N/A | N/A | N/A | N/A | N/A | N/A | N/A | N/A | N/A | N/A | N/A | N/A | N/A | N/A | N/A | N/A | N/A | N/A | N/A | N/A | N/A | N/A | N/A | N/A | N/A | N/A | N/A | N/A | N/A | N/A | N/A | N/A | N/A | N/A | N/A | N/A | N/A | N/A | N/A | N/A | N/A | N/A | N/A | N/A | N/A | N/A | N/A | N/A | 3.303 | 3.2537
[SEER Non Multi-Split <=65kW] GEMS (Air Conditioners up to 65kW) Determination 2019 | MEPS Oct 2011 | AS/NZS 3823.1.1:2012 | KWH16CMF |  | N/A | KELVINATOR | 0.106 | Non Ducted | Window Wall | - | Air | - | China | 0.48 | 1.494 | 1.6 | 580 | 0 | 0 | 0 | 350 | 0 | 0 | Calorimeter Room | 3.2992 | 0 | No | 0 | N/A | 0.228 | 0 | 0 | 0 | N/A | N/A | N/A | 3.2939 | 0 | N/A | N/A | 2.0877 | 0 | 2 | 0 | Calorimeter Room | Single | R32 | Australia,New Zealand | 125566 | 2025-01-09 |  | Approved | Cooling Only | 450 | No | Class 5 | No | - | No | - | - | - | - | 3.2992 | Available | N/A | N/A |  | http://www.kelvinator.com.au/ | - | https://reg.energyrating.gov.au/static/common/images/star_ratings_2014/Blue_EnergyStarRating_2_Star.eps | https://reg.energyrating.gov.au/static/common/images/star_ratings_2014/Blue_EnergyStarRating_2_Star.png | AAC4381 | N/A | - | - | N/A | N/A | N/A | 0.48 | N/A | N/A | N/A | N/A | N/A | N/A | N/A | N/A | N/A | N/A | N/A | N/A | N/A | N/A | N/A | N/A | 0 | N/A | N/A | N/A | N/A | N/A | N/A | N/A | N/A | N/A | N/A | N/A | N/A | N/A | N/A | N/A | N/A | N/A | N/A | N/A | N/A | N/A | N/A | N/A | N/A | N/A | N/A | N/A | N/A | N/A | N/A | N/A | N/A | N/A | N/A | N/A | N/A | N/A | N/A | N/A | N/A | N/A | N/A | N/A | N/A | N/A | N/A | N/A | N/A | N/A | N/A | N/A | N/A | N/A | N/A | N/A | N/A | N/A | N/A | N/A | N/A | N/A | N/A | N/A | N/A | N/A | N/A | N/A | 3.328 | 0
[SEER Non Multi-Split <=65kW] GEMS (Air Conditioners up to 65kW) Determination 2019 | MEPS Oct 2011 | AS/NZS 3823.1.1:2012 | KWH22CRF |  | N/A | KELVINATOR | 0.323 | Non Ducted | Window Wall | - | Air | - | China | 0.66 | 1.877 | 2.2 | 668 | 0 | 0 | 0 | 375 | 0 | 0 | Calorimeter Room | 3.4449 | 0 | No | 0 | N/A | 0.837 | 0 | 0 | 0 | N/A | N/A | N/A | 3.4303 | 0 | N/A | N/A | 2.3606 | 0 | 2 | 0 | Calorimeter Room | Single | R32 | Australia,New Zealand | 126314 | 2025-02-26 |  | Approved | Cooling Only | 560 | No | Class 5 | No | - | No | - | - | - | - | 3.4449 | Available | N/A | N/A |  | http://www.kelvinator.com.au/ | - | https://reg.energyrating.gov.au/static/common/images/star_ratings_2014/Blue_EnergyStarRating_2_Star.eps | https://reg.energyrating.gov.au/static/common/images/star_ratings_2014/Blue_EnergyStarRating_2_Star.png | AAC4511 | N/A | - | - | N/A | N/A | N/A | 0.66 | N/A | N/A | N/A | N/A | N/A | N/A | N/A | N/A | N/A | N/A | N/A | N/A | N/A | N/A | N/A | N/A | 0 | N/A | N/A | N/A | N/A | N/A | N/A | N/A | N/A | N/A | N/A | N/A | N/A | N/A | N/A | N/A | N/A | N/A | N/A | N/A | N/A | N/A | N/A | N/A | N/A | N/A | N/A | N/A | N/A | N/A | N/A | N/A | N/A | N/A | N/A | N/A | N/A | N/A | N/A | N/A | N/A | N/A | N/A | N/A | N/A | N/A | N/A | N/A | N/A | N/A | N/A | N/A | N/A | N/A | N/A | N/A | N/A | N/A | N/A | N/A | N/A | N/A | N/A | N/A | N/A | N/A | N/A | N/A | 3.3191 | 0
[SEER Non Multi-Split <=65kW] GEMS (Air Conditioners up to 65kW) Determination 2019 | MEPS Oct 2011 | AS/NZS 3823.1.1:2012 | KWH22HRF |  | N/A | KELVINATOR | 0.318 | Non Ducted | Window Wall | - | Air | Air | China | 0.66 | 1.882 | 2.2 | 668 | 0 | 0 | 0 | 375 | 0.57 | 1.9 | Calorimeter Room | 3.3512 | 3.4652 | No | 0 | N/A | 0.785 | 0.785 | 0 | 0 | N/A | N/A | N/A | 3.338 | 3.4489 | N/A | N/A | 2.176 | 2.3979 | 2 | 2 | Calorimeter Room | Single | R32 | Australia,New Zealand | 126318 | 2025-02-26 |  | Approved | Reverse Cycle | 560 | No | Class 5 | No | - | No | - | - | - | - | 3.3512 | Available | N/A | N/A |  | http://www.kelvinator.com.au/ | - |  | https://reg.energyrating.gov.au/static/common/images/star_ratings_2014/aircon_rating_2_2.png | AAC4512 | N/A | - | - | N/A | N/A | N/A | 0.66 | N/A | N/A | N/A | N/A | N/A | N/A | N/A | N/A | N/A | N/A | N/A | N/A | N/A | N/A | N/A | N/A | 0.57 | N/A | N/A | N/A | N/A | N/A | N/A | N/A | N/A | N/A | N/A | N/A | N/A | N/A | N/A | N/A | N/A | N/A | N/A | N/A | N/A | N/A | N/A | N/A | N/A | N/A | N/A | N/A | N/A | N/A | N/A | N/A | N/A | N/A | N/A | N/A | N/A | N/A | N/A | N/A | N/A | N/A | N/A | N/A | N/A | N/A | N/A | N/A | N/A | N/A | N/A | N/A | N/A | N/A | N/A | N/A | N/A | N/A | N/A | N/A | N/A | N/A | N/A | N/A | N/A | N/A | N/A | N/A | 3.32 | 3.3179
[SEER Non Multi-Split <=65kW] GEMS (Air Conditioners up to 65kW) Determination 2019 | MEPS Oct 2011 | AS/NZS 3823.1.1:2012 | KWH22HWF |  | N/A | KELVINATOR | 0.318 | Non Ducted | Window Wall | - | Air | Air | China | 0.66 | 1.882 | 2.2 | 668 | 0 | 0 | 0 | 375 | 0.57 | 1.9 | Calorimeter Room | 3.3512 | 3.4652 | No | 0 | N/A | 1.149 | 1.149 | 0 | 0 | N/A | N/A | N/A | 3.3319 | 3.4414 | N/A | N/A | 2.1639 | 2.3828 | 2 | 2 | Calorimeter Room | Single | R32 | Australia,New Zealand | 127215 | 2025-03-02 |  | Approved | Reverse Cycle | 560 | No | Class 5 | No | - | No | - | - | - | - | 3.3512 | Available | N/A | N/A |  | http://www.kelvinator.com.au/ | - |  | https://reg.energyrating.gov.au/static/common/images/star_ratings_2014/aircon_rating_2_2.png | AAC4548 | N/A | - | - | N/A | N/A | N/A | 0.66 | N/A | N/A | N/A | N/A | N/A | N/A | N/A | N/A | N/A | N/A | N/A | N/A | N/A | N/A | N/A | N/A | 0.57 | N/A | N/A | N/A | N/A | N/A | N/A | N/A | N/A | N/A | N/A | N/A | N/A | N/A | N/A | N/A | N/A | N/A | N/A | N/A | N/A | N/A | N/A | N/A | N/A | N/A | N/A | N/A | N/A | N/A | N/A | N/A | N/A | N/A | N/A | N/A | N/A | N/A | N/A | N/A | N/A | N/A | N/A | N/A | N/A | N/A | N/A | N/A | N/A | N/A | N/A | N/A | N/A | N/A | N/A | N/A | N/A | N/A | N/A | N/A | N/A | N/A | N/A | N/A | N/A | N/A | N/A | N/A | 3.3138 | 3.3108
[SEER Non Multi-Split <=65kW] GEMS (Air Conditioners up to 65kW) Determination 2019 | MEPS Oct 2011 | AS/NZS 3823.1.1:2012 | KWH27CRF |  | N/A | KELVINATOR | 0.626 | Non Ducted | Window Wall | - | Air | - | China | 0.83 | 2.124 | 2.75 | 668 | 0 | 0 | 0 | 375 | 0 | 0 | Calorimeter Room | 3.4596 | 0 | No | 0 | N/A | 0.475 | 0 | 0 | 0 | N/A | N/A | N/A | 3.4528 | 0 | N/A | N/A | 2.4055 | 0 | 2 | 0 | Calorimeter Room | Single | R32 | Australia,New Zealand | 126338 | 2025-02-26 |  | Approved | Cooling Only | 560 | No | Class 5 | No | - | No | - | - | - | - | 3.4596 | Available | N/A | N/A |  | http://www.kelvinator.com.au/ | - | https://reg.energyrating.gov.au/static/common/images/star_ratings_2014/Blue_EnergyStarRating_2_Star.eps | https://reg.energyrating.gov.au/static/common/images/star_ratings_2014/Blue_EnergyStarRating_2_Star.png | AAC4513 | N/A | - | - | N/A | N/A | N/A | 0.83 | N/A | N/A | N/A | N/A | N/A | N/A | N/A | N/A | N/A | N/A | N/A | N/A | N/A | N/A | N/A | N/A | 0 | N/A | N/A | N/A | N/A | N/A | N/A | N/A | N/A | N/A | N/A | N/A | N/A | N/A | N/A | N/A | N/A | N/A | N/A | N/A | N/A | N/A | N/A | N/A | N/A | N/A | N/A | N/A | N/A | N/A | N/A | N/A | N/A | N/A | N/A | N/A | N/A | N/A | N/A | N/A | N/A | N/A | N/A | N/A | N/A | N/A | N/A | N/A | N/A | N/A | N/A | N/A | N/A | N/A | N/A | N/A | N/A | N/A | N/A | N/A | N/A | N/A | N/A | N/A | N/A | N/A | N/A | N/A | 3.3069 | 0
[SEER Non Multi-Split <=65kW] GEMS (Air Conditioners up to 65kW) Determination 2019 | MEPS Oct 2011 | AS/NZS 3823.1.1:2012 | KWH27HRF |  | N/A | KELVINATOR | 0.633 | Non Ducted | Window Wall | - | Air | Air | China | 0.83 | 2.117 | 2.75 | 668 | 0 | 0 | 0 | 375 | 0.74 | 2.45 | Calorimeter Room | 3.3632 | 3.469 | No | 0 | N/A | 0.425 | 0.425 | 0 | 0 | N/A | N/A | N/A | 3.3574 | 3.4621 | N/A | N/A | 2.2147 | 2.4242 | 2 | 2 | Calorimeter Room | Single | R32 | Australia,New Zealand | 126341 | 2025-02-27 |  | Approved | Reverse Cycle | 560 | No | Class 5 | No | - | No | - | - | - | - | 3.3632 | Available | N/A | N/A |  | http://www.kelvinator.com.au/ | - |  | https://reg.energyrating.gov.au/static/common/images/star_ratings_2014/aircon_rating_2_2.png | AAC4529 | N/A | - | - | N/A | N/A | N/A | 0.83 | N/A | N/A | N/A | N/A | N/A | N/A | N/A | N/A | N/A | N/A | N/A | N/A | N/A | N/A | N/A | N/A | 0.74 | N/A | N/A | N/A | N/A | N/A | N/A | N/A | N/A | N/A | N/A | N/A | N/A | N/A | N/A | N/A | N/A | N/A | N/A | N/A | N/A | N/A | N/A | N/A | N/A | N/A | N/A | N/A | N/A | N/A | N/A | N/A | N/A | N/A | N/A | N/A | N/A | N/A | N/A | N/A | N/A | N/A | N/A | N/A | N/A | N/A | N/A | N/A | N/A | N/A | N/A | N/A | N/A | N/A | N/A | N/A | N/A | N/A | N/A | N/A | N/A | N/A | N/A | N/A | N/A | N/A | N/A | N/A | 3.3075 | 3.3044
[SEER Non Multi-Split <=65kW] GEMS (Air Conditioners up to 65kW) Determination 2019 | MEPS Oct 2011 | AS/NZS 3823.1.1:2012 | KWH27HWH |  | N/A | KELVINATOR | 0.633 | Non Ducted | Window Wall | - | Air | Air | China | 0.83 | 2.117 | 2.75 | 668 | 0 | 0 | 0 | 375 | 0.74 | 2.45 | Calorimeter Room | 3.3632 | 3.469 | No | 0 | N/A | 0.738 | 0.738 | 0 | 0 | N/A | N/A | N/A | 3.3531 | 3.4571 | N/A | N/A | 2.2061 | 2.4141 | 2 | 2 | Calorimeter Room | Single | R32 | Australia,New Zealand | 127217 | 2025-03-02 |  | Approved | Reverse Cycle | 560 | No | Class 5 | No | - | No | - | - | - | - | 3.3632 | Available | N/A | N/A |  | http://www.kelvinator.com.au/ | - |  | https://reg.energyrating.gov.au/static/common/images/star_ratings_2014/aircon_rating_2_2.png | AAC4547 | N/A | - | - | N/A | N/A | N/A | 0.83 | N/A | N/A | N/A | N/A | N/A | N/A | N/A | N/A | N/A | N/A | N/A | N/A | N/A | N/A | N/A | N/A | 0.74 | N/A | N/A | N/A | N/A | N/A | N/A | N/A | N/A | N/A | N/A | N/A | N/A | N/A | N/A | N/A | N/A | N/A | N/A | N/A | N/A | N/A | N/A | N/A | N/A | N/A | N/A | N/A | N/A | N/A | N/A | N/A | N/A | N/A | N/A | N/A | N/A | N/A | N/A | N/A | N/A | N/A | N/A | N/A | N/A | N/A | N/A | N/A | N/A | N/A | N/A | N/A | N/A | N/A | N/A | N/A | N/A | N/A | N/A | N/A | N/A | N/A | N/A | N/A | N/A | N/A | N/A | N/A | 3.3033 | 3.2997
[SEER Non Multi-Split <=65kW] GEMS (Air Conditioners up to 65kW) Determination 2019 | MEPS Oct 2011 | AS/NZS 3823.1.1:2012 | KWH39CRF |  | N/A | KELVINATOR | 0.977 | Non Ducted | Window Wall | - | Air | - | China | 1.18 | 2.923 | 3.9 | 700 | 0 | 0 | 0 | 428 | 0 | 0 | Calorimeter Room | 3.3292 | 0 | No | 0 | N/A | 0.542 | 0 | 0 | 0 | N/A | N/A | N/A | 3.3242 | 0 | N/A | N/A | 2.1484 | 0 | 2 | 0 | Calorimeter Room | Single | R32 | Australia,New Zealand | 125568 | 2025-01-09 |  | Approved | Cooling Only | 660 | No | Class 5 | No | - | No | - | - | - | - | 3.3292 | Available | N/A | N/A |  | http://www.kelvinator.com.au/ | - | https://reg.energyrating.gov.au/static/common/images/star_ratings_2014/Blue_EnergyStarRating_2_Star.eps | https://reg.energyrating.gov.au/static/common/images/star_ratings_2014/Blue_EnergyStarRating_2_Star.png | AAC4380 | N/A | - | - | N/A | N/A | N/A | 1.18 | N/A | N/A | N/A | N/A | N/A | N/A | N/A | N/A | N/A | N/A | N/A | N/A | N/A | N/A | N/A | N/A | 0 | N/A | N/A | N/A | N/A | N/A | N/A | N/A | N/A | N/A | N/A | N/A | N/A | N/A | N/A | N/A | N/A | N/A | N/A | N/A | N/A | N/A | N/A | N/A | N/A | N/A | N/A | N/A | N/A | N/A | N/A | N/A | N/A | N/A | N/A | N/A | N/A | N/A | N/A | N/A | N/A | N/A | N/A | N/A | N/A | N/A | N/A | N/A | N/A | N/A | N/A | N/A | N/A | N/A | N/A | N/A | N/A | N/A | N/A | N/A | N/A | N/A | N/A | N/A | N/A | N/A | N/A | N/A | 3.3 | 0
[SEER Non Multi-Split <=65kW] GEMS (Air Conditioners up to 65kW) Determination 2019 | MEPS Oct 2011 | AS/NZS 3823.1.1:2012 | KWH39HRF |  | N/A | KELVINATOR | 0.829 | Non Ducted | Window Wall | - | Air | Air | China | 1.18 | 3.071 | 3.9 | 700 | 0 | 0 | 0 | 428 | 1.06 | 3.6 | Calorimeter Room | 3.2827 | 3.4593 | No | 0 | N/A | 0.61 | 0.61 | 0 | 0 | N/A | N/A | N/A | 3.2769 | 3.4525 | N/A | N/A | 2.0538 | 2.405 | 2 | 2 | Calorimeter Room | Single | R32 | Australia,New Zealand | 125620 | 2025-01-09 |  | Approved | Reverse Cycle | 660 | No | Class 5 | No | - | No | - | - | - | - | 3.2827 | Available | N/A | N/A |  | http://www.kelvinator.com.au/ | - |  | https://reg.energyrating.gov.au/static/common/images/star_ratings_2014/aircon_rating_2_2.png | AAC4378 | N/A | - | - | N/A | N/A | N/A | 1.18 | N/A | N/A | N/A | N/A | N/A | N/A | N/A | N/A | N/A | N/A | N/A | N/A | N/A | N/A | N/A | N/A | 1.06 | N/A | N/A | N/A | N/A | N/A | N/A | N/A | N/A | N/A | N/A | N/A | N/A | N/A | N/A | N/A | N/A | N/A | N/A | N/A | N/A | N/A | N/A | N/A | N/A | N/A | N/A | N/A | N/A | N/A | N/A | N/A | N/A | N/A | N/A | N/A | N/A | N/A | N/A | N/A | N/A | N/A | N/A | N/A | N/A | N/A | N/A | N/A | N/A | N/A | N/A | N/A | N/A | N/A | N/A | N/A | N/A | N/A | N/A | N/A | N/A | N/A | N/A | N/A | N/A | N/A | N/A | N/A | 3.2993 | 3.3896
[SEER Non Multi-Split <=65kW] GEMS (Air Conditioners up to 65kW) Determination 2019 | MEPS Oct 2011 | AS/NZS 3823.1.1:2012 | KWH39HWF |  | N/A | KELVINATOR | 0.829 | Non Ducted | Window Wall | - | Air | Air | China | 1.18 | 3.071 | 3.9 | 700 | 0 | 0 | 0 | 428 | 1.06 | 3.6 | Calorimeter Room | 3.2827 | 3.4593 | No | 0 | N/A | 0.97 | 0.97 | 0 | 0 | N/A | N/A | N/A | 3.2735 | 3.4485 | N/A | N/A | 2.047 | 2.397 | 2 | 2 | Calorimeter Room | Single | R32 | Australia,New Zealand | 125626 | 2025-01-09 |  | Approved | Reverse Cycle | 660 | No | Class 5 | No | - | No | - | - | - | - | 3.2827 | Available | N/A | N/A |  | http://www.kelvinator.com.au/ | - |  | https://reg.energyrating.gov.au/static/common/images/star_ratings_2014/aircon_rating_2_2.png | AAC4376 | N/A | - | - | N/A | N/A | N/A | 1.18 | N/A | N/A | N/A | N/A | N/A | N/A | N/A | N/A | N/A | N/A | N/A | N/A | N/A | N/A | N/A | N/A | 1.06 | N/A | N/A | N/A | N/A | N/A | N/A | N/A | N/A | N/A | N/A | N/A | N/A | N/A | N/A | N/A | N/A | N/A | N/A | N/A | N/A | N/A | N/A | N/A | N/A | N/A | N/A | N/A | N/A | N/A | N/A | N/A | N/A | N/A | N/A | N/A | N/A | N/A | N/A | N/A | N/A | N/A | N/A | N/A | N/A | N/A | N/A | N/A | N/A | N/A | N/A | N/A | N/A | N/A | N/A | N/A | N/A | N/A | N/A | N/A | N/A | N/A | N/A | N/A | N/A | N/A | N/A | N/A | 3.2959 | 3.3858
[SEER Non Multi-Split <=65kW] GEMS (Air Conditioners up to 65kW) Determination 2019 | MEPS Oct 2011 | AS/NZS 3823.1.1:2012 | KWH52CRF |  | N/A | KELVINATOR | 1.359 | Non Ducted | Window Wall | - | Air | - | China | 1.59 | 3.841 | 5.2 | 770 | 0 | 0 | 0 | 428 | 0 | 0 | Calorimeter Room | 3.3487 | 0 | No | 0 | N/A | 0.483 | 0 | 0 | 0 | N/A | N/A | N/A | 3.3453 | 0 | N/A | N/A | 2.1905 | 0 | 2 | 0 | Calorimeter Room | Single | R32 | Australia,New Zealand | 127599 | 2025-03-17 |  | Approved | Cooling Only | 660 | No | Class 5 | No | - | No | - | - | - | - | 3.3487 | Available | N/A | N/A |  | http://www.kelvinator.com.au/ | - | https://reg.energyrating.gov.au/static/common/images/star_ratings_2014/Blue_EnergyStarRating_2_Star.eps | https://reg.energyrating.gov.au/static/common/images/star_ratings_2014/Blue_EnergyStarRating_2_Star.png | AAC4648 | N/A | - | - | N/A | N/A | N/A | 1.59 | N/A | N/A | N/A | N/A | N/A | N/A | N/A | N/A | N/A | N/A | N/A | N/A | N/A | N/A | N/A | N/A | 0 | N/A | N/A | N/A | N/A | N/A | N/A | N/A | N/A | N/A | N/A | N/A | N/A | N/A | N/A | N/A | N/A | N/A | N/A | N/A | N/A | N/A | N/A | N/A | N/A | N/A | N/A | N/A | N/A | N/A | N/A | N/A | N/A | N/A | N/A | N/A | N/A | N/A | N/A | N/A | N/A | N/A | N/A | N/A | N/A | N/A | N/A | N/A | N/A | N/A | N/A | N/A | N/A | N/A | N/A | N/A | N/A | N/A | N/A | N/A | N/A | N/A | N/A | N/A | N/A | N/A | N/A | N/A | 3.2671 | 0
[SEER Non Multi-Split <=65kW] GEMS (Air Conditioners up to 65kW) Determination 2019 | MEPS Oct 2011 | AS/NZS 3823.1.1:2012 | KWH52HRF |  | N/A | KELVINATOR | 1.28 | Non Ducted | Window Wall | - | Air | Air | China | 1.59 | 3.92 | 5.2 | 770 | 0 | 0 | 0 | 428 | 1.45 | 4.8 | Calorimeter Room | 3.3656 | 3.3024 | No | 0 | N/A | 0.54 | 0.54 | 0 | 0 | N/A | N/A | N/A | 3.3616 | 3.2983 | N/A | N/A | 2.2232 | 2.0966 | 2 | 2 | Calorimeter Room | Single | R32 | Australia,New Zealand | 127598 | 2025-03-17 |  | Approved | Reverse Cycle | 660 | No | Class 5 | No | - | No | - | - | - | - | 3.3656 | Available | N/A | N/A |  | http://www.kelvinator.com.au/ | - |  | https://reg.energyrating.gov.au/static/common/images/star_ratings_2014/aircon_rating_2_2.png | AAC4649 | N/A | - | - | N/A | N/A | N/A | 1.59 | N/A | N/A | N/A | N/A | N/A | N/A | N/A | N/A | N/A | N/A | N/A | N/A | N/A | N/A | N/A | N/A | 1.45 | N/A | N/A | N/A | N/A | N/A | N/A | N/A | N/A | N/A | N/A | N/A | N/A | N/A | N/A | N/A | N/A | N/A | N/A | N/A | N/A | N/A | N/A | N/A | N/A | N/A | N/A | N/A | N/A | N/A | N/A | N/A | N/A | N/A | N/A | N/A | N/A | N/A | N/A | N/A | N/A | N/A | N/A | N/A | N/A | N/A | N/A | N/A | N/A | N/A | N/A | N/A | N/A | N/A | N/A | N/A | N/A | N/A | N/A | N/A | N/A | N/A | N/A | N/A | N/A | N/A | N/A | N/A | 3.2667 | 3.3062
[SEER Non Multi-Split <=65kW] GEMS (Air Conditioners up to 65kW) Determination 2019 | MEPS Oct 2011 | AS/NZS 3823.1.1:2012 | KWH52HWF |  | N/A | KELVINATOR | 1.28 | Non Ducted | Window Wall | - | Air | Air | China | 1.59 | 3.92 | 5.2 | 770 | 0 | 0 | 0 | 428 | 1.45 | 4.8 | Calorimeter Room | 3.3656 | 3.3024 | No | 0 | N/A | 1.98 | 1.98 | 0 | 0 | N/A | N/A | N/A | 3.3511 | 3.2875 | N/A | N/A | 2.2022 | 2.0749 | 2 | 2 | Calorimeter Room | Single | R32 | Australia,New Zealand | 127588 | 2025-03-16 |  | Approved | Reverse Cycle | 660 | No | Class 5 | No | - | No | - | - | - | - | 3.3656 | Available | N/A | N/A |  | http://www.kelvinator.com.au/ | - |  | https://reg.energyrating.gov.au/static/common/images/star_ratings_2014/aircon_rating_2_2.png | AAC4646 | N/A | - | - | N/A | N/A | N/A | 1.59 | N/A | N/A | N/A | N/A | N/A | N/A | N/A | N/A | N/A | N/A | N/A | N/A | N/A | N/A | N/A | N/A | 1.45 | N/A | N/A | N/A | N/A | N/A | N/A | N/A | N/A | N/A | N/A | N/A | N/A | N/A | N/A | N/A | N/A | N/A | N/A | N/A | N/A | N/A | N/A | N/A | N/A | N/A | N/A | N/A | N/A | N/A | N/A | N/A | N/A | N/A | N/A | N/A | N/A | N/A | N/A | N/A | N/A | N/A | N/A | N/A | N/A | N/A | N/A | N/A | N/A | N/A | N/A | N/A | N/A | N/A | N/A | N/A | N/A | N/A | N/A | N/A | N/A | N/A | N/A | N/A | N/A | N/A | N/A | N/A | 3.2567 | 3.2951
[SEER Non Multi-Split <=65kW] GEMS (Air Conditioners up to 65kW) Determination 2019 | MEPS Oct 2011 | AS/NZS 3823.1.1:2012 | KWH53CRF |  | N/A | KELVINATOR | 1.352 | Non Ducted | Window Wall | - | Air | - | China | 1.6 | 3.948 | 5.3 | 700 | 0 | 0 | 0 | 428 | 0 | 0 | Calorimeter Room | 3.3874 | 0 | No | 0 | N/A | 0.966 | 0 | 0 | 0 | N/A | N/A | N/A | 3.3805 | 0 | N/A | N/A | 2.261 | 0 | 2 | 0 | Calorimeter Room | Single | R32 | Australia,New Zealand | 125571 | 2025-01-14 |  | Approved | Cooling Only | 660 | No | Class 5 | No | - | No | - | - | - | - | 3.3874 | Available | N/A | N/A |  | http://www.kelvinator.com.au/ | - | https://reg.energyrating.gov.au/static/common/images/star_ratings_2014/Blue_EnergyStarRating_2_Star.eps | https://reg.energyrating.gov.au/static/common/images/star_ratings_2014/Blue_EnergyStarRating_2_Star.png | AAC4395 | N/A | - | - | N/A | N/A | N/A | 1.6 | N/A | N/A | N/A | N/A | N/A | N/A | N/A | N/A | N/A | N/A | N/A | N/A | N/A | N/A | N/A | N/A | 0 | N/A | N/A | N/A | N/A | N/A | N/A | N/A | N/A | N/A | N/A | N/A | N/A | N/A | N/A | N/A | N/A | N/A | N/A | N/A | N/A | N/A | N/A | N/A | N/A | N/A | N/A | N/A | N/A | N/A | N/A | N/A | N/A | N/A | N/A | N/A | N/A | N/A | N/A | N/A | N/A | N/A | N/A | N/A | N/A | N/A | N/A | N/A | N/A | N/A | N/A | N/A | N/A | N/A | N/A | N/A | N/A | N/A | N/A | N/A | N/A | N/A | N/A | N/A | N/A | N/A | N/A | N/A | 3.3058 | 0
[SEER Non Multi-Split <=65kW] GEMS (Air Conditioners up to 65kW) Determination 2019 | MEPS Oct 2011 | AS/NZS 3823.1.1:2012 | KWH53HRF |  | N/A | KELVINATOR | 1.381 | Non Ducted | Window Wall | - | Air | Air | China | 1.6 | 3.919 | 5.3 | 770 | 0 | 0 | 0 | 428 | 1.45 | 4.8 | Calorimeter Room | 3.4652 | 3.3024 | No | 0 | N/A | 0.54 | 0.54 | 0 | 0 | N/A | N/A | N/A | 3.4612 | 3.2983 | N/A | N/A | 2.4225 | 2.0966 | 2 | 2 | Calorimeter Room | Single | R32 | Australia,New Zealand | 125623 | 2025-01-14 |  | Approved | Reverse Cycle | 660 | No | Class 5 | No | - | No | - | - | - | - | 3.4652 | Available | N/A | N/A |  | http://www.kelvinator.com.au/ | - |  | https://reg.energyrating.gov.au/static/common/images/star_ratings_2014/aircon_rating_2_2.png | AAC4396 | N/A | - | - | N/A | N/A | N/A | 1.6 | N/A | N/A | N/A | N/A | N/A | N/A | N/A | N/A | N/A | N/A | N/A | N/A | N/A | N/A | N/A | N/A | 1.45 | N/A | N/A | N/A | N/A | N/A | N/A | N/A | N/A | N/A | N/A | N/A | N/A | N/A | N/A | N/A | N/A | N/A | N/A | N/A | N/A | N/A | N/A | N/A | N/A | N/A | N/A | N/A | N/A | N/A | N/A | N/A | N/A | N/A | N/A | N/A | N/A | N/A | N/A | N/A | N/A | N/A | N/A | N/A | N/A | N/A | N/A | N/A | N/A | N/A | N/A | N/A | N/A | N/A | N/A | N/A | N/A | N/A | N/A | N/A | N/A | N/A | N/A | N/A | N/A | N/A | N/A | N/A | 3.3087 | 3.3062
[SEER Non Multi-Split <=65kW] GEMS (Air Conditioners up to 65kW) Determination 2019 | MEPS Oct 2011 | AS/NZS 3823.1.1:2012 | KWH53HWF |  | N/A | KELVINATOR | 1.381 | Non Ducted | Window Wall | - | Air | Air | China | 1.6 | 3.919 | 5.3 | 770 | 0 | 0 | 0 | 428 | 1.45 | 4.8 | Calorimeter Room | 3.4652 | 3.3024 | No | 0 | N/A | 1.98 | 1.98 | 0 | 0 | N/A | N/A | N/A | 3.4507 | 3.2875 | N/A | N/A | 2.4014 | 2.0749 | 2 | 2 | Calorimeter Room | Single | R32 | Australia,New Zealand | 125628 | 2025-01-09 |  | Approved | Reverse Cycle | 660 | No | Class 5 | No | - | No | - | - | - | - | 3.4652 | Available | N/A | N/A |  | http://www.kelvinator.com.au/ | - |  | https://reg.energyrating.gov.au/static/common/images/star_ratings_2014/aircon_rating_2_2.png | AAC4375 | N/A | - | - | N/A | N/A | N/A | 1.6 | N/A | N/A | N/A | N/A | N/A | N/A | N/A | N/A | N/A | N/A | N/A | N/A | N/A | N/A | N/A | N/A | 1.45 | N/A | N/A | N/A | N/A | N/A | N/A | N/A | N/A | N/A | N/A | N/A | N/A | N/A | N/A | N/A | N/A | N/A | N/A | N/A | N/A | N/A | N/A | N/A | N/A | N/A | N/A | N/A | N/A | N/A | N/A | N/A | N/A | N/A | N/A | N/A | N/A | N/A | N/A | N/A | N/A | N/A | N/A | N/A | N/A | N/A | N/A | N/A | N/A | N/A | N/A | N/A | N/A | N/A | N/A | N/A | N/A | N/A | N/A | N/A | N/A | N/A | N/A | N/A | N/A | N/A | N/A | N/A | 3.2987 | 3.2951
[SEER Non Multi-Split <=65kW] GEMS (Air Conditioners up to 65kW) Determination 2019 | MEPS Oct 2011 | AS/NZS 3823.1.1:2012 | KWH60CRF |  | N/A | KELVINATOR | 1.68 | Non Ducted | Window Wall | - | Air | - | China | 1.81 | 4.32 | 6 | 770 | 0 | 0 | 0 | 428 | 0 | 0 | Calorimeter Room | 3.3288 | 0 | No | 0 | N/A | 0.485 | 0 | 0 | 0 | N/A | N/A | N/A | 3.3258 | 0 | N/A | N/A | 2.1515 | 0 | 2 | 0 | Calorimeter Room | Single | R32 | Australia,New Zealand | 125618 | 2025-01-09 |  | Approved | Cooling Only | 660 | No | Class 5 | No | - | No | - | - | - | - | 3.3288 | Available | N/A | N/A |  | http://www.kelvinator.com.au/ | - | https://reg.energyrating.gov.au/static/common/images/star_ratings_2014/Blue_EnergyStarRating_2_Star.eps | https://reg.energyrating.gov.au/static/common/images/star_ratings_2014/Blue_EnergyStarRating_2_Star.png | AAC4379 | N/A | - | - | N/A | N/A | N/A | 1.81 | N/A | N/A | N/A | N/A | N/A | N/A | N/A | N/A | N/A | N/A | N/A | N/A | N/A | N/A | N/A | N/A | 0 | N/A | N/A | N/A | N/A | N/A | N/A | N/A | N/A | N/A | N/A | N/A | N/A | N/A | N/A | N/A | N/A | N/A | N/A | N/A | N/A | N/A | N/A | N/A | N/A | N/A | N/A | N/A | N/A | N/A | N/A | N/A | N/A | N/A | N/A | N/A | N/A | N/A | N/A | N/A | N/A | N/A | N/A | N/A | N/A | N/A | N/A | N/A | N/A | N/A | N/A | N/A | N/A | N/A | N/A | N/A | N/A | N/A | N/A | N/A | N/A | N/A | N/A | N/A | N/A | N/A | N/A | N/A | 3.3119 | 0
[SEER Non Multi-Split <=65kW] GEMS (Air Conditioners up to 65kW) Determination 2019 | MEPS Oct 2011 | AS/NZS 3823.1.1:2012 | KWH60HRF |  | N/A | KELVINATOR | 1.664 | Non Ducted | Window Wall | - | Air | Air | China | 1.81 | 4.336 | 6 | 770 | 0 | 0 | 0 | 428 | 1.69 | 5.52 | Calorimeter Room | 3.3731 | 3.2802 | No | 0 | N/A | 0.525 | 0.525 | 0 | 0 | N/A | N/A | N/A | 3.3697 | 3.2767 | N/A | N/A | 2.2394 | 2.0535 | 2 | 2 | Calorimeter Room | Single | R32 | Australia,New Zealand | 125624 | 2025-01-09 |  | Approved | Reverse Cycle | 660 | No | Class 5 | No | - | No | - | - | - | - | 3.3731 | Available | N/A | N/A |  | http://www.kelvinator.com.au/ | - |  | https://reg.energyrating.gov.au/static/common/images/star_ratings_2014/aircon_rating_2_2.png | AAC4377 | N/A | - | - | N/A | N/A | N/A | 1.81 | N/A | N/A | N/A | N/A | N/A | N/A | N/A | N/A | N/A | N/A | N/A | N/A | N/A | N/A | N/A | N/A | 1.69 | N/A | N/A | N/A | N/A | N/A | N/A | N/A | N/A | N/A | N/A | N/A | N/A | N/A | N/A | N/A | N/A | N/A | N/A | N/A | N/A | N/A | N/A | N/A | N/A | N/A | N/A | N/A | N/A | N/A | N/A | N/A | N/A | N/A | N/A | N/A | N/A | N/A | N/A | N/A | N/A | N/A | N/A | N/A | N/A | N/A | N/A | N/A | N/A | N/A | N/A | N/A | N/A | N/A | N/A | N/A | N/A | N/A | N/A | N/A | N/A | N/A | N/A | N/A | N/A | N/A | N/A | N/A | 3.3117 | 3.2628
[SEER Non Multi-Split <=65kW] GEMS (Air Conditioners up to 65kW) Determination 2019 | MEPS Oct 2011 | AS/NZS 3823.1.1:2012 | KWH60HWF |  | N/A | KELVINATOR | 1.664 | Non Ducted | Window Wall | - | Air | Air | China | 1.81 | 4.336 | 6 | 770 | 0 | 0 | 0 | 428 | 1.69 | 5.52 | Calorimeter Room | 3.3731 | 3.2802 | No | 0 | N/A | 1.925 | 1.925 | 0 | 0 | N/A | N/A | N/A | 3.3609 | 3.2677 | N/A | N/A | 2.2218 | 2.0353 | 2 | 2 | Calorimeter Room | Single | R32 | Australia,New Zealand | 125629 | 2025-01-13 |  | Approved | Reverse Cycle | 660 | No | Class 5 | No | - | No | - | - | - | - | 3.3731 | Available | N/A | N/A |  | http://www.kelvinator.com.au/ | - |  | https://reg.energyrating.gov.au/static/common/images/star_ratings_2014/aircon_rating_2_2.png | AAC4390 | N/A | - | - | N/A | N/A | N/A | 1.81 | N/A | N/A | N/A | N/A | N/A | N/A | N/A | N/A | N/A | N/A | N/A | N/A | N/A | N/A | N/A | N/A | 1.69 | N/A | N/A | N/A | N/A | N/A | N/A | N/A | N/A | N/A | N/A | N/A | N/A | N/A | N/A | N/A | N/A | N/A | N/A | N/A | N/A | N/A | N/A | N/A | N/A | N/A | N/A | N/A | N/A | N/A | N/A | N/A | N/A | N/A | N/A | N/A | N/A | N/A | N/A | N/A | N/A | N/A | N/A | N/A | N/A | N/A | N/A | N/A | N/A | N/A | N/A | N/A | N/A | N/A | N/A | N/A | N/A | N/A | N/A | N/A | N/A | N/A | N/A | N/A | N/A | N/A | N/A | N/A | 3.303 | 3.2537
[Unitary Single-Duct] (Air Conditioners up to 65kW) EE Regulations 2020 Schedule 2A | MEPS 2019 | AS/NZS 3823.1.5:2015 | A007C-07C |  | N/A | Kensington | N/A | Non Ducted | Portable | N/A | N/A | N/A | China | 0.71 | N/A | 1.9 | N/A | N/A | N/A | N/A | N/A | - | - | Calorimeter Room | 2.7205 | - | N/A | N/A | N/A | N/A | N/A | N/A | N/A | N/A | N/A | N/A | N/A | N/A | N/A | N/A | N/A | N/A | N/A | N/A | Calorimeter Room | Single | R290 | New Zealand | 146560 | 2122-04-19 |  | Approved | Cooling Only | N/A | N/A | Class 4 | N/A | N/A | N/A | N/A | N/A | N/A | N/A | N/A | Available | N/A | N/A | http://www.globalposi.com | http://www.thewarehouse.co.nz | N/A |  |  | ZAC0771 | No | N/A | N/A | N/A | N/A | 1900 | 0.71 | N/A | N/A | N/A | N/A | N/A | N/A | N/A | N/A | N/A | N/A | N/A | N/A | N/A | N/A | N/A | - | - | N/A | N/A | N/A | N/A | N/A | N/A | N/A | N/A | N/A | N/A | N/A | N/A | N/A | N/A | N/A | N/A | N/A | N/A | N/A | N/A | N/A | N/A | N/A | N/A | N/A | N/A | - | N/A | N/A | N/A | N/A | N/A | N/A | N/A | 387 | 596 | 1595 | N/A | N/A | N/A | 0 | 0 | 0 | N/A | N/A | N/A | N/A | N/A | N/A | - | - | - | N/A | N/A | N/A | - | - | - | N/A | No | - | - | - | - | - | - | N/A | 2.6761 | -
[Unitary Single-Duct] (Air Conditioners up to 65kW) EE Regulations 2020 Schedule 2A | MEPS 2019 | AS/NZS 3823.1.5:2015 | A007C-09CH |  | N/A | Kensington | N/A | Non Ducted | Portable | N/A | N/A | N/A | China | 1 | N/A | 2.6 | N/A | N/A | N/A | N/A | N/A | 0.76 | 1.9 | Calorimeter Room | 2.7347 | 2.5632 | N/A | N/A | N/A | N/A | N/A | N/A | N/A | N/A | N/A | N/A | N/A | N/A | N/A | N/A | N/A | N/A | N/A | N/A | Calorimeter Room | Single | R290 | New Zealand | 147341 | 2122-05-06 |  | Approved | Reverse Cycle | N/A | N/A | Class 4 | N/A | N/A | N/A | N/A | N/A | N/A | N/A | N/A | Available | N/A | N/A | http://www.globalposi.com | http://www.thewarehouse.co.nz | N/A |  |  | ZAC0773 | No | N/A | N/A | N/A | N/A | 2600 | 1 | N/A | N/A | N/A | N/A | N/A | N/A | N/A | N/A | N/A | N/A | N/A | N/A | N/A | N/A | N/A | 1900 | 0.76 | N/A | N/A | N/A | N/A | N/A | N/A | N/A | N/A | N/A | N/A | N/A | N/A | N/A | N/A | N/A | N/A | N/A | N/A | N/A | N/A | N/A | N/A | N/A | N/A | N/A | N/A | - | N/A | N/A | N/A | N/A | N/A | N/A | N/A | 545 | 840 | 2247 | N/A | N/A | N/A | 0 | 0 | 0 | N/A | N/A | N/A | N/A | N/A | N/A | 2022 | 981 | 211 | N/A | N/A | N/A | 0 | 0 | 0 | N/A | No | - | - | - | - | - | - | N/A | 2.6 | 2.5
[SEER Non Multi-Split <=65kW] GEMS (Air Conditioners up to 65kW) Determination 2019 | MEPS 2019 | AS/NZS 3823.1.1:2012 | KAHCWDAC16* | KAHCWDAC16* | N/A | KOGAN | N/A | Non Ducted | Window Wall | - | Air | - | China | 0.5 | N/A | 1.6 | N/A | N/A | N/A | N/A | N/A | - | - | Calorimeter Room | 3.1976 | - | N/A | - | N/A | N/A | N/A | N/A | N/A | N/A | N/A | N/A | N/A | N/A | N/A | N/A | N/A | N/A | N/A | N/A | N/A | Single | R410A | Australia,Fiji,New Zealand | 133488 | 2025-11-10 |  | Approved | Cooling Only | N/A | Yes | Class 5 | Yes | N/A | N/A | N/A | N/A | N/A | N/A | N/A | Available | N/A | N/A |  |  | N/A |  |  | AAC5478 | No | - | - | - | - | 1600 | 0.5 | - | - | - | - | - | - | Yes | 480 | 1900 | - | - | - | - | - | - | - | - | - | - | - | - | - | - | - | - | - | - | - | - | - | - | - | - | - | - | - | - | - | - | - | - | - | - | 55 | 62 | 3.188 | 3.181 | 3.438 | 3.74 | 3.569 | 3.611 | 137 | 207 | 606 | 310 | 382 | 829 | 1.5 | 1.5 | 1.5 | - | - | - | - | - | - | - | - | - | - | - | - | - | - | - | - | - | - | - | - | N/A | N/A | N/A | 1.6 | 3.1658 | -
[SEER Non Multi-Split <=65kW] GEMS (Air Conditioners up to 65kW) Determination 2019 | MEPS 2019 | AS/NZS 3823.1.1:2012 | KAHCWDAC16A | KAHCWDAC16* | N/A | KOGAN | N/A | Non Ducted | Window Wall | - | Air | - | China | 0.5 | N/A | 1.6 | N/A | N/A | N/A | N/A | N/A | - | - | Calorimeter Room | 3.1976 | - | N/A | - | N/A | N/A | N/A | N/A | N/A | N/A | N/A | N/A | N/A | N/A | N/A | N/A | N/A | N/A | N/A | N/A | N/A | Single | R410A | Australia,Fiji,New Zealand | 133488 | 2025-11-10 |  | Approved | Cooling Only | N/A | Yes | Class 5 | Yes | N/A | N/A | N/A | N/A | N/A | N/A | N/A | Available | N/A | N/A |  |  | N/A |  |  | AAC5478 | No | - | - | - | - | 1600 | 0.5 | - | - | - | - | - | - | Yes | 480 | 1900 | - | - | - | - | - | - | - | - | - | - | - | - | - | - | - | - | - | - | - | - | - | - | - | - | - | - | - | - | - | - | - | - | - | - | 55 | 62 | 3.188 | 3.181 | 3.438 | 3.74 | 3.569 | 3.611 | 137 | 207 | 606 | 310 | 382 | 829 | 1.5 | 1.5 | 1.5 | - | - | - | - | - | - | - | - | - | - | - | - | - | - | - | - | - | - | - | - | N/A | N/A | N/A | 1.6 | 3.1658 | -
[SEER Non Multi-Split <=65kW] GEMS (Air Conditioners up to 65kW) Determination 2019 | MEPS 2019 | AS/NZS 3823.1.1:2012 | KAHCWDAC16B | KAHCWDAC16* | N/A | KOGAN | N/A | Non Ducted | Window Wall | - | Air | - | China | 0.5 | N/A | 1.6 | N/A | N/A | N/A | N/A | N/A | - | - | Calorimeter Room | 3.1976 | - | N/A | - | N/A | N/A | N/A | N/A | N/A | N/A | N/A | N/A | N/A | N/A | N/A | N/A | N/A | N/A | N/A | N/A | N/A | Single | R410A | Australia,Fiji,New Zealand | 133488 | 2025-11-10 |  | Approved | Cooling Only | N/A | Yes | Class 5 | Yes | N/A | N/A | N/A | N/A | N/A | N/A | N/A | Available | N/A | N/A |  |  | N/A |  |  | AAC5478 | No | - | - | - | - | 1600 | 0.5 | - | - | - | - | - | - | Yes | 480 | 1900 | - | - | - | - | - | - | - | - | - | - | - | - | - | - | - | - | - | - | - | - | - | - | - | - | - | - | - | - | - | - | - | - | - | - | 55 | 62 | 3.188 | 3.181 | 3.438 | 3.74 | 3.569 | 3.611 | 137 | 207 | 606 | 310 | 382 | 829 | 1.5 | 1.5 | 1.5 | - | - | - | - | - | - | - | - | - | - | - | - | - | - | - | - | - | - | - | - | N/A | N/A | N/A | 1.6 | 3.1658 | -
[SEER Non Multi-Split <=65kW] GEMS (Air Conditioners up to 65kW) Determination 2019 | MEPS 2019 | AS/NZS 3823.1.1:2012 | KAHCWDAC16C | KAHCWDAC16* | N/A | KOGAN | N/A | Non Ducted | Window Wall | - | Air | - | China | 0.5 | N/A | 1.6 | N/A | N/A | N/A | N/A | N/A | - | - | Calorimeter Room | 3.1976 | - | N/A | - | N/A | N/A | N/A | N/A | N/A | N/A | N/A | N/A | N/A | N/A | N/A | N/A | N/A | N/A | N/A | N/A | N/A | Single | R410A | Australia,Fiji,New Zealand | 133488 | 2025-11-10 |  | Approved | Cooling Only | N/A | Yes | Class 5 | Yes | N/A | N/A | N/A | N/A | N/A | N/A | N/A | Available | N/A | N/A |  |  | N/A |  |  | AAC5478 | No | - | - | - | - | 1600 | 0.5 | - | - | - | - | - | - | Yes | 480 | 1900 | - | - | - | - | - | - | - | - | - | - | - | - | - | - | - | - | - | - | - | - | - | - | - | - | - | - | - | - | - | - | - | - | - | - | 55 | 62 | 3.188 | 3.181 | 3.438 | 3.74 | 3.569 | 3.611 | 137 | 207 | 606 | 310 | 382 | 829 | 1.5 | 1.5 | 1.5 | - | - | - | - | - | - | - | - | - | - | - | - | - | - | - | - | - | - | - | - | N/A | N/A | N/A | 1.6 | 3.1658 | -
[SEER Non Multi-Split <=65kW] GEMS (Air Conditioners up to 65kW) Determination 2019 | MEPS 2019 | AS/NZS 3823.1.1:2012 | KAHCWDAC16D | KAHCWDAC16* | N/A | KOGAN | N/A | Non Ducted | Window Wall | - | Air | - | China | 0.5 | N/A | 1.6 | N/A | N/A | N/A | N/A | N/A | - | - | Calorimeter Room | 3.1976 | - | N/A | - | N/A | N/A | N/A | N/A | N/A | N/A | N/A | N/A | N/A | N/A | N/A | N/A | N/A | N/A | N/A | N/A | N/A | Single | R410A | Australia,Fiji,New Zealand | 133488 | 2025-11-10 |  | Approved | Cooling Only | N/A | Yes | Class 5 | Yes | N/A | N/A | N/A | N/A | N/A | N/A | N/A | Available | N/A | N/A |  |  | N/A |  |  | AAC5478 | No | - | - | - | - | 1600 | 0.5 | - | - | - | - | - | - | Yes | 480 | 1900 | - | - | - | - | - | - | - | - | - | - | - | - | - | - | - | - | - | - | - | - | - | - | - | - | - | - | - | - | - | - | - | - | - | - | 55 | 62 | 3.188 | 3.181 | 3.438 | 3.74 | 3.569 | 3.611 | 137 | 207 | 606 | 310 | 382 | 829 | 1.5 | 1.5 | 1.5 | - | - | - | - | - | - | - | - | - | - | - | - | - | - | - | - | - | - | - | - | N/A | N/A | N/A | 1.6 | 3.1658 | -
[SEER Non Multi-Split <=65kW] GEMS (Air Conditioners up to 65kW) Determination 2019 | MEPS 2019 | AS/NZS 3823.1.1:2012 | KAHCWDAC16E | KAHCWDAC16* | N/A | KOGAN | N/A | Non Ducted | Window Wall | - | Air | - | China | 0.5 | N/A | 1.6 | N/A | N/A | N/A | N/A | N/A | - | - | Calorimeter Room | 3.1976 | - | N/A | - | N/A | N/A | N/A | N/A | N/A | N/A | N/A | N/A | N/A | N/A | N/A | N/A | N/A | N/A | N/A | N/A | N/A | Single | R410A | Australia,Fiji,New Zealand | 133488 | 2025-11-10 |  | Approved | Cooling Only | N/A | Yes | Class 5 | Yes | N/A | N/A | N/A | N/A | N/A | N/A | N/A | Available | N/A | N/A |  |  | N/A |  |  | AAC5478 | No | - | - | - | - | 1600 | 0.5 | - | - | - | - | - | - | Yes | 480 | 1900 | - | - | - | - | - | - | - | - | - | - | - | - | - | - | - | - | - | - | - | - | - | - | - | - | - | - | - | - | - | - | - | - | - | - | 55 | 62 | 3.188 | 3.181 | 3.438 | 3.74 | 3.569 | 3.611 | 137 | 207 | 606 | 310 | 382 | 829 | 1.5 | 1.5 | 1.5 | - | - | - | - | - | - | - | - | - | - | - | - | - | - | - | - | - | - | - | - | N/A | N/A | N/A | 1.6 | 3.1658 | -
[SEER Non Multi-Split <=65kW] GEMS (Air Conditioners up to 65kW) Determination 2019 | MEPS 2019 | AS/NZS 3823.1.1:2012 | KASHSAC26T* | KASHSAC26T* | N/A | KOGAN | N/A | Non Ducted | Single Split System | Wall Hung | Air | Air | China | 0.595 | N/A | 2.64 | N/A | N/A | N/A | N/A | N/A | 0.985 | 4.05 | Calorimeter Room | 4.3349 | 3.8501 | N/A | - | N/A | N/A | N/A | N/A | N/A | N/A | N/A | N/A | N/A | N/A | N/A | N/A | N/A | N/A | N/A | N/A | N/A | Single | R32 | Australia,Fiji,New Zealand | 161911 | 2029-05-23 |  | Approved | Reverse Cycle | N/A | Yes | Class 8 | Yes | N/A | N/A | N/A | N/A | N/A | N/A | N/A | Available | N/A | N/A |  |  | N/A |  |  | AAC8261 | Yes | Variable output compressor | Inverter | No | - | 2640 | 0.595 | - | 445 | 1450 | No | - | - | - | 543.83 | 2843.28 | Yes | 170 | 1280 | No | - | - | 4050 | 0.985 | 345 | 1930 | No | - | - | No | - | - | - | 1450 | 3500 | No | - | - | - | - | - | - | - | - | No | - | - | No | - | - | 47.19 | 57.7 | 7.694 | 7.472 | 11.119 | -2.057 | -16.853 | -8.091 | 87 | 139 | 301 | -947 | -143 | -621 | 6 | 5.5 | 9.5 | 3.575 | 4.201 | 5.101 | 4.02 | 4.602 | 5.145 | 1488 | 534 | 77 | 452 | 229 | 49 | 2 | 2.5 | 3.5 | No | - | - | - | - | N/A | N/A | N/A | 4 | 4.3384 | 4.056
[SEER Non Multi-Split <=65kW] GEMS (Air Conditioners up to 65kW) Determination 2019 | MEPS 2019 | AS/NZS 3823.1.1:2012 | KASHSAC26TA | KASHSAC26T* | N/A | KOGAN | N/A | Non Ducted | Single Split System | Wall Hung | Air | Air | China | 0.595 | N/A | 2.64 | N/A | N/A | N/A | N/A | N/A | 0.985 | 4.05 | Calorimeter Room | 4.3349 | 3.8501 | N/A | - | N/A | N/A | N/A | N/A | N/A | N/A | N/A | N/A | N/A | N/A | N/A | N/A | N/A | N/A | N/A | N/A | N/A | Single | R32 | Australia,Fiji,New Zealand | 161911 | 2029-05-23 |  | Approved | Reverse Cycle | N/A | Yes | Class 8 | Yes | N/A | N/A | N/A | N/A | N/A | N/A | N/A | Available | N/A | N/A |  |  | N/A |  |  | AAC8261 | Yes | Variable output compressor | Inverter | No | - | 2640 | 0.595 | - | 445 | 1450 | No | - | - | - | 543.83 | 2843.28 | Yes | 170 | 1280 | No | - | - | 4050 | 0.985 | 345 | 1930 | No | - | - | No | - | - | - | 1450 | 3500 | No | - | - | - | - | - | - | - | - | No | - | - | No | - | - | 47.19 | 57.7 | 7.694 | 7.472 | 11.119 | -2.057 | -16.853 | -8.091 | 87 | 139 | 301 | -947 | -143 | -621 | 6 | 5.5 | 9.5 | 3.575 | 4.201 | 5.101 | 4.02 | 4.602 | 5.145 | 1488 | 534 | 77 | 452 | 229 | 49 | 2 | 2.5 | 3.5 | No | - | - | - | - | N/A | N/A | N/A | 4 | 4.3384 | 4.056
[SEER Non Multi-Split <=65kW] GEMS (Air Conditioners up to 65kW) Determination 2019 | MEPS 2019 | AS/NZS 3823.1.1:2012 | KASHSAC26TB | KASHSAC26T* | N/A | KOGAN | N/A | Non Ducted | Single Split System | Wall Hung | Air | Air | China | 0.595 | N/A | 2.64 | N/A | N/A | N/A | N/A | N/A | 0.985 | 4.05 | Calorimeter Room | 4.3349 | 3.8501 | N/A | - | N/A | N/A | N/A | N/A | N/A | N/A | N/A | N/A | N/A | N/A | N/A | N/A | N/A | N/A | N/A | N/A | N/A | Single | R32 | Australia,Fiji,New Zealand | 161911 | 2029-05-23 |  | Approved | Reverse Cycle | N/A | Yes | Class 8 | Yes | N/A | N/A | N/A | N/A | N/A | N/A | N/A | Available | N/A | N/A |  |  | N/A |  |  | AAC8261 | Yes | Variable output compressor | Inverter | No | - | 2640 | 0.595 | - | 445 | 1450 | No | - | - | - | 543.83 | 2843.28 | Yes | 170 | 1280 | No | - | - | 4050 | 0.985 | 345 | 1930 | No | - | - | No | - | - | - | 1450 | 3500 | No | - | - | - | - | - | - | - | - | No | - | - | No | - | - | 47.19 | 57.7 | 7.694 | 7.472 | 11.119 | -2.057 | -16.853 | -8.091 | 87 | 139 | 301 | -947 | -143 | -621 | 6 | 5.5 | 9.5 | 3.575 | 4.201 | 5.101 | 4.02 | 4.602 | 5.145 | 1488 | 534 | 77 | 452 | 229 | 49 | 2 | 2.5 | 3.5 | No | - | - | - | - | N/A | N/A | N/A | 4 | 4.3384 | 4.056
[SEER Non Multi-Split <=65kW] GEMS (Air Conditioners up to 65kW) Determination 2019 | MEPS 2019 | AS/NZS 3823.1.1:2012 | KASHSAC26TC | KASHSAC26T* | N/A | KOGAN | N/A | Non Ducted | Single Split System | Wall Hung | Air | Air | China | 0.595 | N/A | 2.64 | N/A | N/A | N/A | N/A | N/A | 0.985 | 4.05 | Calorimeter Room | 4.3349 | 3.8501 | N/A | - | N/A | N/A | N/A | N/A | N/A | N/A | N/A | N/A | N/A | N/A | N/A | N/A | N/A | N/A | N/A | N/A | N/A | Single | R32 | Australia,Fiji,New Zealand | 161911 | 2029-05-23 |  | Approved | Reverse Cycle | N/A | Yes | Class 8 | Yes | N/A | N/A | N/A | N/A | N/A | N/A | N/A | Available | N/A | N/A |  |  | N/A |  |  | AAC8261 | Yes | Variable output compressor | Inverter | No | - | 2640 | 0.595 | - | 445 | 1450 | No | - | - | - | 543.83 | 2843.28 | Yes | 170 | 1280 | No | - | - | 4050 | 0.985 | 345 | 1930 | No | - | - | No | - | - | - | 1450 | 3500 | No | - | - | - | - | - | - | - | - | No | - | - | No | - | - | 47.19 | 57.7 | 7.694 | 7.472 | 11.119 | -2.057 | -16.853 | -8.091 | 87 | 139 | 301 | -947 | -143 | -621 | 6 | 5.5 | 9.5 | 3.575 | 4.201 | 5.101 | 4.02 | 4.602 | 5.145 | 1488 | 534 | 77 | 452 | 229 | 49 | 2 | 2.5 | 3.5 | No | - | - | - | - | N/A | N/A | N/A | 4 | 4.3384 | 4.056
[SEER Non Multi-Split <=65kW] GEMS (Air Conditioners up to 65kW) Determination 2019 | MEPS 2019 | AS/NZS 3823.1.1:2012 | KASHSAC26TD | KASHSAC26T* | N/A | KOGAN | N/A | Non Ducted | Single Split System | Wall Hung | Air | Air | China | 0.595 | N/A | 2.64 | N/A | N/A | N/A | N/A | N/A | 0.985 | 4.05 | Calorimeter Room | 4.3349 | 3.8501 | N/A | - | N/A | N/A | N/A | N/A | N/A | N/A | N/A | N/A | N/A | N/A | N/A | N/A | N/A | N/A | N/A | N/A | N/A | Single | R32 | Australia,Fiji,New Zealand | 161911 | 2029-05-23 |  | Approved | Reverse Cycle | N/A | Yes | Class 8 | Yes | N/A | N/A | N/A | N/A | N/A | N/A | N/A | Available | N/A | N/A |  |  | N/A |  |  | AAC8261 | Yes | Variable output compressor | Inverter | No | - | 2640 | 0.595 | - | 445 | 1450 | No | - | - | - | 543.83 | 2843.28 | Yes | 170 | 1280 | No | - | - | 4050 | 0.985 | 345 | 1930 | No | - | - | No | - | - | - | 1450 | 3500 | No | - | - | - | - | - | - | - | - | No | - | - | No | - | - | 47.19 | 57.7 | 7.694 | 7.472 | 11.119 | -2.057 | -16.853 | -8.091 | 87 | 139 | 301 | -947 | -143 | -621 | 6 | 5.5 | 9.5 | 3.575 | 4.201 | 5.101 | 4.02 | 4.602 | 5.145 | 1488 | 534 | 77 | 452 | 229 | 49 | 2 | 2.5 | 3.5 | No | - | - | - | - | N/A | N/A | N/A | 4 | 4.3384 | 4.056
[SEER Non Multi-Split <=65kW] GEMS (Air Conditioners up to 65kW) Determination 2019 | MEPS 2019 | AS/NZS 3823.1.1:2012 | KASHSAC26U* | KASHSAC26U* | N/A | KOGAN | N/A | Non Ducted | Single Split System | Wall Hung | Air | Air | China | 0.67 | N/A | 2.64 | N/A | N/A | N/A | N/A | N/A | 0.67 | 2.9 | Calorimeter Room | 4.0318 | 4.3671 | N/A | - | N/A | N/A | N/A | N/A | N/A | N/A | N/A | N/A | N/A | N/A | N/A | N/A | N/A | N/A | N/A | N/A | N/A | Single | R32 | Australia,Fiji,New Zealand | 149828 | 2027-09-14 |  | Approved | Reverse Cycle | N/A | Yes | Class 8 | Yes | N/A | N/A | N/A | N/A | N/A | N/A | N/A | Available | N/A | N/A | https://www.auxgroup.com/China |  | N/A |  |  | AAC7011 | Yes | Variable output compressor | Inverter | No | - | 2640 | 0.67 | - | 320 | 1320 | Yes | 250 | 1150 | - | 612.38 | 2843.28 | Yes | 160 | 1300 | - | 120 | 900 | 2900 | 0.67 | 260 | 1450 | Yes | 200 | 1100 | No | - | - | - | 970 | 3000 | No | - | - | - | - | - | - | - | - | No | - | - | No | - | - | 49.4 | 57.7 | 7.437 | 6.918 | 8.082 | 18.49 | 14.642 | 14.914 | 96 | 157 | 424 | 101 | 152 | 329 | 5.5 | 5 | 6.5 | 4.152 | 4.686 | 5.248 | 4.445 | 4.895 | 5.233 | 915 | 340 | 50 | 291 | 151 | 32 | 2.5 | 3 | 3.5 | No | - | - | - | - | N/A | N/A | N/A | 1.505 | 3.9106 | 4.2957
[SEER Non Multi-Split <=65kW] GEMS (Air Conditioners up to 65kW) Determination 2019 | MEPS 2019 | AS/NZS 3823.1.1:2012 | KASHSAC26UA | KASHSAC26U* | N/A | KOGAN | N/A | Non Ducted | Single Split System | Wall Hung | Air | Air | China | 0.67 | N/A | 2.64 | N/A | N/A | N/A | N/A | N/A | 0.67 | 2.9 | Calorimeter Room | 4.0318 | 4.3671 | N/A | - | N/A | N/A | N/A | N/A | N/A | N/A | N/A | N/A | N/A | N/A | N/A | N/A | N/A | N/A | N/A | N/A | N/A | Single | R32 | Australia,Fiji,New Zealand | 149828 | 2027-09-14 |  | Approved | Reverse Cycle | N/A | Yes | Class 8 | Yes | N/A | N/A | N/A | N/A | N/A | N/A | N/A | Available | N/A | N/A | https://www.auxgroup.com/China |  | N/A |  |  | AAC7011 | Yes | Variable output compressor | Inverter | No | - | 2640 | 0.67 | - | 320 | 1320 | Yes | 250 | 1150 | - | 612.38 | 2843.28 | Yes | 160 | 1300 | - | 120 | 900 | 2900 | 0.67 | 260 | 1450 | Yes | 200 | 1100 | No | - | - | - | 970 | 3000 | No | - | - | - | - | - | - | - | - | No | - | - | No | - | - | 49.4 | 57.7 | 7.437 | 6.918 | 8.082 | 18.49 | 14.642 | 14.914 | 96 | 157 | 424 | 101 | 152 | 329 | 5.5 | 5 | 6.5 | 4.152 | 4.686 | 5.248 | 4.445 | 4.895 | 5.233 | 915 | 340 | 50 | 291 | 151 | 32 | 2.5 | 3 | 3.5 | No | - | - | - | - | N/A | N/A | N/A | 1.505 | 3.9106 | 4.2957
[SEER Non Multi-Split <=65kW] GEMS (Air Conditioners up to 65kW) Determination 2019 | MEPS 2019 | AS/NZS 3823.1.1:2012 | KASHSAC26UB | KASHSAC26U* | N/A | KOGAN | N/A | Non Ducted | Single Split System | Wall Hung | Air | Air | China | 0.67 | N/A | 2.64 | N/A | N/A | N/A | N/A | N/A | 0.67 | 2.9 | Calorimeter Room | 4.0318 | 4.3671 | N/A | - | N/A | N/A | N/A | N/A | N/A | N/A | N/A | N/A | N/A | N/A | N/A | N/A | N/A | N/A | N/A | N/A | N/A | Single | R32 | Australia,Fiji,New Zealand | 149828 | 2027-09-14 |  | Approved | Reverse Cycle | N/A | Yes | Class 8 | Yes | N/A | N/A | N/A | N/A | N/A | N/A | N/A | Available | N/A | N/A | https://www.auxgroup.com/China |  | N/A |  |  | AAC7011 | Yes | Variable output compressor | Inverter | No | - | 2640 | 0.67 | - | 320 | 1320 | Yes | 250 | 1150 | - | 612.38 | 2843.28 | Yes | 160 | 1300 | - | 120 | 900 | 2900 | 0.67 | 260 | 1450 | Yes | 200 | 1100 | No | - | - | - | 970 | 3000 | No | - | - | - | - | - | - | - | - | No | - | - | No | - | - | 49.4 | 57.7 | 7.437 | 6.918 | 8.082 | 18.49 | 14.642 | 14.914 | 96 | 157 | 424 | 101 | 152 | 329 | 5.5 | 5 | 6.5 | 4.152 | 4.686 | 5.248 | 4.445 | 4.895 | 5.233 | 915 | 340 | 50 | 291 | 151 | 32 | 2.5 | 3 | 3.5 | No | - | - | - | - | N/A | N/A | N/A | 1.505 | 3.9106 | 4.2957
[SEER Non Multi-Split <=65kW] GEMS (Air Conditioners up to 65kW) Determination 2019 | MEPS 2019 | AS/NZS 3823.1.1:2012 | KASHSAC26UC | KASHSAC26U* | N/A | KOGAN | N/A | Non Ducted | Single Split System | Wall Hung | Air | Air | China | 0.67 | N/A | 2.64 | N/A | N/A | N/A | N/A | N/A | 0.67 | 2.9 | Calorimeter Room | 4.0318 | 4.3671 | N/A | - | N/A | N/A | N/A | N/A | N/A | N/A | N/A | N/A | N/A | N/A | N/A | N/A | N/A | N/A | N/A | N/A | N/A | Single | R32 | Australia,Fiji,New Zealand | 149828 | 2027-09-14 |  | Approved | Reverse Cycle | N/A | Yes | Class 8 | Yes | N/A | N/A | N/A | N/A | N/A | N/A | N/A | Available | N/A | N/A | https://www.auxgroup.com/China |  | N/A |  |  | AAC7011 | Yes | Variable output compressor | Inverter | No | - | 2640 | 0.67 | - | 320 | 1320 | Yes | 250 | 1150 | - | 612.38 | 2843.28 | Yes | 160 | 1300 | - | 120 | 900 | 2900 | 0.67 | 260 | 1450 | Yes | 200 | 1100 | No | - | - | - | 970 | 3000 | No | - | - | - | - | - | - | - | - | No | - | - | No | - | - | 49.4 | 57.7 | 7.437 | 6.918 | 8.082 | 18.49 | 14.642 | 14.914 | 96 | 157 | 424 | 101 | 152 | 329 | 5.5 | 5 | 6.5 | 4.152 | 4.686 | 5.248 | 4.445 | 4.895 | 5.233 | 915 | 340 | 50 | 291 | 151 | 32 | 2.5 | 3 | 3.5 | No | - | - | - | - | N/A | N/A | N/A | 1.505 | 3.9106 | 4.2957
[SEER Non Multi-Split <=65kW] GEMS (Air Conditioners up to 65kW) Determination 2019 | MEPS 2019 | AS/NZS 3823.1.1:2012 | KASHSAC35T* | KASHSAC35T* | N/A | KOGAN | N/A | Non Ducted | Single Split System | Wall Hung | Air | Air | China | 0.8 | N/A | 3.5 | N/A | N/A | N/A | N/A | N/A | 1.07 | 4.5 | Calorimeter Room | 4.3234 | 4.2021 | N/A | - | N/A | N/A | N/A | N/A | N/A | N/A | N/A | N/A | N/A | N/A | N/A | N/A | N/A | N/A | N/A | N/A | N/A | Single | R32 | Australia,Fiji,New Zealand | 161984 | 2029-05-23 |  | Approved | Reverse Cycle | N/A | Yes | Class 8 | Yes | N/A | N/A | N/A | N/A | N/A | N/A | N/A | Available | N/A | N/A |  |  | N/A |  |  | AAC8262 | Yes | Variable output compressor | Inverter | No | - | 3500 | 0.8 | - | 390 | 1800 | No | - | - | - | 731.2 | 3769.5 | Yes | 225 | 1700 | No | - | - | 4500 | 1.07 | 420 | 2260 | No | - | - | No | - | - | - | 1590 | 4300 | No | - | - | - | - | - | - | - | - | No | - | - | No | - | - | 47.73 | 59.55 | 6.266 | 6.093 | 7.083 | 22.912 | 11.53 | 10.266 | 148 | 232 | 638 | 103 | 253 | 632 | 4.5 | 4.5 | 5.5 | 3.792 | 4.334 | 4.922 | 4.106 | 4.581 | 4.935 | 1558 | 574 | 87 | 492 | 254 | 56 | 2 | 2.5 | 3 | No | - | - | - | - | N/A | N/A | N/A | 4 | 4.3023 | 4.1531
[SEER Non Multi-Split <=65kW] GEMS (Air Conditioners up to 65kW) Determination 2019 | MEPS 2019 | AS/NZS 3823.1.1:2012 | KASHSAC35TA | KASHSAC35T* | N/A | KOGAN | N/A | Non Ducted | Single Split System | Wall Hung | Air | Air | China | 0.8 | N/A | 3.5 | N/A | N/A | N/A | N/A | N/A | 1.07 | 4.5 | Calorimeter Room | 4.3234 | 4.2021 | N/A | - | N/A | N/A | N/A | N/A | N/A | N/A | N/A | N/A | N/A | N/A | N/A | N/A | N/A | N/A | N/A | N/A | N/A | Single | R32 | Australia,Fiji,New Zealand | 161984 | 2029-05-23 |  | Approved | Reverse Cycle | N/A | Yes | Class 8 | Yes | N/A | N/A | N/A | N/A | N/A | N/A | N/A | Available | N/A | N/A |  |  | N/A |  |  | AAC8262 | Yes | Variable output compressor | Inverter | No | - | 3500 | 0.8 | - | 390 | 1800 | No | - | - | - | 731.2 | 3769.5 | Yes | 225 | 1700 | No | - | - | 4500 | 1.07 | 420 | 2260 | No | - | - | No | - | - | - | 1590 | 4300 | No | - | - | - | - | - | - | - | - | No | - | - | No | - | - | 47.73 | 59.55 | 6.266 | 6.093 | 7.083 | 22.912 | 11.53 | 10.266 | 148 | 232 | 638 | 103 | 253 | 632 | 4.5 | 4.5 | 5.5 | 3.792 | 4.334 | 4.922 | 4.106 | 4.581 | 4.935 | 1558 | 574 | 87 | 492 | 254 | 56 | 2 | 2.5 | 3 | No | - | - | - | - | N/A | N/A | N/A | 4 | 4.3023 | 4.1531
[SEER Non Multi-Split <=65kW] GEMS (Air Conditioners up to 65kW) Determination 2019 | MEPS 2019 | AS/NZS 3823.1.1:2012 | KASHSAC35TB | KASHSAC35T* | N/A | KOGAN | N/A | Non Ducted | Single Split System | Wall Hung | Air | Air | China | 0.8 | N/A | 3.5 | N/A | N/A | N/A | N/A | N/A | 1.07 | 4.5 | Calorimeter Room | 4.3234 | 4.2021 | N/A | - | N/A | N/A | N/A | N/A | N/A | N/A | N/A | N/A | N/A | N/A | N/A | N/A | N/A | N/A | N/A | N/A | N/A | Single | R32 | Australia,Fiji,New Zealand | 161984 | 2029-05-23 |  | Approved | Reverse Cycle | N/A | Yes | Class 8 | Yes | N/A | N/A | N/A | N/A | N/A | N/A | N/A | Available | N/A | N/A |  |  | N/A |  |  | AAC8262 | Yes | Variable output compressor | Inverter | No | - | 3500 | 0.8 | - | 390 | 1800 | No | - | - | - | 731.2 | 3769.5 | Yes | 225 | 1700 | No | - | - | 4500 | 1.07 | 420 | 2260 | No | - | - | No | - | - | - | 1590 | 4300 | No | - | - | - | - | - | - | - | - | No | - | - | No | - | - | 47.73 | 59.55 | 6.266 | 6.093 | 7.083 | 22.912 | 11.53 | 10.266 | 148 | 232 | 638 | 103 | 253 | 632 | 4.5 | 4.5 | 5.5 | 3.792 | 4.334 | 4.922 | 4.106 | 4.581 | 4.935 | 1558 | 574 | 87 | 492 | 254 | 56 | 2 | 2.5 | 3 | No | - | - | - | - | N/A | N/A | N/A | 4 | 4.3023 | 4.1531
[SEER Non Multi-Split <=65kW] GEMS (Air Conditioners up to 65kW) Determination 2019 | MEPS 2019 | AS/NZS 3823.1.1:2012 | KASHSAC35TC | KASHSAC35T* | N/A | KOGAN | N/A | Non Ducted | Single Split System | Wall Hung | Air | Air | China | 0.8 | N/A | 3.5 | N/A | N/A | N/A | N/A | N/A | 1.07 | 4.5 | Calorimeter Room | 4.3234 | 4.2021 | N/A | - | N/A | N/A | N/A | N/A | N/A | N/A | N/A | N/A | N/A | N/A | N/A | N/A | N/A | N/A | N/A | N/A | N/A | Single | R32 | Australia,Fiji,New Zealand | 161984 | 2029-05-23 |  | Approved | Reverse Cycle | N/A | Yes | Class 8 | Yes | N/A | N/A | N/A | N/A | N/A | N/A | N/A | Available | N/A | N/A |  |  | N/A |  |  | AAC8262 | Yes | Variable output compressor | Inverter | No | - | 3500 | 0.8 | - | 390 | 1800 | No | - | - | - | 731.2 | 3769.5 | Yes | 225 | 1700 | No | - | - | 4500 | 1.07 | 420 | 2260 | No | - | - | No | - | - | - | 1590 | 4300 | No | - | - | - | - | - | - | - | - | No | - | - | No | - | - | 47.73 | 59.55 | 6.266 | 6.093 | 7.083 | 22.912 | 11.53 | 10.266 | 148 | 232 | 638 | 103 | 253 | 632 | 4.5 | 4.5 | 5.5 | 3.792 | 4.334 | 4.922 | 4.106 | 4.581 | 4.935 | 1558 | 574 | 87 | 492 | 254 | 56 | 2 | 2.5 | 3 | No | - | - | - | - | N/A | N/A | N/A | 4 | 4.3023 | 4.1531
[SEER Non Multi-Split <=65kW] GEMS (Air Conditioners up to 65kW) Determination 2019 | MEPS 2019 | AS/NZS 3823.1.1:2012 | KASHSAC35TD | KASHSAC35T* | N/A | KOGAN | N/A | Non Ducted | Single Split System | Wall Hung | Air | Air | China | 0.8 | N/A | 3.5 | N/A | N/A | N/A | N/A | N/A | 1.07 | 4.5 | Calorimeter Room | 4.3234 | 4.2021 | N/A | - | N/A | N/A | N/A | N/A | N/A | N/A | N/A | N/A | N/A | N/A | N/A | N/A | N/A | N/A | N/A | N/A | N/A | Single | R32 | Australia,Fiji,New Zealand | 161984 | 2029-05-23 |  | Approved | Reverse Cycle | N/A | Yes | Class 8 | Yes | N/A | N/A | N/A | N/A | N/A | N/A | N/A | Available | N/A | N/A |  |  | N/A |  |  | AAC8262 | Yes | Variable output compressor | Inverter | No | - | 3500 | 0.8 | - | 390 | 1800 | No | - | - | - | 731.2 | 3769.5 | Yes | 225 | 1700 | No | - | - | 4500 | 1.07 | 420 | 2260 | No | - | - | No | - | - | - | 1590 | 4300 | No | - | - | - | - | - | - | - | - | No | - | - | No | - | - | 47.73 | 59.55 | 6.266 | 6.093 | 7.083 | 22.912 | 11.53 | 10.266 | 148 | 232 | 638 | 103 | 253 | 632 | 4.5 | 4.5 | 5.5 | 3.792 | 4.334 | 4.922 | 4.106 | 4.581 | 4.935 | 1558 | 574 | 87 | 492 | 254 | 56 | 2 | 2.5 | 3 | No | - | - | - | - | N/A | N/A | N/A | 4 | 4.3023 | 4.1531
[SEER Non Multi-Split <=65kW] GEMS (Air Conditioners up to 65kW) Determination 2019 | MEPS 2019 | AS/NZS 3823.1.1:2012 | KASHSAC35U* | KASHSAC35U* | N/A | KOGAN | N/A | Non Ducted | Single Split System | Wall Hung | Air | Air | China | 0.94 | N/A | 3.5 | N/A | N/A | N/A | N/A | N/A | 1.08 | 4 | Calorimeter Room | 3.82 | 3.7671 | N/A | - | N/A | N/A | N/A | N/A | N/A | N/A | N/A | N/A | N/A | N/A | N/A | N/A | N/A | N/A | N/A | N/A | N/A | Single | R32 | Australia,Fiji,New Zealand | 154823 | 2028-06-27 |  | Approved | Reverse Cycle | N/A | Yes | Class 8 | Yes | N/A | N/A | N/A | N/A | N/A | N/A | N/A | Available | N/A | N/A | https://www.auxgroup.com/China |  | N/A |  |  | AAC7596 | Yes | Variable output compressor | Inverter | No | - | 3500 | 0.94 | - | 400 | 1750 | Yes | 260 | 1190 | - | 859.16 | 3769.5 | Yes | 230 | 1720 | - | 140 | 1080 | 4000 | 1.08 | 400 | 2000 | Yes | 210 | 1150 | No | - | - | - | 970 | 2940 | No | - | - | - | - | - | - | - | - | No | - | - | No | - | - | 50.5 | 60.3 | 6.513 | 6.118 | 6.848 | 15.365 | 15.059 | 14.753 | 146 | 236 | 664 | 162 | 196 | 441 | 5 | 4.5 | 5 | 3.443 | 4.057 | 5.101 | 3.965 | 4.582 | 5.191 | 1522 | 541 | 71 | 449 | 223 | 45 | 1.5 | 2.5 | 3.5 | No | - | - | - | - | N/A | N/A | N/A | 2.2 | 3.6942 | 3.6784
[SEER Non Multi-Split <=65kW] GEMS (Air Conditioners up to 65kW) Determination 2019 | MEPS 2019 | AS/NZS 3823.1.1:2012 | KASHSAC35UA | KASHSAC35U* | N/A | KOGAN | N/A | Non Ducted | Single Split System | Wall Hung | Air | Air | China | 0.94 | N/A | 3.5 | N/A | N/A | N/A | N/A | N/A | 1.08 | 4 | Calorimeter Room | 3.82 | 3.7671 | N/A | - | N/A | N/A | N/A | N/A | N/A | N/A | N/A | N/A | N/A | N/A | N/A | N/A | N/A | N/A | N/A | N/A | N/A | Single | R32 | Australia,Fiji,New Zealand | 154823 | 2028-06-27 |  | Approved | Reverse Cycle | N/A | Yes | Class 8 | Yes | N/A | N/A | N/A | N/A | N/A | N/A | N/A | Available | N/A | N/A | https://www.auxgroup.com/China |  | N/A |  |  | AAC7596 | Yes | Variable output compressor | Inverter | No | - | 3500 | 0.94 | - | 400 | 1750 | Yes | 260 | 1190 | - | 859.16 | 3769.5 | Yes | 230 | 1720 | - | 140 | 1080 | 4000 | 1.08 | 400 | 2000 | Yes | 210 | 1150 | No | - | - | - | 970 | 2940 | No | - | - | - | - | - | - | - | - | No | - | - | No | - | - | 50.5 | 60.3 | 6.513 | 6.118 | 6.848 | 15.365 | 15.059 | 14.753 | 146 | 236 | 664 | 162 | 196 | 441 | 5 | 4.5 | 5 | 3.443 | 4.057 | 5.101 | 3.965 | 4.582 | 5.191 | 1522 | 541 | 71 | 449 | 223 | 45 | 1.5 | 2.5 | 3.5 | No | - | - | - | - | N/A | N/A | N/A | 2.2 | 3.6942 | 3.6784
[SEER Non Multi-Split <=65kW] GEMS (Air Conditioners up to 65kW) Determination 2019 | MEPS 2019 | AS/NZS 3823.1.1:2012 | KASHSAC35UB | KASHSAC35U* | N/A | KOGAN | N/A | Non Ducted | Single Split System | Wall Hung | Air | Air | China | 0.94 | N/A | 3.5 | N/A | N/A | N/A | N/A | N/A | 1.08 | 4 | Calorimeter Room | 3.82 | 3.7671 | N/A | - | N/A | N/A | N/A | N/A | N/A | N/A | N/A | N/A | N/A | N/A | N/A | N/A | N/A | N/A | N/A | N/A | N/A | Single | R32 | Australia,Fiji,New Zealand | 154823 | 2028-06-27 |  | Approved | Reverse Cycle | N/A | Yes | Class 8 | Yes | N/A | N/A | N/A | N/A | N/A | N/A | N/A | Available | N/A | N/A | https://www.auxgroup.com/China |  | N/A |  |  | AAC7596 | Yes | Variable output compressor | Inverter | No | - | 3500 | 0.94 | - | 400 | 1750 | Yes | 260 | 1190 | - | 859.16 | 3769.5 | Yes | 230 | 1720 | - | 140 | 1080 | 4000 | 1.08 | 400 | 2000 | Yes | 210 | 1150 | No | - | - | - | 970 | 2940 | No | - | - | - | - | - | - | - | - | No | - | - | No | - | - | 50.5 | 60.3 | 6.513 | 6.118 | 6.848 | 15.365 | 15.059 | 14.753 | 146 | 236 | 664 | 162 | 196 | 441 | 5 | 4.5 | 5 | 3.443 | 4.057 | 5.101 | 3.965 | 4.582 | 5.191 | 1522 | 541 | 71 | 449 | 223 | 45 | 1.5 | 2.5 | 3.5 | No | - | - | - | - | N/A | N/A | N/A | 2.2 | 3.6942 | 3.6784
[SEER Non Multi-Split <=65kW] GEMS (Air Conditioners up to 65kW) Determination 2019 | MEPS 2019 | AS/NZS 3823.1.1:2012 | KASHSAC35UC | KASHSAC35U* | N/A | KOGAN | N/A | Non Ducted | Single Split System | Wall Hung | Air | Air | China | 0.94 | N/A | 3.5 | N/A | N/A | N/A | N/A | N/A | 1.08 | 4 | Calorimeter Room | 3.82 | 3.7671 | N/A | - | N/A | N/A | N/A | N/A | N/A | N/A | N/A | N/A | N/A | N/A | N/A | N/A | N/A | N/A | N/A | N/A | N/A | Single | R32 | Australia,Fiji,New Zealand | 154823 | 2028-06-27 |  | Approved | Reverse Cycle | N/A | Yes | Class 8 | Yes | N/A | N/A | N/A | N/A | N/A | N/A | N/A | Available | N/A | N/A | https://www.auxgroup.com/China |  | N/A |  |  | AAC7596 | Yes | Variable output compressor | Inverter | No | - | 3500 | 0.94 | - | 400 | 1750 | Yes | 260 | 1190 | - | 859.16 | 3769.5 | Yes | 230 | 1720 | - | 140 | 1080 | 4000 | 1.08 | 400 | 2000 | Yes | 210 | 1150 | No | - | - | - | 970 | 2940 | No | - | - | - | - | - | - | - | - | No | - | - | No | - | - | 50.5 | 60.3 | 6.513 | 6.118 | 6.848 | 15.365 | 15.059 | 14.753 | 146 | 236 | 664 | 162 | 196 | 441 | 5 | 4.5 | 5 | 3.443 | 4.057 | 5.101 | 3.965 | 4.582 | 5.191 | 1522 | 541 | 71 | 449 | 223 | 45 | 1.5 | 2.5 | 3.5 | No | - | - | - | - | N/A | N/A | N/A | 2.2 | 3.6942 | 3.6784
[SEER Non Multi-Split <=65kW] GEMS (Air Conditioners up to 65kW) Determination 2019 | MEPS 2019 | AS/NZS 3823.1.1:2012 | KASHSAC52U* | KASHSAC52U* | N/A | KOGAN | N/A | Non Ducted | Single Split System | Wall Hung | Air | Air | China | 1.63 | N/A | 5.3 | N/A | N/A | N/A | N/A | N/A | 1.56 | 5.3 | Calorimeter Room | 3.2658 | 3.9712 | N/A | - | N/A | N/A | N/A | N/A | N/A | N/A | N/A | N/A | N/A | N/A | N/A | N/A | N/A | N/A | N/A | N/A | N/A | Single | R32 | Australia,Fiji,New Zealand | 154775 | 2028-06-24 |  | Approved | Reverse Cycle | N/A | Yes | Class 9 | Yes | N/A | N/A | N/A | N/A | N/A | N/A | N/A | Available | N/A | N/A | https://www.auxgroup.com/China |  | N/A |  |  | AAC7578 | Yes | Variable output compressor | Inverter | No | - | 5300 | 1.63 | - | 600 | 2650 | Yes | 400 | 1800 | - | 1489.82 | 5708.1 | Yes | 410 | 2650 | - | 230 | 1500 | 5300 | 1.56 | 490 | 2650 | Yes | 270 | 1360 | No | - | - | - | 1900 | 5200 | No | - | - | - | - | - | - | - | - | No | - | - | No | - | - | 57.9 | 61.1 | 5.61 | 5.251 | 5.586 | -17.508 | 11.72 | 8.835 | 261 | 421 | 1239 | -225 | 386 | 1123 | 4 | 3.5 | 4 | 3.79 | 4.377 | 5.071 | 4.145 | 4.638 | 5.044 | 1830 | 662 | 92 | 567 | 290 | 59 | 2 | 2.5 | 3.5 | No | - | - | - | - | N/A | N/A | N/A | 1.8 | 3.2394 | 3.3842
[SEER Non Multi-Split <=65kW] GEMS (Air Conditioners up to 65kW) Determination 2019 | MEPS 2019 | AS/NZS 3823.1.1:2012 | KASHSAC52UA | KASHSAC52U* | N/A | KOGAN | N/A | Non Ducted | Single Split System | Wall Hung | Air | Air | China | 1.63 | N/A | 5.3 | N/A | N/A | N/A | N/A | N/A | 1.56 | 5.3 | Calorimeter Room | 3.2658 | 3.9712 | N/A | - | N/A | N/A | N/A | N/A | N/A | N/A | N/A | N/A | N/A | N/A | N/A | N/A | N/A | N/A | N/A | N/A | N/A | Single | R32 | Australia,Fiji,New Zealand | 154775 | 2028-06-24 |  | Approved | Reverse Cycle | N/A | Yes | Class 9 | Yes | N/A | N/A | N/A | N/A | N/A | N/A | N/A | Available | N/A | N/A | https://www.auxgroup.com/China |  | N/A |  |  | AAC7578 | Yes | Variable output compressor | Inverter | No | - | 5300 | 1.63 | - | 600 | 2650 | Yes | 400 | 1800 | - | 1489.82 | 5708.1 | Yes | 410 | 2650 | - | 230 | 1500 | 5300 | 1.56 | 490 | 2650 | Yes | 270 | 1360 | No | - | - | - | 1900 | 5200 | No | - | - | - | - | - | - | - | - | No | - | - | No | - | - | 57.9 | 61.1 | 5.61 | 5.251 | 5.586 | -17.508 | 11.72 | 8.835 | 261 | 421 | 1239 | -225 | 386 | 1123 | 4 | 3.5 | 4 | 3.79 | 4.377 | 5.071 | 4.145 | 4.638 | 5.044 | 1830 | 662 | 92 | 567 | 290 | 59 | 2 | 2.5 | 3.5 | No | - | - | - | - | N/A | N/A | N/A | 1.8 | 3.2394 | 3.3842
[SEER Non Multi-Split <=65kW] GEMS (Air Conditioners up to 65kW) Determination 2019 | MEPS 2019 | AS/NZS 3823.1.1:2012 | KASHSAC52UB | KASHSAC52U* | N/A | KOGAN | N/A | Non Ducted | Single Split System | Wall Hung | Air | Air | China | 1.63 | N/A | 5.3 | N/A | N/A | N/A | N/A | N/A | 1.56 | 5.3 | Calorimeter Room | 3.2658 | 3.9712 | N/A | - | N/A | N/A | N/A | N/A | N/A | N/A | N/A | N/A | N/A | N/A | N/A | N/A | N/A | N/A | N/A | N/A | N/A | Single | R32 | Australia,Fiji,New Zealand | 154775 | 2028-06-24 |  | Approved | Reverse Cycle | N/A | Yes | Class 9 | Yes | N/A | N/A | N/A | N/A | N/A | N/A | N/A | Available | N/A | N/A | https://www.auxgroup.com/China |  | N/A |  |  | AAC7578 | Yes | Variable output compressor | Inverter | No | - | 5300 | 1.63 | - | 600 | 2650 | Yes | 400 | 1800 | - | 1489.82 | 5708.1 | Yes | 410 | 2650 | - | 230 | 1500 | 5300 | 1.56 | 490 | 2650 | Yes | 270 | 1360 | No | - | - | - | 1900 | 5200 | No | - | - | - | - | - | - | - | - | No | - | - | No | - | - | 57.9 | 61.1 | 5.61 | 5.251 | 5.586 | -17.508 | 11.72 | 8.835 | 261 | 421 | 1239 | -225 | 386 | 1123 | 4 | 3.5 | 4 | 3.79 | 4.377 | 5.071 | 4.145 | 4.638 | 5.044 | 1830 | 662 | 92 | 567 | 290 | 59 | 2 | 2.5 | 3.5 | No | - | - | - | - | N/A | N/A | N/A | 1.8 | 3.2394 | 3.3842
[SEER Non Multi-Split <=65kW] GEMS (Air Conditioners up to 65kW) Determination 2019 | MEPS 2019 | AS/NZS 3823.1.1:2012 | KASHSAC52UC | KASHSAC52U* | N/A | KOGAN | N/A | Non Ducted | Single Split System | Wall Hung | Air | Air | China | 1.63 | N/A | 5.3 | N/A | N/A | N/A | N/A | N/A | 1.56 | 5.3 | Calorimeter Room | 3.2658 | 3.9712 | N/A | - | N/A | N/A | N/A | N/A | N/A | N/A | N/A | N/A | N/A | N/A | N/A | N/A | N/A | N/A | N/A | N/A | N/A | Single | R32 | Australia,Fiji,New Zealand | 154775 | 2028-06-24 |  | Approved | Reverse Cycle | N/A | Yes | Class 9 | Yes | N/A | N/A | N/A | N/A | N/A | N/A | N/A | Available | N/A | N/A | https://www.auxgroup.com/China |  | N/A |  |  | AAC7578 | Yes | Variable output compressor | Inverter | No | - | 5300 | 1.63 | - | 600 | 2650 | Yes | 400 | 1800 | - | 1489.82 | 5708.1 | Yes | 410 | 2650 | - | 230 | 1500 | 5300 | 1.56 | 490 | 2650 | Yes | 270 | 1360 | No | - | - | - | 1900 | 5200 | No | - | - | - | - | - | - | - | - | No | - | - | No | - | - | 57.9 | 61.1 | 5.61 | 5.251 | 5.586 | -17.508 | 11.72 | 8.835 | 261 | 421 | 1239 | -225 | 386 | 1123 | 4 | 3.5 | 4 | 3.79 | 4.377 | 5.071 | 4.145 | 4.638 | 5.044 | 1830 | 662 | 92 | 567 | 290 | 59 | 2 | 2.5 | 3.5 | No | - | - | - | - | N/A | N/A | N/A | 1.8 | 3.2394 | 3.3842
[SEER Non Multi-Split <=65kW] GEMS (Air Conditioners up to 65kW) Determination 2019 | MEPS 2019 | AS/NZS 3823.1.1:2012 | KASHSAC70T* | KASHSAC70T* | N/A | KOGAN | N/A | Non Ducted | Single Split System | Wall Hung | Air | Air | China | 2.01 | N/A | 7 | N/A | N/A | N/A | N/A | N/A | 2.09 | 7 | Calorimeter Room | 3.408 | 3.3036 | N/A | - | N/A | N/A | N/A | N/A | N/A | N/A | N/A | N/A | N/A | N/A | N/A | N/A | N/A | N/A | N/A | N/A | N/A | Single | R32 | Australia,Fiji,New Zealand | 161990 | 2029-05-23 |  | Approved | Reverse Cycle | N/A | Yes | Class 9 | Yes | N/A | N/A | N/A | N/A | N/A | N/A | N/A | Available | N/A | N/A |  |  | N/A |  |  | AAC8263 | Yes | Variable output compressor | Inverter | No | - | 7000 | 2.01 | - | 740 | 3400 | No | - | - | - | 1837.14 | 7539 | Yes | 600 | 3500 | No | - | - | 7000 | 2.09 | 680 | 3500 | No | - | - | No | - | - | - | 2300 | 6000 | No | - | - | - | - | - | - | - | - | No | - | - | No | - | - | 52.7 | 63.9 | 4.767 | 4.588 | 4.941 | 6.422 | 5.739 | 5.473 | 402 | 632 | 1845 | 787 | 1041 | 2392 | 3 | 3 | 3 | 3.442 | 4.001 | 4.693 | 3.799 | 4.299 | 4.715 | 2667 | 963 | 137 | 822 | 418 | 88 | 1.5 | 2.5 | 3 | No | - | - | - | - | N/A | N/A | N/A | 4.8 | 3.4547 | 3.3235
[SEER Non Multi-Split <=65kW] GEMS (Air Conditioners up to 65kW) Determination 2019 | MEPS 2019 | AS/NZS 3823.1.1:2012 | KASHSAC70TA | KASHSAC70T* | N/A | KOGAN | N/A | Non Ducted | Single Split System | Wall Hung | Air | Air | China | 2.01 | N/A | 7 | N/A | N/A | N/A | N/A | N/A | 2.09 | 7 | Calorimeter Room | 3.408 | 3.3036 | N/A | - | N/A | N/A | N/A | N/A | N/A | N/A | N/A | N/A | N/A | N/A | N/A | N/A | N/A | N/A | N/A | N/A | N/A | Single | R32 | Australia,Fiji,New Zealand | 161990 | 2029-05-23 |  | Approved | Reverse Cycle | N/A | Yes | Class 9 | Yes | N/A | N/A | N/A | N/A | N/A | N/A | N/A | Available | N/A | N/A |  |  | N/A |  |  | AAC8263 | Yes | Variable output compressor | Inverter | No | - | 7000 | 2.01 | - | 740 | 3400 | No | - | - | - | 1837.14 | 7539 | Yes | 600 | 3500 | No | - | - | 7000 | 2.09 | 680 | 3500 | No | - | - | No | - | - | - | 2300 | 6000 | No | - | - | - | - | - | - | - | - | No | - | - | No | - | - | 52.7 | 63.9 | 4.767 | 4.588 | 4.941 | 6.422 | 5.739 | 5.473 | 402 | 632 | 1845 | 787 | 1041 | 2392 | 3 | 3 | 3 | 3.442 | 4.001 | 4.693 | 3.799 | 4.299 | 4.715 | 2667 | 963 | 137 | 822 | 418 | 88 | 1.5 | 2.5 | 3 | No | - | - | - | - | N/A | N/A | N/A | 4.8 | 3.4547 | 3.3235
[SEER Non Multi-Split <=65kW] GEMS (Air Conditioners up to 65kW) Determination 2019 | MEPS 2019 | AS/NZS 3823.1.1:2012 | KASHSAC70TB | KASHSAC70T* | N/A | KOGAN | N/A | Non Ducted | Single Split System | Wall Hung | Air | Air | China | 2.01 | N/A | 7 | N/A | N/A | N/A | N/A | N/A | 2.09 | 7 | Calorimeter Room | 3.408 | 3.3036 | N/A | - | N/A | N/A | N/A | N/A | N/A | N/A | N/A | N/A | N/A | N/A | N/A | N/A | N/A | N/A | N/A | N/A | N/A | Single | R32 | Australia,Fiji,New Zealand | 161990 | 2029-05-23 |  | Approved | Reverse Cycle | N/A | Yes | Class 9 | Yes | N/A | N/A | N/A | N/A | N/A | N/A | N/A | Available | N/A | N/A |  |  | N/A |  |  | AAC8263 | Yes | Variable output compressor | Inverter | No | - | 7000 | 2.01 | - | 740 | 3400 | No | - | - | - | 1837.14 | 7539 | Yes | 600 | 3500 | No | - | - | 7000 | 2.09 | 680 | 3500 | No | - | - | No | - | - | - | 2300 | 6000 | No | - | - | - | - | - | - | - | - | No | - | - | No | - | - | 52.7 | 63.9 | 4.767 | 4.588 | 4.941 | 6.422 | 5.739 | 5.473 | 402 | 632 | 1845 | 787 | 1041 | 2392 | 3 | 3 | 3 | 3.442 | 4.001 | 4.693 | 3.799 | 4.299 | 4.715 | 2667 | 963 | 137 | 822 | 418 | 88 | 1.5 | 2.5 | 3 | No | - | - | - | - | N/A | N/A | N/A | 4.8 | 3.4547 | 3.3235
[SEER Non Multi-Split <=65kW] GEMS (Air Conditioners up to 65kW) Determination 2019 | MEPS 2019 | AS/NZS 3823.1.1:2012 | KASHSAC70TC | KASHSAC70T* | N/A | KOGAN | N/A | Non Ducted | Single Split System | Wall Hung | Air | Air | China | 2.01 | N/A | 7 | N/A | N/A | N/A | N/A | N/A | 2.09 | 7 | Calorimeter Room | 3.408 | 3.3036 | N/A | - | N/A | N/A | N/A | N/A | N/A | N/A | N/A | N/A | N/A | N/A | N/A | N/A | N/A | N/A | N/A | N/A | N/A | Single | R32 | Australia,Fiji,New Zealand | 161990 | 2029-05-23 |  | Approved | Reverse Cycle | N/A | Yes | Class 9 | Yes | N/A | N/A | N/A | N/A | N/A | N/A | N/A | Available | N/A | N/A |  |  | N/A |  |  | AAC8263 | Yes | Variable output compressor | Inverter | No | - | 7000 | 2.01 | - | 740 | 3400 | No | - | - | - | 1837.14 | 7539 | Yes | 600 | 3500 | No | - | - | 7000 | 2.09 | 680 | 3500 | No | - | - | No | - | - | - | 2300 | 6000 | No | - | - | - | - | - | - | - | - | No | - | - | No | - | - | 52.7 | 63.9 | 4.767 | 4.588 | 4.941 | 6.422 | 5.739 | 5.473 | 402 | 632 | 1845 | 787 | 1041 | 2392 | 3 | 3 | 3 | 3.442 | 4.001 | 4.693 | 3.799 | 4.299 | 4.715 | 2667 | 963 | 137 | 822 | 418 | 88 | 1.5 | 2.5 | 3 | No | - | - | - | - | N/A | N/A | N/A | 4.8 | 3.4547 | 3.3235
[SEER Non Multi-Split <=65kW] GEMS (Air Conditioners up to 65kW) Determination 2019 | MEPS 2019 | AS/NZS 3823.1.1:2012 | KASHSAC70TD | KASHSAC70T* | N/A | KOGAN | N/A | Non Ducted | Single Split System | Wall Hung | Air | Air | China | 2.01 | N/A | 7 | N/A | N/A | N/A | N/A | N/A | 2.09 | 7 | Calorimeter Room | 3.408 | 3.3036 | N/A | - | N/A | N/A | N/A | N/A | N/A | N/A | N/A | N/A | N/A | N/A | N/A | N/A | N/A | N/A | N/A | N/A | N/A | Single | R32 | Australia,Fiji,New Zealand | 161990 | 2029-05-23 |  | Approved | Reverse Cycle | N/A | Yes | Class 9 | Yes | N/A | N/A | N/A | N/A | N/A | N/A | N/A | Available | N/A | N/A |  |  | N/A |  |  | AAC8263 | Yes | Variable output compressor | Inverter | No | - | 7000 | 2.01 | - | 740 | 3400 | No | - | - | - | 1837.14 | 7539 | Yes | 600 | 3500 | No | - | - | 7000 | 2.09 | 680 | 3500 | No | - | - | No | - | - | - | 2300 | 6000 | No | - | - | - | - | - | - | - | - | No | - | - | No | - | - | 52.7 | 63.9 | 4.767 | 4.588 | 4.941 | 6.422 | 5.739 | 5.473 | 402 | 632 | 1845 | 787 | 1041 | 2392 | 3 | 3 | 3 | 3.442 | 4.001 | 4.693 | 3.799 | 4.299 | 4.715 | 2667 | 963 | 137 | 822 | 418 | 88 | 1.5 | 2.5 | 3 | No | - | - | - | - | N/A | N/A | N/A | 4.8 | 3.4547 | 3.3235
[SEER Non Multi-Split <=65kW] GEMS (Air Conditioners up to 65kW) Determination 2019 | MEPS 2019 | AS/NZS 3823.1.1:2012 | KASHSAC72U* | KASHSAC72U* | N/A | KOGAN | N/A | Non Ducted | Single Split System | Wall Hung | Air | Air | China | 2.15 | N/A | 7.04 | N/A | N/A | N/A | N/A | N/A | 2.45 | 8.2 | Calorimeter Room | 3.3449 | 3.2518 | N/A | - | N/A | N/A | N/A | N/A | N/A | N/A | N/A | N/A | N/A | N/A | N/A | N/A | N/A | N/A | N/A | N/A | N/A | Single | R32 | Australia,Fiji,New Zealand | 149825 | 2027-09-14 |  | Approved | Reverse Cycle | N/A | Yes | Class 9 | Yes | N/A | N/A | N/A | N/A | N/A | N/A | N/A | Available | N/A | N/A | https://www.auxgroup.com/China |  | N/A |  |  | AAC7010 | Yes | Variable output compressor | Inverter | No | - | 7040 | 2.15 | - | 960 | 3600 | Yes | 480 | 1600 | - | 1965.1 | 7582.08 | Yes | 580 | 3500 | - | 370 | 2300 | 8200 | 2.45 | 800 | 4200 | Yes | 370 | 1600 | No | - | - | - | 1980 | 5900 | No | - | - | - | - | - | - | - | - | No | - | - | No | - | - | 62.5 | 63 | 5.33 | 5.007 | 5.465 | 9.865 | 7.394 | 7.019 | 365 | 587 | 1682 | 517 | 815 | 1878 | 3.5 | 3.5 | 3.5 | 3.32 | 3.902 | 4.679 | 3.685 | 4.152 | 4.612 | 3231 | 1148 | 153 | 986 | 499 | 98 | 1.5 | 2 | 3 | No | - | - | - | - | N/A | N/A | N/A | 2.4771 | 3.2617 | 3.3355
[SEER Non Multi-Split <=65kW] GEMS (Air Conditioners up to 65kW) Determination 2019 | MEPS 2019 | AS/NZS 3823.1.1:2012 | KASHSAC72UA | KASHSAC72U* | N/A | KOGAN | N/A | Non Ducted | Single Split System | Wall Hung | Air | Air | China | 2.15 | N/A | 7.04 | N/A | N/A | N/A | N/A | N/A | 2.45 | 8.2 | Calorimeter Room | 3.3449 | 3.2518 | N/A | - | N/A | N/A | N/A | N/A | N/A | N/A | N/A | N/A | N/A | N/A | N/A | N/A | N/A | N/A | N/A | N/A | N/A | Single | R32 | Australia,Fiji,New Zealand | 149825 | 2027-09-14 |  | Approved | Reverse Cycle | N/A | Yes | Class 9 | Yes | N/A | N/A | N/A | N/A | N/A | N/A | N/A | Available | N/A | N/A | https://www.auxgroup.com/China |  | N/A |  |  | AAC7010 | Yes | Variable output compressor | Inverter | No | - | 7040 | 2.15 | - | 960 | 3600 | Yes | 480 | 1600 | - | 1965.1 | 7582.08 | Yes | 580 | 3500 | - | 370 | 2300 | 8200 | 2.45 | 800 | 4200 | Yes | 370 | 1600 | No | - | - | - | 1980 | 5900 | No | - | - | - | - | - | - | - | - | No | - | - | No | - | - | 62.5 | 63 | 5.33 | 5.007 | 5.465 | 9.865 | 7.394 | 7.019 | 365 | 587 | 1682 | 517 | 815 | 1878 | 3.5 | 3.5 | 3.5 | 3.32 | 3.902 | 4.679 | 3.685 | 4.152 | 4.612 | 3231 | 1148 | 153 | 986 | 499 | 98 | 1.5 | 2 | 3 | No | - | - | - | - | N/A | N/A | N/A | 2.4771 | 3.2617 | 3.3355
[SEER Non Multi-Split <=65kW] GEMS (Air Conditioners up to 65kW) Determination 2019 | MEPS 2019 | AS/NZS 3823.1.1:2012 | KASHSAC72UB | KASHSAC72U* | N/A | KOGAN | N/A | Non Ducted | Single Split System | Wall Hung | Air | Air | China | 2.15 | N/A | 7.04 | N/A | N/A | N/A | N/A | N/A | 2.45 | 8.2 | Calorimeter Room | 3.3449 | 3.2518 | N/A | - | N/A | N/A | N/A | N/A | N/A | N/A | N/A | N/A | N/A | N/A | N/A | N/A | N/A | N/A | N/A | N/A | N/A | Single | R32 | Australia,Fiji,New Zealand | 149825 | 2027-09-14 |  | Approved | Reverse Cycle | N/A | Yes | Class 9 | Yes | N/A | N/A | N/A | N/A | N/A | N/A | N/A | Available | N/A | N/A | https://www.auxgroup.com/China |  | N/A |  |  | AAC7010 | Yes | Variable output compressor | Inverter | No | - | 7040 | 2.15 | - | 960 | 3600 | Yes | 480 | 1600 | - | 1965.1 | 7582.08 | Yes | 580 | 3500 | - | 370 | 2300 | 8200 | 2.45 | 800 | 4200 | Yes | 370 | 1600 | No | - | - | - | 1980 | 5900 | No | - | - | - | - | - | - | - | - | No | - | - | No | - | - | 62.5 | 63 | 5.33 | 5.007 | 5.465 | 9.865 | 7.394 | 7.019 | 365 | 587 | 1682 | 517 | 815 | 1878 | 3.5 | 3.5 | 3.5 | 3.32 | 3.902 | 4.679 | 3.685 | 4.152 | 4.612 | 3231 | 1148 | 153 | 986 | 499 | 98 | 1.5 | 2 | 3 | No | - | - | - | - | N/A | N/A | N/A | 2.4771 | 3.2617 | 3.3355
[SEER Non Multi-Split <=65kW] GEMS (Air Conditioners up to 65kW) Determination 2019 | MEPS 2019 | AS/NZS 3823.1.1:2012 | KASHSAC72UC | KASHSAC72U* | N/A | KOGAN | N/A | Non Ducted | Single Split System | Wall Hung | Air | Air | China | 2.15 | N/A | 7.04 | N/A | N/A | N/A | N/A | N/A | 2.45 | 8.2 | Calorimeter Room | 3.3449 | 3.2518 | N/A | - | N/A | N/A | N/A | N/A | N/A | N/A | N/A | N/A | N/A | N/A | N/A | N/A | N/A | N/A | N/A | N/A | N/A | Single | R32 | Australia,Fiji,New Zealand | 149825 | 2027-09-14 |  | Approved | Reverse Cycle | N/A | Yes | Class 9 | Yes | N/A | N/A | N/A | N/A | N/A | N/A | N/A | Available | N/A | N/A | https://www.auxgroup.com/China |  | N/A |  |  | AAC7010 | Yes | Variable output compressor | Inverter | No | - | 7040 | 2.15 | - | 960 | 3600 | Yes | 480 | 1600 | - | 1965.1 | 7582.08 | Yes | 580 | 3500 | - | 370 | 2300 | 8200 | 2.45 | 800 | 4200 | Yes | 370 | 1600 | No | - | - | - | 1980 | 5900 | No | - | - | - | - | - | - | - | - | No | - | - | No | - | - | 62.5 | 63 | 5.33 | 5.007 | 5.465 | 9.865 | 7.394 | 7.019 | 365 | 587 | 1682 | 517 | 815 | 1878 | 3.5 | 3.5 | 3.5 | 3.32 | 3.902 | 4.679 | 3.685 | 4.152 | 4.612 | 3231 | 1148 | 153 | 986 | 499 | 98 | 1.5 | 2 | 3 | No | - | - | - | - | N/A | N/A | N/A | 2.4771 | 3.2617 | 3.3355
[SEER Non Multi-Split <=65kW] GEMS (Air Conditioners up to 65kW) Determination 2019 | MEPS 2019 | AS/NZS 3823.1.1:2012 | KASHSAC80T* | KASHSAC80T* | N/A | KOGAN | N/A | Non Ducted | Single Split System | Wall Hung | Air | Air | China | 2.3 | N/A | 8.2 | N/A | N/A | N/A | N/A | N/A | 2.3 | 8.5 | Calorimeter Room | 3.5346 | 3.7519 | N/A | - | N/A | N/A | N/A | N/A | N/A | N/A | N/A | N/A | N/A | N/A | N/A | N/A | N/A | N/A | N/A | N/A | N/A | Single | R32 | Australia,Fiji,New Zealand | 150127 | 2027-10-06 |  | Approved | Reverse Cycle | N/A | Yes | Class 9 | Yes | N/A | N/A | N/A | N/A | N/A | N/A | N/A | Available | N/A | N/A |  |  | N/A |  |  | AAC7077 | Yes | Variable output compressor | Inverter | No | - | 8200 | 2.3 | - | 810 | 4200 | No | - | - | - | 2102.2 | 8831.4 | Yes | 650 | 4250 | No | - | - | 8500 | 2.3 | 750 | 4200 | No | - | - | No | - | - | - | 3000 | 7900 | No | - | - | - | - | - | - | - | - | No | - | - | No | - | - | 52 | 64.8 | 5.165 | 4.926 | 5.323 | 7.06 | 6.26 | 5.927 | 433 | 688 | 2005 | 838 | 1117 | 2586 | 3.5 | 3 | 3.5 | 3.756 | 4.376 | 5.113 | 4.14 | 4.693 | 5.137 | 2968 | 1070 | 153 | 917 | 465 | 98 | 2 | 2.5 | 3.5 | No | - | - | - | - | N/A | N/A | N/A | 5.6 | 3.5361 | 3.6655
[SEER Non Multi-Split <=65kW] GEMS (Air Conditioners up to 65kW) Determination 2019 | MEPS 2019 | AS/NZS 3823.1.1:2012 | KASHSAC80TA | KASHSAC80T* | N/A | KOGAN | N/A | Non Ducted | Single Split System | Wall Hung | Air | Air | China | 2.3 | N/A | 8.2 | N/A | N/A | N/A | N/A | N/A | 2.3 | 8.5 | Calorimeter Room | 3.5346 | 3.7519 | N/A | - | N/A | N/A | N/A | N/A | N/A | N/A | N/A | N/A | N/A | N/A | N/A | N/A | N/A | N/A | N/A | N/A | N/A | Single | R32 | Australia,Fiji,New Zealand | 150127 | 2027-10-06 |  | Approved | Reverse Cycle | N/A | Yes | Class 9 | Yes | N/A | N/A | N/A | N/A | N/A | N/A | N/A | Available | N/A | N/A |  |  | N/A |  |  | AAC7077 | Yes | Variable output compressor | Inverter | No | - | 8200 | 2.3 | - | 810 | 4200 | No | - | - | - | 2102.2 | 8831.4 | Yes | 650 | 4250 | No | - | - | 8500 | 2.3 | 750 | 4200 | No | - | - | No | - | - | - | 3000 | 7900 | No | - | - | - | - | - | - | - | - | No | - | - | No | - | - | 52 | 64.8 | 5.165 | 4.926 | 5.323 | 7.06 | 6.26 | 5.927 | 433 | 688 | 2005 | 838 | 1117 | 2586 | 3.5 | 3 | 3.5 | 3.756 | 4.376 | 5.113 | 4.14 | 4.693 | 5.137 | 2968 | 1070 | 153 | 917 | 465 | 98 | 2 | 2.5 | 3.5 | No | - | - | - | - | N/A | N/A | N/A | 5.6 | 3.5361 | 3.6655
[SEER Non Multi-Split <=65kW] GEMS (Air Conditioners up to 65kW) Determination 2019 | MEPS 2019 | AS/NZS 3823.1.1:2012 | KASHSAC80TB | KASHSAC80T* | N/A | KOGAN | N/A | Non Ducted | Single Split System | Wall Hung | Air | Air | China | 2.3 | N/A | 8.2 | N/A | N/A | N/A | N/A | N/A | 2.3 | 8.5 | Calorimeter Room | 3.5346 | 3.7519 | N/A | - | N/A | N/A | N/A | N/A | N/A | N/A | N/A | N/A | N/A | N/A | N/A | N/A | N/A | N/A | N/A | N/A | N/A | Single | R32 | Australia,Fiji,New Zealand | 150127 | 2027-10-06 |  | Approved | Reverse Cycle | N/A | Yes | Class 9 | Yes | N/A | N/A | N/A | N/A | N/A | N/A | N/A | Available | N/A | N/A |  |  | N/A |  |  | AAC7077 | Yes | Variable output compressor | Inverter | No | - | 8200 | 2.3 | - | 810 | 4200 | No | - | - | - | 2102.2 | 8831.4 | Yes | 650 | 4250 | No | - | - | 8500 | 2.3 | 750 | 4200 | No | - | - | No | - | - | - | 3000 | 7900 | No | - | - | - | - | - | - | - | - | No | - | - | No | - | - | 52 | 64.8 | 5.165 | 4.926 | 5.323 | 7.06 | 6.26 | 5.927 | 433 | 688 | 2005 | 838 | 1117 | 2586 | 3.5 | 3 | 3.5 | 3.756 | 4.376 | 5.113 | 4.14 | 4.693 | 5.137 | 2968 | 1070 | 153 | 917 | 465 | 98 | 2 | 2.5 | 3.5 | No | - | - | - | - | N/A | N/A | N/A | 5.6 | 3.5361 | 3.6655
[SEER Non Multi-Split <=65kW] GEMS (Air Conditioners up to 65kW) Determination 2019 | MEPS 2019 | AS/NZS 3823.1.1:2012 | KASHSAC80TC | KASHSAC80T* | N/A | KOGAN | N/A | Non Ducted | Single Split System | Wall Hung | Air | Air | China | 2.3 | N/A | 8.2 | N/A | N/A | N/A | N/A | N/A | 2.3 | 8.5 | Calorimeter Room | 3.5346 | 3.7519 | N/A | - | N/A | N/A | N/A | N/A | N/A | N/A | N/A | N/A | N/A | N/A | N/A | N/A | N/A | N/A | N/A | N/A | N/A | Single | R32 | Australia,Fiji,New Zealand | 150127 | 2027-10-06 |  | Approved | Reverse Cycle | N/A | Yes | Class 9 | Yes | N/A | N/A | N/A | N/A | N/A | N/A | N/A | Available | N/A | N/A |  |  | N/A |  |  | AAC7077 | Yes | Variable output compressor | Inverter | No | - | 8200 | 2.3 | - | 810 | 4200 | No | - | - | - | 2102.2 | 8831.4 | Yes | 650 | 4250 | No | - | - | 8500 | 2.3 | 750 | 4200 | No | - | - | No | - | - | - | 3000 | 7900 | No | - | - | - | - | - | - | - | - | No | - | - | No | - | - | 52 | 64.8 | 5.165 | 4.926 | 5.323 | 7.06 | 6.26 | 5.927 | 433 | 688 | 2005 | 838 | 1117 | 2586 | 3.5 | 3 | 3.5 | 3.756 | 4.376 | 5.113 | 4.14 | 4.693 | 5.137 | 2968 | 1070 | 153 | 917 | 465 | 98 | 2 | 2.5 | 3.5 | No | - | - | - | - | N/A | N/A | N/A | 5.6 | 3.5361 | 3.6655
[SEER Non Multi-Split <=65kW] GEMS (Air Conditioners up to 65kW) Determination 2019 | MEPS 2019 | AS/NZS 3823.1.1:2012 | KASHSAC80TD | KASHSAC80T* | N/A | KOGAN | N/A | Non Ducted | Single Split System | Wall Hung | Air | Air | China | 2.3 | N/A | 8.2 | N/A | N/A | N/A | N/A | N/A | 2.3 | 8.5 | Calorimeter Room | 3.5346 | 3.7519 | N/A | - | N/A | N/A | N/A | N/A | N/A | N/A | N/A | N/A | N/A | N/A | N/A | N/A | N/A | N/A | N/A | N/A | N/A | Single | R32 | Australia,Fiji,New Zealand | 150127 | 2027-10-06 |  | Approved | Reverse Cycle | N/A | Yes | Class 9 | Yes | N/A | N/A | N/A | N/A | N/A | N/A | N/A | Available | N/A | N/A |  |  | N/A |  |  | AAC7077 | Yes | Variable output compressor | Inverter | No | - | 8200 | 2.3 | - | 810 | 4200 | No | - | - | - | 2102.2 | 8831.4 | Yes | 650 | 4250 | No | - | - | 8500 | 2.3 | 750 | 4200 | No | - | - | No | - | - | - | 3000 | 7900 | No | - | - | - | - | - | - | - | - | No | - | - | No | - | - | 52 | 64.8 | 5.165 | 4.926 | 5.323 | 7.06 | 6.26 | 5.927 | 433 | 688 | 2005 | 838 | 1117 | 2586 | 3.5 | 3 | 3.5 | 3.756 | 4.376 | 5.113 | 4.14 | 4.693 | 5.137 | 2968 | 1070 | 153 | 917 | 465 | 98 | 2 | 2.5 | 3.5 | No | - | - | - | - | N/A | N/A | N/A | 5.6 | 3.5361 | 3.6655
[SEER Non Multi-Split <=65kW] GEMS (Air Conditioners up to 65kW) Determination 2019 | MEPS Oct 2011 | AS/NZS 3823.1.1:2012 | KASSAC26R3A |  | N/A | Kogan | 0.05 | Non Ducted | Single Split System | Wall Hung | Air | Air | China | 0.52 | 2.45 | 2.5 | - | 0 | 0 | 0 | - | 0.52 | 2.5 | Calorimeter Room | 4.8115 | 4.9117 | Yes | 0 | N/A | 0.2 | 0.2 | 0 | 0 | N/A | N/A | N/A | 4.8053 | 4.9054 | N/A | N/A | 5.1106 | 5.3108 | 5 | 5 | Calorimeter Room | Single | R32 | Australia | 126272 | 2025-04-01 |  | Approved | Reverse Cycle | - | No | Class 8 | No | - | No | - | - | - | - | 4.8115 | Available | N/A | N/A | https://www.auxgroup.com/China | http://www.kogan.com/au/ | Yes |  | https://reg.energyrating.gov.au/static/common/images/star_ratings_2014/aircon_rating_5_5.png | AAC4774 | N/A | Variable output compressor | Inverter | N/A | N/A | N/A | 0.52 | N/A | N/A | N/A | N/A | N/A | N/A | N/A | N/A | N/A | N/A | N/A | N/A | N/A | N/A | N/A | N/A | 0.52 | N/A | N/A | N/A | N/A | N/A | N/A | N/A | N/A | N/A | N/A | N/A | N/A | N/A | N/A | N/A | N/A | N/A | N/A | N/A | N/A | N/A | N/A | N/A | N/A | N/A | N/A | N/A | N/A | N/A | N/A | N/A | N/A | N/A | N/A | N/A | N/A | N/A | N/A | N/A | N/A | N/A | N/A | N/A | N/A | N/A | N/A | N/A | N/A | N/A | N/A | N/A | N/A | N/A | N/A | N/A | N/A | N/A | N/A | N/A | N/A | N/A | N/A | N/A | N/A | N/A | N/A | N/A | 4.8015 | 4.8015
[SEER Non Multi-Split <=65kW] GEMS (Air Conditioners up to 65kW) Determination 2019 | MEPS Oct 2011 | AS/NZS 3823.1.1:2012 | KASSAC52R3A |  | N/A | Kogan | 0.26 | Non Ducted | Single Split System | Wall Hung | Air | Air | China | 1.2 | 4.94 | 5.2 | - | 0 | 0 | 0 | - | 1.21 | 5.2 | Calorimeter Room | 4.436 | 4.4258 | Yes | 0 | N/A | 0.3 | 0.3 | 0 | 0 | N/A | N/A | N/A | 4.432 | 4.422 | N/A | N/A | 4.364 | 4.3439 | 4 | 4 | Calorimeter Room | Single | R32 | Australia | 126273 | 2025-07-02 |  | Approved | Reverse Cycle | - | No | Class 9 | No | - | No | - | - | - | - | 4.436 | Available | N/A | N/A | https://www.auxgroup.com/China | http://www.kogan.com/au/ | Yes |  | https://reg.energyrating.gov.au/static/common/images/star_ratings_2014/aircon_rating_4_4.png | AAC4976 | N/A | Variable output compressor | Inverter | N/A | N/A | N/A | 1.2 | N/A | N/A | N/A | N/A | N/A | N/A | N/A | N/A | N/A | N/A | N/A | N/A | N/A | N/A | N/A | N/A | 1.21 | N/A | N/A | N/A | N/A | N/A | N/A | N/A | N/A | N/A | N/A | N/A | N/A | N/A | N/A | N/A | N/A | N/A | N/A | N/A | N/A | N/A | N/A | N/A | N/A | N/A | N/A | N/A | N/A | N/A | N/A | N/A | N/A | N/A | N/A | N/A | N/A | N/A | N/A | N/A | N/A | N/A | N/A | N/A | N/A | N/A | N/A | N/A | N/A | N/A | N/A | N/A | N/A | N/A | N/A | N/A | N/A | N/A | N/A | N/A | N/A | N/A | N/A | N/A | N/A | N/A | N/A | N/A | 4.3297 | 4.2939
[SEER Non Multi-Split <=65kW] GEMS (Air Conditioners up to 65kW) Determination 2019 | MEPS 2019 | AS/NZS 3823.1.1:2012 | KASVWAC30Y* | KASVWAC30Y* | N/A | KOGAN | N/A | Non Ducted | Window Wall | - | Air | Air | China | 1 | N/A | 3.08 | N/A | N/A | N/A | N/A | N/A | 0.95 | 3.22 | Calorimeter Room | 3.0949 | 3.3447 | N/A | 86.9 | N/A | N/A | N/A | N/A | N/A | N/A | N/A | N/A | N/A | N/A | N/A | N/A | N/A | N/A | N/A | N/A | N/A | Single | R32 | Australia,Fiji,New Zealand | 160276 | 2029-03-26 |  | Approved | Reverse Cycle | N/A | No | Class 5 | No | N/A | N/A | N/A | N/A | N/A | N/A | N/A | Available | N/A | N/A |  |  | N/A |  |  | AAC8146 | Yes | Variable output compressor | Inverter | No | - | 3080 | 1 | - | 460 | 1630 | No | - | - | - | 914 | 3317.16 | No | 420.44 | 1755.51 | Yes | 210 | 1070 | 3220 | 0.95 | 430 | 1680 | Yes | 250 | 1150 | No | - | - | - | 980 | 2200 | No | - | - | - | - | - | - | - | - | No | - | - | No | - | - | 59 | 65 | 3.948 | 3.854 | 3.986 | 4.839 | 4.538 | 4.239 | 217 | 335 | 1010 | 464 | 583 | 1362 | 2 | 2 | 2 | 2.717 | 3.119 | 4.13 | 3.187 | 3.623 | 4.247 | 1550 | 563 | 68 | 448 | 225 | 42 | 1 | 1.5 | 2.5 | - | - | - | - | - | N/A | N/A | N/A | 1 | 3.0696 | 3.3775
[SEER Non Multi-Split <=65kW] GEMS (Air Conditioners up to 65kW) Determination 2019 | MEPS 2019 | AS/NZS 3823.1.1:2012 | KASVWAC30YA | KASVWAC30Y* | N/A | KOGAN | N/A | Non Ducted | Window Wall | - | Air | Air | China | 1 | N/A | 3.08 | N/A | N/A | N/A | N/A | N/A | 0.95 | 3.22 | Calorimeter Room | 3.0949 | 3.3447 | N/A | 86.9 | N/A | N/A | N/A | N/A | N/A | N/A | N/A | N/A | N/A | N/A | N/A | N/A | N/A | N/A | N/A | N/A | N/A | Single | R32 | Australia,Fiji,New Zealand | 160276 | 2029-03-26 |  | Approved | Reverse Cycle | N/A | No | Class 5 | No | N/A | N/A | N/A | N/A | N/A | N/A | N/A | Available | N/A | N/A |  |  | N/A |  |  | AAC8146 | Yes | Variable output compressor | Inverter | No | - | 3080 | 1 | - | 460 | 1630 | No | - | - | - | 914 | 3317.16 | No | 420.44 | 1755.51 | Yes | 210 | 1070 | 3220 | 0.95 | 430 | 1680 | Yes | 250 | 1150 | No | - | - | - | 980 | 2200 | No | - | - | - | - | - | - | - | - | No | - | - | No | - | - | 59 | 65 | 3.948 | 3.854 | 3.986 | 4.839 | 4.538 | 4.239 | 217 | 335 | 1010 | 464 | 583 | 1362 | 2 | 2 | 2 | 2.717 | 3.119 | 4.13 | 3.187 | 3.623 | 4.247 | 1550 | 563 | 68 | 448 | 225 | 42 | 1 | 1.5 | 2.5 | - | - | - | - | - | N/A | N/A | N/A | 1 | 3.0696 | 3.3775
[SEER Non Multi-Split <=65kW] GEMS (Air Conditioners up to 65kW) Determination 2019 | MEPS 2019 | AS/NZS 3823.1.1:2012 | KASVWAC30YB | KASVWAC30Y* | N/A | KOGAN | N/A | Non Ducted | Window Wall | - | Air | Air | China | 1 | N/A | 3.08 | N/A | N/A | N/A | N/A | N/A | 0.95 | 3.22 | Calorimeter Room | 3.0949 | 3.3447 | N/A | 86.9 | N/A | N/A | N/A | N/A | N/A | N/A | N/A | N/A | N/A | N/A | N/A | N/A | N/A | N/A | N/A | N/A | N/A | Single | R32 | Australia,Fiji,New Zealand | 160276 | 2029-03-26 |  | Approved | Reverse Cycle | N/A | No | Class 5 | No | N/A | N/A | N/A | N/A | N/A | N/A | N/A | Available | N/A | N/A |  |  | N/A |  |  | AAC8146 | Yes | Variable output compressor | Inverter | No | - | 3080 | 1 | - | 460 | 1630 | No | - | - | - | 914 | 3317.16 | No | 420.44 | 1755.51 | Yes | 210 | 1070 | 3220 | 0.95 | 430 | 1680 | Yes | 250 | 1150 | No | - | - | - | 980 | 2200 | No | - | - | - | - | - | - | - | - | No | - | - | No | - | - | 59 | 65 | 3.948 | 3.854 | 3.986 | 4.839 | 4.538 | 4.239 | 217 | 335 | 1010 | 464 | 583 | 1362 | 2 | 2 | 2 | 2.717 | 3.119 | 4.13 | 3.187 | 3.623 | 4.247 | 1550 | 563 | 68 | 448 | 225 | 42 | 1 | 1.5 | 2.5 | - | - | - | - | - | N/A | N/A | N/A | 1 | 3.0696 | 3.3775
[SEER Non Multi-Split <=65kW] GEMS (Air Conditioners up to 65kW) Determination 2019 | MEPS 2019 | AS/NZS 3823.1.1:2012 | KASVWAC30YC | KASVWAC30Y* | N/A | KOGAN | N/A | Non Ducted | Window Wall | - | Air | Air | China | 1 | N/A | 3.08 | N/A | N/A | N/A | N/A | N/A | 0.95 | 3.22 | Calorimeter Room | 3.0949 | 3.3447 | N/A | 86.9 | N/A | N/A | N/A | N/A | N/A | N/A | N/A | N/A | N/A | N/A | N/A | N/A | N/A | N/A | N/A | N/A | N/A | Single | R32 | Australia,Fiji,New Zealand | 160276 | 2029-03-26 |  | Approved | Reverse Cycle | N/A | No | Class 5 | No | N/A | N/A | N/A | N/A | N/A | N/A | N/A | Available | N/A | N/A |  |  | N/A |  |  | AAC8146 | Yes | Variable output compressor | Inverter | No | - | 3080 | 1 | - | 460 | 1630 | No | - | - | - | 914 | 3317.16 | No | 420.44 | 1755.51 | Yes | 210 | 1070 | 3220 | 0.95 | 430 | 1680 | Yes | 250 | 1150 | No | - | - | - | 980 | 2200 | No | - | - | - | - | - | - | - | - | No | - | - | No | - | - | 59 | 65 | 3.948 | 3.854 | 3.986 | 4.839 | 4.538 | 4.239 | 217 | 335 | 1010 | 464 | 583 | 1362 | 2 | 2 | 2 | 2.717 | 3.119 | 4.13 | 3.187 | 3.623 | 4.247 | 1550 | 563 | 68 | 448 | 225 | 42 | 1 | 1.5 | 2.5 | - | - | - | - | - | N/A | N/A | N/A | 1 | 3.0696 | 3.3775
[SEER Non Multi-Split <=65kW] GEMS (Air Conditioners up to 65kW) Determination 2019 | MEPS 2019 | AS/NZS 3823.1.1:2012 | KASVWAC30YD | KASVWAC30Y* | N/A | KOGAN | N/A | Non Ducted | Window Wall | - | Air | Air | China | 1 | N/A | 3.08 | N/A | N/A | N/A | N/A | N/A | 0.95 | 3.22 | Calorimeter Room | 3.0949 | 3.3447 | N/A | 86.9 | N/A | N/A | N/A | N/A | N/A | N/A | N/A | N/A | N/A | N/A | N/A | N/A | N/A | N/A | N/A | N/A | N/A | Single | R32 | Australia,Fiji,New Zealand | 160276 | 2029-03-26 |  | Approved | Reverse Cycle | N/A | No | Class 5 | No | N/A | N/A | N/A | N/A | N/A | N/A | N/A | Available | N/A | N/A |  |  | N/A |  |  | AAC8146 | Yes | Variable output compressor | Inverter | No | - | 3080 | 1 | - | 460 | 1630 | No | - | - | - | 914 | 3317.16 | No | 420.44 | 1755.51 | Yes | 210 | 1070 | 3220 | 0.95 | 430 | 1680 | Yes | 250 | 1150 | No | - | - | - | 980 | 2200 | No | - | - | - | - | - | - | - | - | No | - | - | No | - | - | 59 | 65 | 3.948 | 3.854 | 3.986 | 4.839 | 4.538 | 4.239 | 217 | 335 | 1010 | 464 | 583 | 1362 | 2 | 2 | 2 | 2.717 | 3.119 | 4.13 | 3.187 | 3.623 | 4.247 | 1550 | 563 | 68 | 448 | 225 | 42 | 1 | 1.5 | 2.5 | - | - | - | - | - | N/A | N/A | N/A | 1 | 3.0696 | 3.3775
[SEER Non Multi-Split <=65kW] GEMS (Air Conditioners up to 65kW) Determination 2019 | MEPS 2019 | AS/NZS 3823.1.1:2012 | KAVWAC26Y* | KAVWAC26Y* | N/A | KOGAN | N/A | Non Ducted | Window Wall | - | Air | Air | China | 0.87 | N/A | 2.6 | N/A | N/A | N/A | N/A | N/A | 0.9 | 2.9 | Calorimeter Room | 2.9936 | 3.2867 | N/A | 92.8 | N/A | N/A | N/A | N/A | N/A | N/A | N/A | N/A | N/A | N/A | N/A | N/A | N/A | N/A | N/A | N/A | N/A | Single | R410A | Australia,Fiji,New Zealand | 149268 | 2027-09-04 |  | Approved | Reverse Cycle | N/A | No | Class 5 | No | N/A | N/A | N/A | N/A | N/A | N/A | N/A | Available | N/A | N/A |  |  | N/A |  |  | AAC6921 | Yes | Variable output compressor | Inverter | No | - | 2600 | 0.87 | - | 400 | 1370 | Yes | 200 | 660 | - | 795.18 | 2800.2 | Yes | 370 | 1480 | - | 170 | 840 | 2900 | 0.9 | 350 | 1560 | Yes | 200 | 940 | No | - | - | - | 940 | 2100 | No | - | - | - | - | - | - | - | - | No | - | - | No | - | - | 59.3 | 64.9 | 3.884 | 3.811 | 3.924 | 5.279 | 4.805 | 4.254 | 186 | 285 | 866 | 358 | 464 | 1145 | 2 | 2 | 2 | 2.896 | 3.385 | 4.404 | 3.364 | 3.849 | 4.467 | 1310 | 468 | 58 | 382 | 191 | 36 | 1 | 1.5 | 2.5 | - | - | - | - | - | N/A | N/A | N/A | 1 | 2.9769 | 3.2102
[SEER Non Multi-Split <=65kW] GEMS (Air Conditioners up to 65kW) Determination 2019 | MEPS 2019 | AS/NZS 3823.1.1:2012 | KAVWAC26YA | KAVWAC26Y* | N/A | KOGAN | N/A | Non Ducted | Window Wall | - | Air | Air | China | 0.87 | N/A | 2.6 | N/A | N/A | N/A | N/A | N/A | 0.9 | 2.9 | Calorimeter Room | 2.9936 | 3.2867 | N/A | 92.8 | N/A | N/A | N/A | N/A | N/A | N/A | N/A | N/A | N/A | N/A | N/A | N/A | N/A | N/A | N/A | N/A | N/A | Single | R410A | Australia,Fiji,New Zealand | 149268 | 2027-09-04 |  | Approved | Reverse Cycle | N/A | No | Class 5 | No | N/A | N/A | N/A | N/A | N/A | N/A | N/A | Available | N/A | N/A |  |  | N/A |  |  | AAC6921 | Yes | Variable output compressor | Inverter | No | - | 2600 | 0.87 | - | 400 | 1370 | Yes | 200 | 660 | - | 795.18 | 2800.2 | Yes | 370 | 1480 | - | 170 | 840 | 2900 | 0.9 | 350 | 1560 | Yes | 200 | 940 | No | - | - | - | 940 | 2100 | No | - | - | - | - | - | - | - | - | No | - | - | No | - | - | 59.3 | 64.9 | 3.884 | 3.811 | 3.924 | 5.279 | 4.805 | 4.254 | 186 | 285 | 866 | 358 | 464 | 1145 | 2 | 2 | 2 | 2.896 | 3.385 | 4.404 | 3.364 | 3.849 | 4.467 | 1310 | 468 | 58 | 382 | 191 | 36 | 1 | 1.5 | 2.5 | - | - | - | - | - | N/A | N/A | N/A | 1 | 2.9769 | 3.2102
[SEER Non Multi-Split <=65kW] GEMS (Air Conditioners up to 65kW) Determination 2019 | MEPS 2019 | AS/NZS 3823.1.1:2012 | KAVWAC26YB | KAVWAC26Y* | N/A | KOGAN | N/A | Non Ducted | Window Wall | - | Air | Air | China | 0.87 | N/A | 2.6 | N/A | N/A | N/A | N/A | N/A | 0.9 | 2.9 | Calorimeter Room | 2.9936 | 3.2867 | N/A | 92.8 | N/A | N/A | N/A | N/A | N/A | N/A | N/A | N/A | N/A | N/A | N/A | N/A | N/A | N/A | N/A | N/A | N/A | Single | R410A | Australia,Fiji,New Zealand | 149268 | 2027-09-04 |  | Approved | Reverse Cycle | N/A | No | Class 5 | No | N/A | N/A | N/A | N/A | N/A | N/A | N/A | Available | N/A | N/A |  |  | N/A |  |  | AAC6921 | Yes | Variable output compressor | Inverter | No | - | 2600 | 0.87 | - | 400 | 1370 | Yes | 200 | 660 | - | 795.18 | 2800.2 | Yes | 370 | 1480 | - | 170 | 840 | 2900 | 0.9 | 350 | 1560 | Yes | 200 | 940 | No | - | - | - | 940 | 2100 | No | - | - | - | - | - | - | - | - | No | - | - | No | - | - | 59.3 | 64.9 | 3.884 | 3.811 | 3.924 | 5.279 | 4.805 | 4.254 | 186 | 285 | 866 | 358 | 464 | 1145 | 2 | 2 | 2 | 2.896 | 3.385 | 4.404 | 3.364 | 3.849 | 4.467 | 1310 | 468 | 58 | 382 | 191 | 36 | 1 | 1.5 | 2.5 | - | - | - | - | - | N/A | N/A | N/A | 1 | 2.9769 | 3.2102
[SEER Non Multi-Split <=65kW] GEMS (Air Conditioners up to 65kW) Determination 2019 | MEPS 2019 | AS/NZS 3823.1.1:2012 | KAVWAC26YC | KAVWAC26Y* | N/A | KOGAN | N/A | Non Ducted | Window Wall | - | Air | Air | China | 0.87 | N/A | 2.6 | N/A | N/A | N/A | N/A | N/A | 0.9 | 2.9 | Calorimeter Room | 2.9936 | 3.2867 | N/A | 92.8 | N/A | N/A | N/A | N/A | N/A | N/A | N/A | N/A | N/A | N/A | N/A | N/A | N/A | N/A | N/A | N/A | N/A | Single | R410A | Australia,Fiji,New Zealand | 149268 | 2027-09-04 |  | Approved | Reverse Cycle | N/A | No | Class 5 | No | N/A | N/A | N/A | N/A | N/A | N/A | N/A | Available | N/A | N/A |  |  | N/A |  |  | AAC6921 | Yes | Variable output compressor | Inverter | No | - | 2600 | 0.87 | - | 400 | 1370 | Yes | 200 | 660 | - | 795.18 | 2800.2 | Yes | 370 | 1480 | - | 170 | 840 | 2900 | 0.9 | 350 | 1560 | Yes | 200 | 940 | No | - | - | - | 940 | 2100 | No | - | - | - | - | - | - | - | - | No | - | - | No | - | - | 59.3 | 64.9 | 3.884 | 3.811 | 3.924 | 5.279 | 4.805 | 4.254 | 186 | 285 | 866 | 358 | 464 | 1145 | 2 | 2 | 2 | 2.896 | 3.385 | 4.404 | 3.364 | 3.849 | 4.467 | 1310 | 468 | 58 | 382 | 191 | 36 | 1 | 1.5 | 2.5 | - | - | - | - | - | N/A | N/A | N/A | 1 | 2.9769 | 3.2102
[SEER Non Multi-Split <=65kW] GEMS (Air Conditioners up to 65kW) Determination 2019 | MEPS 2019 | AS/NZS 3823.1.1:2012 | KAVWAC2KY* | KAVWAC2KY* | N/A | KOGAN | N/A | Non Ducted | Window Wall | - | Air | - | China | 0.55 | N/A | 1.75 | N/A | N/A | N/A | N/A | N/A | - | - | Calorimeter Room | 3.1498 | - | N/A | - | N/A | N/A | N/A | N/A | N/A | N/A | N/A | N/A | N/A | N/A | N/A | N/A | N/A | N/A | N/A | N/A | N/A | Single | R290 | Australia,Fiji,New Zealand | 131315 | 2025-08-10 |  | Approved | Cooling Only | N/A | No | Class 5 | No | N/A | N/A | N/A | N/A | N/A | N/A | N/A | Available | N/A | N/A |  |  | N/A |  |  | AAC5124 | No | - | - | - | - | 1750 | 0.55 | - | - | - | - | - | - | Yes | 460 | 1800 | - | - | - | - | - | - | - | - | - | - | - | - | - | - | - | - | - | - | - | - | - | - | - | - | - | - | - | - | - | - | - | - | - | - | 60 | 65 | 3.307 | 3.287 | 3.507 | 4.031 | 3.75 | 3.731 | 146 | 223 | 651 | 316 | 401 | 879 | 1.5 | 1.5 | 2 | - | - | - | - | - | - | - | - | - | - | - | - | - | - | - | - | - | - | - | - | N/A | N/A | N/A | 1 | 3.1624 | -
[SEER Non Multi-Split <=65kW] GEMS (Air Conditioners up to 65kW) Determination 2019 | MEPS 2019 | AS/NZS 3823.1.1:2012 | KAVWAC2KYA | KAVWAC2KY* | N/A | KOGAN | N/A | Non Ducted | Window Wall | - | Air | - | China | 0.55 | N/A | 1.75 | N/A | N/A | N/A | N/A | N/A | - | - | Calorimeter Room | 3.1498 | - | N/A | - | N/A | N/A | N/A | N/A | N/A | N/A | N/A | N/A | N/A | N/A | N/A | N/A | N/A | N/A | N/A | N/A | N/A | Single | R290 | Australia,Fiji,New Zealand | 131315 | 2025-08-10 |  | Approved | Cooling Only | N/A | No | Class 5 | No | N/A | N/A | N/A | N/A | N/A | N/A | N/A | Available | N/A | N/A |  |  | N/A |  |  | AAC5124 | No | - | - | - | - | 1750 | 0.55 | - | - | - | - | - | - | Yes | 460 | 1800 | - | - | - | - | - | - | - | - | - | - | - | - | - | - | - | - | - | - | - | - | - | - | - | - | - | - | - | - | - | - | - | - | - | - | 60 | 65 | 3.307 | 3.287 | 3.507 | 4.031 | 3.75 | 3.731 | 146 | 223 | 651 | 316 | 401 | 879 | 1.5 | 1.5 | 2 | - | - | - | - | - | - | - | - | - | - | - | - | - | - | - | - | - | - | - | - | N/A | N/A | N/A | 1 | 3.1624 | -
[SEER Non Multi-Split <=65kW] GEMS (Air Conditioners up to 65kW) Determination 2019 | MEPS 2019 | AS/NZS 3823.1.1:2012 | KAVWAC2KYB | KAVWAC2KY* | N/A | KOGAN | N/A | Non Ducted | Window Wall | - | Air | - | China | 0.55 | N/A | 1.75 | N/A | N/A | N/A | N/A | N/A | - | - | Calorimeter Room | 3.1498 | - | N/A | - | N/A | N/A | N/A | N/A | N/A | N/A | N/A | N/A | N/A | N/A | N/A | N/A | N/A | N/A | N/A | N/A | N/A | Single | R290 | Australia,Fiji,New Zealand | 131315 | 2025-08-10 |  | Approved | Cooling Only | N/A | No | Class 5 | No | N/A | N/A | N/A | N/A | N/A | N/A | N/A | Available | N/A | N/A |  |  | N/A |  |  | AAC5124 | No | - | - | - | - | 1750 | 0.55 | - | - | - | - | - | - | Yes | 460 | 1800 | - | - | - | - | - | - | - | - | - | - | - | - | - | - | - | - | - | - | - | - | - | - | - | - | - | - | - | - | - | - | - | - | - | - | 60 | 65 | 3.307 | 3.287 | 3.507 | 4.031 | 3.75 | 3.731 | 146 | 223 | 651 | 316 | 401 | 879 | 1.5 | 1.5 | 2 | - | - | - | - | - | - | - | - | - | - | - | - | - | - | - | - | - | - | - | - | N/A | N/A | N/A | 1 | 3.1624 | -
[SEER Non Multi-Split <=65kW] GEMS (Air Conditioners up to 65kW) Determination 2019 | MEPS 2019 | AS/NZS 3823.1.1:2012 | KAVWAC2KYC | KAVWAC2KY* | N/A | KOGAN | N/A | Non Ducted | Window Wall | - | Air | - | China | 0.55 | N/A | 1.75 | N/A | N/A | N/A | N/A | N/A | - | - | Calorimeter Room | 3.1498 | - | N/A | - | N/A | N/A | N/A | N/A | N/A | N/A | N/A | N/A | N/A | N/A | N/A | N/A | N/A | N/A | N/A | N/A | N/A | Single | R290 | Australia,Fiji,New Zealand | 131315 | 2025-08-10 |  | Approved | Cooling Only | N/A | No | Class 5 | No | N/A | N/A | N/A | N/A | N/A | N/A | N/A | Available | N/A | N/A |  |  | N/A |  |  | AAC5124 | No | - | - | - | - | 1750 | 0.55 | - | - | - | - | - | - | Yes | 460 | 1800 | - | - | - | - | - | - | - | - | - | - | - | - | - | - | - | - | - | - | - | - | - | - | - | - | - | - | - | - | - | - | - | - | - | - | 60 | 65 | 3.307 | 3.287 | 3.507 | 4.031 | 3.75 | 3.731 | 146 | 223 | 651 | 316 | 401 | 879 | 1.5 | 1.5 | 2 | - | - | - | - | - | - | - | - | - | - | - | - | - | - | - | - | - | - | - | - | N/A | N/A | N/A | 1 | 3.1624 | -
[SEER Non Multi-Split <=65kW] GEMS (Air Conditioners up to 65kW) Determination 2019 | MEPS 2019 | AS/NZS 3823.1.1:2012 | KAVWAC2KYD | KAVWAC2KY* | N/A | KOGAN | N/A | Non Ducted | Window Wall | - | Air | - | China | 0.55 | N/A | 1.75 | N/A | N/A | N/A | N/A | N/A | - | - | Calorimeter Room | 3.1498 | - | N/A | - | N/A | N/A | N/A | N/A | N/A | N/A | N/A | N/A | N/A | N/A | N/A | N/A | N/A | N/A | N/A | N/A | N/A | Single | R290 | Australia,Fiji,New Zealand | 131315 | 2025-08-10 |  | Approved | Cooling Only | N/A | No | Class 5 | No | N/A | N/A | N/A | N/A | N/A | N/A | N/A | Available | N/A | N/A |  |  | N/A |  |  | AAC5124 | No | - | - | - | - | 1750 | 0.55 | - | - | - | - | - | - | Yes | 460 | 1800 | - | - | - | - | - | - | - | - | - | - | - | - | - | - | - | - | - | - | - | - | - | - | - | - | - | - | - | - | - | - | - | - | - | - | 60 | 65 | 3.307 | 3.287 | 3.507 | 4.031 | 3.75 | 3.731 | 146 | 223 | 651 | 316 | 401 | 879 | 1.5 | 1.5 | 2 | - | - | - | - | - | - | - | - | - | - | - | - | - | - | - | - | - | - | - | - | N/A | N/A | N/A | 1 | 3.1624 | -
[SEER Non Multi-Split <=65kW] GEMS (Air Conditioners up to 65kW) Determination 2019 | MEPS 2019 | AS/NZS 3823.1.1:2012 | KAVWAC2KYE | KAVWAC2KY* | N/A | KOGAN | N/A | Non Ducted | Window Wall | - | Air | - | China | 0.55 | N/A | 1.75 | N/A | N/A | N/A | N/A | N/A | - | - | Calorimeter Room | 3.1498 | - | N/A | - | N/A | N/A | N/A | N/A | N/A | N/A | N/A | N/A | N/A | N/A | N/A | N/A | N/A | N/A | N/A | N/A | N/A | Single | R290 | Australia,Fiji,New Zealand | 131315 | 2025-08-10 |  | Approved | Cooling Only | N/A | No | Class 5 | No | N/A | N/A | N/A | N/A | N/A | N/A | N/A | Available | N/A | N/A |  |  | N/A |  |  | AAC5124 | No | - | - | - | - | 1750 | 0.55 | - | - | - | - | - | - | Yes | 460 | 1800 | - | - | - | - | - | - | - | - | - | - | - | - | - | - | - | - | - | - | - | - | - | - | - | - | - | - | - | - | - | - | - | - | - | - | 60 | 65 | 3.307 | 3.287 | 3.507 | 4.031 | 3.75 | 3.731 | 146 | 223 | 651 | 316 | 401 | 879 | 1.5 | 1.5 | 2 | - | - | - | - | - | - | - | - | - | - | - | - | - | - | - | - | - | - | - | - | N/A | N/A | N/A | 1 | 3.1624 | -
[SEER Non Multi-Split <=65kW] GEMS (Air Conditioners up to 65kW) Determination 2019 | MEPS 2019 | AS/NZS 3823.1.1:2012 | KAVWACI22Y* | KAVWACI22Y* | N/A | KOGAN | N/A | Non Ducted | Window Wall | - | Air | - | China | 0.7 | N/A | 2.2 | N/A | N/A | N/A | N/A | N/A | - | - | Calorimeter Room | 3.0863 | - | N/A | 85.9 | N/A | N/A | N/A | N/A | N/A | N/A | N/A | N/A | N/A | N/A | N/A | N/A | N/A | N/A | N/A | N/A | N/A | Single | R32 | Australia,Fiji,New Zealand | 163040 | 2029-07-21 |  | Approved | Cooling Only | N/A | No | Class 5 | No | N/A | N/A | N/A | N/A | N/A | N/A | N/A | Available | N/A | N/A |  |  | N/A |  |  | AAC8363 | Yes | Variable output compressor | Inverter | No | - | 2200 | 0.7 | - | 440 | 1140 | No | - | - | - | 639.8 | 2369.4 | No | 402.16 | 1227.78 | Yes | 170 | 700 | - | - | - | - | - | - | - | - | - | - | - | - | - | - | - | - | - | - | - | - | - | - | - | - | - | - | - | - | 58 | 64.1 | 3.23 | 3.259 | 3.368 | 3.904 | 3.724 | 3.522 | 189 | 282 | 854 | 410 | 507 | 1171 | 1.5 | 1.5 | 1.5 | - | - | - | - | - | - | - | - | - | - | - | - | - | - | - | - | - | - | - | - | N/A | N/A | N/A | 1 | 3.1278 | -
[SEER Non Multi-Split <=65kW] GEMS (Air Conditioners up to 65kW) Determination 2019 | MEPS 2019 | AS/NZS 3823.1.1:2012 | KAVWACI22YA | KAVWACI22Y* | N/A | KOGAN | N/A | Non Ducted | Window Wall | - | Air | - | China | 0.7 | N/A | 2.2 | N/A | N/A | N/A | N/A | N/A | - | - | Calorimeter Room | 3.0863 | - | N/A | 85.9 | N/A | N/A | N/A | N/A | N/A | N/A | N/A | N/A | N/A | N/A | N/A | N/A | N/A | N/A | N/A | N/A | N/A | Single | R32 | Australia,Fiji,New Zealand | 163040 | 2029-07-21 |  | Approved | Cooling Only | N/A | No | Class 5 | No | N/A | N/A | N/A | N/A | N/A | N/A | N/A | Available | N/A | N/A |  |  | N/A |  |  | AAC8363 | Yes | Variable output compressor | Inverter | No | - | 2200 | 0.7 | - | 440 | 1140 | No | - | - | - | 639.8 | 2369.4 | No | 402.16 | 1227.78 | Yes | 170 | 700 | - | - | - | - | - | - | - | - | - | - | - | - | - | - | - | - | - | - | - | - | - | - | - | - | - | - | - | - | 58 | 64.1 | 3.23 | 3.259 | 3.368 | 3.904 | 3.724 | 3.522 | 189 | 282 | 854 | 410 | 507 | 1171 | 1.5 | 1.5 | 1.5 | - | - | - | - | - | - | - | - | - | - | - | - | - | - | - | - | - | - | - | - | N/A | N/A | N/A | 1 | 3.1278 | -
[SEER Non Multi-Split <=65kW] GEMS (Air Conditioners up to 65kW) Determination 2019 | MEPS 2019 | AS/NZS 3823.1.1:2012 | KAVWACI22YB | KAVWACI22Y* | N/A | KOGAN | N/A | Non Ducted | Window Wall | - | Air | - | China | 0.7 | N/A | 2.2 | N/A | N/A | N/A | N/A | N/A | - | - | Calorimeter Room | 3.0863 | - | N/A | 85.9 | N/A | N/A | N/A | N/A | N/A | N/A | N/A | N/A | N/A | N/A | N/A | N/A | N/A | N/A | N/A | N/A | N/A | Single | R32 | Australia,Fiji,New Zealand | 163040 | 2029-07-21 |  | Approved | Cooling Only | N/A | No | Class 5 | No | N/A | N/A | N/A | N/A | N/A | N/A | N/A | Available | N/A | N/A |  |  | N/A |  |  | AAC8363 | Yes | Variable output compressor | Inverter | No | - | 2200 | 0.7 | - | 440 | 1140 | No | - | - | - | 639.8 | 2369.4 | No | 402.16 | 1227.78 | Yes | 170 | 700 | - | - | - | - | - | - | - | - | - | - | - | - | - | - | - | - | - | - | - | - | - | - | - | - | - | - | - | - | 58 | 64.1 | 3.23 | 3.259 | 3.368 | 3.904 | 3.724 | 3.522 | 189 | 282 | 854 | 410 | 507 | 1171 | 1.5 | 1.5 | 1.5 | - | - | - | - | - | - | - | - | - | - | - | - | - | - | - | - | - | - | - | - | N/A | N/A | N/A | 1 | 3.1278 | -
[SEER Non Multi-Split <=65kW] GEMS (Air Conditioners up to 65kW) Determination 2019 | MEPS 2019 | AS/NZS 3823.1.1:2012 | KAVWACI22YC | KAVWACI22Y* | N/A | KOGAN | N/A | Non Ducted | Window Wall | - | Air | - | China | 0.7 | N/A | 2.2 | N/A | N/A | N/A | N/A | N/A | - | - | Calorimeter Room | 3.0863 | - | N/A | 85.9 | N/A | N/A | N/A | N/A | N/A | N/A | N/A | N/A | N/A | N/A | N/A | N/A | N/A | N/A | N/A | N/A | N/A | Single | R32 | Australia,Fiji,New Zealand | 163040 | 2029-07-21 |  | Approved | Cooling Only | N/A | No | Class 5 | No | N/A | N/A | N/A | N/A | N/A | N/A | N/A | Available | N/A | N/A |  |  | N/A |  |  | AAC8363 | Yes | Variable output compressor | Inverter | No | - | 2200 | 0.7 | - | 440 | 1140 | No | - | - | - | 639.8 | 2369.4 | No | 402.16 | 1227.78 | Yes | 170 | 700 | - | - | - | - | - | - | - | - | - | - | - | - | - | - | - | - | - | - | - | - | - | - | - | - | - | - | - | - | 58 | 64.1 | 3.23 | 3.259 | 3.368 | 3.904 | 3.724 | 3.522 | 189 | 282 | 854 | 410 | 507 | 1171 | 1.5 | 1.5 | 1.5 | - | - | - | - | - | - | - | - | - | - | - | - | - | - | - | - | - | - | - | - | N/A | N/A | N/A | 1 | 3.1278 | -
[SEER Non Multi-Split <=65kW] GEMS (Air Conditioners up to 65kW) Determination 2019 | MEPS 2019 | AS/NZS 3823.1.1:2012 | KAVWACI22YD | KAVWACI22Y* | N/A | KOGAN | N/A | Non Ducted | Window Wall | - | Air | - | China | 0.7 | N/A | 2.2 | N/A | N/A | N/A | N/A | N/A | - | - | Calorimeter Room | 3.0863 | - | N/A | 85.9 | N/A | N/A | N/A | N/A | N/A | N/A | N/A | N/A | N/A | N/A | N/A | N/A | N/A | N/A | N/A | N/A | N/A | Single | R32 | Australia,Fiji,New Zealand | 163040 | 2029-07-21 |  | Approved | Cooling Only | N/A | No | Class 5 | No | N/A | N/A | N/A | N/A | N/A | N/A | N/A | Available | N/A | N/A |  |  | N/A |  |  | AAC8363 | Yes | Variable output compressor | Inverter | No | - | 2200 | 0.7 | - | 440 | 1140 | No | - | - | - | 639.8 | 2369.4 | No | 402.16 | 1227.78 | Yes | 170 | 700 | - | - | - | - | - | - | - | - | - | - | - | - | - | - | - | - | - | - | - | - | - | - | - | - | - | - | - | - | 58 | 64.1 | 3.23 | 3.259 | 3.368 | 3.904 | 3.724 | 3.522 | 189 | 282 | 854 | 410 | 507 | 1171 | 1.5 | 1.5 | 1.5 | - | - | - | - | - | - | - | - | - | - | - | - | - | - | - | - | - | - | - | - | N/A | N/A | N/A | 1 | 3.1278 | -
[SEER Non Multi-Split <=65kW] GEMS (Air Conditioners up to 65kW) Determination 2019 | MEPS 2019 | AS/NZS 3823.1.1:2012 | KAWDAC26T* | KAWDAC26T* | N/A | KOGAN | N/A | Non Ducted | Window Wall | - | Air | Air | China | 0.79 | N/A | 2.6 | N/A | N/A | N/A | N/A | N/A | 0.73 | 2.4 | Calorimeter Room | 3.2904 | 3.2866 | N/A | - | N/A | N/A | N/A | N/A | N/A | N/A | N/A | N/A | N/A | N/A | N/A | N/A | N/A | N/A | N/A | N/A | N/A | Single | R410A | Australia,Fiji,New Zealand | 130077 | 2025-06-24 |  | Approved | Reverse Cycle | N/A | No | Class 5 | No | N/A | N/A | N/A | N/A | N/A | N/A | N/A | Available | N/A | N/A |  |  | N/A |  |  | AAC4947 | No | - | - | - | - | 2600 | 0.79 | - | - | - | - | - | - | Yes | 715 | 2800 | - | - | - | - | - | - | 2400 | 0.73 | - | - | - | - | - | - | - | - | - | 600 | 1520 | - | - | - | - | - | - | - | - | - | No | - | - | - | - | - | 51.78 | 59.46 | 3.284 | 3.277 | 3.484 | 3.79 | 3.611 | 3.646 | 218 | 331 | 974 | 498 | 617 | 1336 | 1.5 | 1.5 | 1.5 | 2.329 | 2.518 | 2.754 | 2.469 | 2.664 | 2.801 | 1349 | 522 | 77 | 432 | 229 | 48 | 0.5 | 1 | 1 | - | - | - | - | - | N/A | N/A | N/A | 1.7 | 3.2674 | 3.262
[SEER Non Multi-Split <=65kW] GEMS (Air Conditioners up to 65kW) Determination 2019 | MEPS 2019 | AS/NZS 3823.1.1:2012 | KAWDAC26TA | KAWDAC26T* | N/A | KOGAN | N/A | Non Ducted | Window Wall | - | Air | Air | China | 0.79 | N/A | 2.6 | N/A | N/A | N/A | N/A | N/A | 0.73 | 2.4 | Calorimeter Room | 3.2904 | 3.2866 | N/A | - | N/A | N/A | N/A | N/A | N/A | N/A | N/A | N/A | N/A | N/A | N/A | N/A | N/A | N/A | N/A | N/A | N/A | Single | R410A | Australia,Fiji,New Zealand | 130077 | 2025-06-24 |  | Approved | Reverse Cycle | N/A | No | Class 5 | No | N/A | N/A | N/A | N/A | N/A | N/A | N/A | Available | N/A | N/A |  |  | N/A |  |  | AAC4947 | No | - | - | - | - | 2600 | 0.79 | - | - | - | - | - | - | Yes | 715 | 2800 | - | - | - | - | - | - | 2400 | 0.73 | - | - | - | - | - | - | - | - | - | 600 | 1520 | - | - | - | - | - | - | - | - | - | No | - | - | - | - | - | 51.78 | 59.46 | 3.284 | 3.277 | 3.484 | 3.79 | 3.611 | 3.646 | 218 | 331 | 974 | 498 | 617 | 1336 | 1.5 | 1.5 | 1.5 | 2.329 | 2.518 | 2.754 | 2.469 | 2.664 | 2.801 | 1349 | 522 | 77 | 432 | 229 | 48 | 0.5 | 1 | 1 | - | - | - | - | - | N/A | N/A | N/A | 1.7 | 3.2674 | 3.262
[SEER Non Multi-Split <=65kW] GEMS (Air Conditioners up to 65kW) Determination 2019 | MEPS 2019 | AS/NZS 3823.1.1:2012 | KAWDAC26TB | KAWDAC26T* | N/A | KOGAN | N/A | Non Ducted | Window Wall | - | Air | Air | China | 0.79 | N/A | 2.6 | N/A | N/A | N/A | N/A | N/A | 0.73 | 2.4 | Calorimeter Room | 3.2904 | 3.2866 | N/A | - | N/A | N/A | N/A | N/A | N/A | N/A | N/A | N/A | N/A | N/A | N/A | N/A | N/A | N/A | N/A | N/A | N/A | Single | R410A | Australia,Fiji,New Zealand | 130077 | 2025-06-24 |  | Approved | Reverse Cycle | N/A | No | Class 5 | No | N/A | N/A | N/A | N/A | N/A | N/A | N/A | Available | N/A | N/A |  |  | N/A |  |  | AAC4947 | No | - | - | - | - | 2600 | 0.79 | - | - | - | - | - | - | Yes | 715 | 2800 | - | - | - | - | - | - | 2400 | 0.73 | - | - | - | - | - | - | - | - | - | 600 | 1520 | - | - | - | - | - | - | - | - | - | No | - | - | - | - | - | 51.78 | 59.46 | 3.284 | 3.277 | 3.484 | 3.79 | 3.611 | 3.646 | 218 | 331 | 974 | 498 | 617 | 1336 | 1.5 | 1.5 | 1.5 | 2.329 | 2.518 | 2.754 | 2.469 | 2.664 | 2.801 | 1349 | 522 | 77 | 432 | 229 | 48 | 0.5 | 1 | 1 | - | - | - | - | - | N/A | N/A | N/A | 1.7 | 3.2674 | 3.262
[SEER Non Multi-Split <=65kW] GEMS (Air Conditioners up to 65kW) Determination 2019 | MEPS 2019 | AS/NZS 3823.1.1:2012 | KAWDAC26TC | KAWDAC26T* | N/A | KOGAN | N/A | Non Ducted | Window Wall | - | Air | Air | China | 0.79 | N/A | 2.6 | N/A | N/A | N/A | N/A | N/A | 0.73 | 2.4 | Calorimeter Room | 3.2904 | 3.2866 | N/A | - | N/A | N/A | N/A | N/A | N/A | N/A | N/A | N/A | N/A | N/A | N/A | N/A | N/A | N/A | N/A | N/A | N/A | Single | R410A | Australia,Fiji,New Zealand | 130077 | 2025-06-24 |  | Approved | Reverse Cycle | N/A | No | Class 5 | No | N/A | N/A | N/A | N/A | N/A | N/A | N/A | Available | N/A | N/A |  |  | N/A |  |  | AAC4947 | No | - | - | - | - | 2600 | 0.79 | - | - | - | - | - | - | Yes | 715 | 2800 | - | - | - | - | - | - | 2400 | 0.73 | - | - | - | - | - | - | - | - | - | 600 | 1520 | - | - | - | - | - | - | - | - | - | No | - | - | - | - | - | 51.78 | 59.46 | 3.284 | 3.277 | 3.484 | 3.79 | 3.611 | 3.646 | 218 | 331 | 974 | 498 | 617 | 1336 | 1.5 | 1.5 | 1.5 | 2.329 | 2.518 | 2.754 | 2.469 | 2.664 | 2.801 | 1349 | 522 | 77 | 432 | 229 | 48 | 0.5 | 1 | 1 | - | - | - | - | - | N/A | N/A | N/A | 1.7 | 3.2674 | 3.262
[SEER Non Multi-Split <=65kW] GEMS (Air Conditioners up to 65kW) Determination 2019 | MEPS 2019 | AS/NZS 3823.1.1:2012 | KAWDAC26TD | KAWDAC26T* | N/A | KOGAN | N/A | Non Ducted | Window Wall | - | Air | Air | China | 0.79 | N/A | 2.6 | N/A | N/A | N/A | N/A | N/A | 0.73 | 2.4 | Calorimeter Room | 3.2904 | 3.2866 | N/A | - | N/A | N/A | N/A | N/A | N/A | N/A | N/A | N/A | N/A | N/A | N/A | N/A | N/A | N/A | N/A | N/A | N/A | Single | R410A | Australia,Fiji,New Zealand | 130077 | 2025-06-24 |  | Approved | Reverse Cycle | N/A | No | Class 5 | No | N/A | N/A | N/A | N/A | N/A | N/A | N/A | Available | N/A | N/A |  |  | N/A |  |  | AAC4947 | No | - | - | - | - | 2600 | 0.79 | - | - | - | - | - | - | Yes | 715 | 2800 | - | - | - | - | - | - | 2400 | 0.73 | - | - | - | - | - | - | - | - | - | 600 | 1520 | - | - | - | - | - | - | - | - | - | No | - | - | - | - | - | 51.78 | 59.46 | 3.284 | 3.277 | 3.484 | 3.79 | 3.611 | 3.646 | 218 | 331 | 974 | 498 | 617 | 1336 | 1.5 | 1.5 | 1.5 | 2.329 | 2.518 | 2.754 | 2.469 | 2.664 | 2.801 | 1349 | 522 | 77 | 432 | 229 | 48 | 0.5 | 1 | 1 | - | - | - | - | - | N/A | N/A | N/A | 1.7 | 3.2674 | 3.262
[SEER Non Multi-Split <=65kW] GEMS (Air Conditioners up to 65kW) Determination 2019 | MEPS 2019 | AS/NZS 3823.1.1:2012 | KAWDAC41T* | KAWDAC41T* | N/A | KOGAN | N/A | Non Ducted | Window Wall | - | Air | Air | China | 1.25 | N/A | 4.1 | N/A | N/A | N/A | N/A | N/A | 1.09 | 3.6 | Calorimeter Room | 3.2662 | 3.2721 | N/A | - | N/A | N/A | N/A | N/A | N/A | N/A | N/A | N/A | N/A | N/A | N/A | N/A | N/A | N/A | N/A | N/A | N/A | Single | R410A | Australia,Fiji,New Zealand | 130078 | 2025-06-24 |  | Approved | Reverse Cycle | N/A | No | Class 5 | No | N/A | N/A | N/A | N/A | N/A | N/A | N/A | Available | N/A | N/A |  |  | N/A |  |  | AAC4946 | No | - | - | - | - | 4100 | 1.25 | - | - | - | - | - | - | Yes | 1125 | 4500 | - | - | - | - | - | - | 3600 | 1.09 | - | - | - | - | - | - | - | - | - | 985 | 2770 | - | - | - | - | - | - | - | - | - | No | - | - | - | - | - | 53.34 | 59.67 | 3.369 | 3.346 | 3.551 | 3.935 | 3.722 | 3.733 | 337 | 511 | 1508 | 758 | 945 | 2058 | 1.5 | 1.5 | 2 | 2.564 | 2.721 | 2.791 | 2.616 | 2.776 | 2.821 | 1838 | 724 | 113 | 611 | 329 | 71 | 1 | 1 | 1 | - | - | - | - | - | N/A | N/A | N/A | 2 | 3.2624 | 3.2824
[SEER Non Multi-Split <=65kW] GEMS (Air Conditioners up to 65kW) Determination 2019 | MEPS 2019 | AS/NZS 3823.1.1:2012 | KAWDAC41TA | KAWDAC41T* | N/A | KOGAN | N/A | Non Ducted | Window Wall | - | Air | Air | China | 1.25 | N/A | 4.1 | N/A | N/A | N/A | N/A | N/A | 1.09 | 3.6 | Calorimeter Room | 3.2662 | 3.2721 | N/A | - | N/A | N/A | N/A | N/A | N/A | N/A | N/A | N/A | N/A | N/A | N/A | N/A | N/A | N/A | N/A | N/A | N/A | Single | R410A | Australia,Fiji,New Zealand | 130078 | 2025-06-24 |  | Approved | Reverse Cycle | N/A | No | Class 5 | No | N/A | N/A | N/A | N/A | N/A | N/A | N/A | Available | N/A | N/A |  |  | N/A |  |  | AAC4946 | No | - | - | - | - | 4100 | 1.25 | - | - | - | - | - | - | Yes | 1125 | 4500 | - | - | - | - | - | - | 3600 | 1.09 | - | - | - | - | - | - | - | - | - | 985 | 2770 | - | - | - | - | - | - | - | - | - | No | - | - | - | - | - | 53.34 | 59.67 | 3.369 | 3.346 | 3.551 | 3.935 | 3.722 | 3.733 | 337 | 511 | 1508 | 758 | 945 | 2058 | 1.5 | 1.5 | 2 | 2.564 | 2.721 | 2.791 | 2.616 | 2.776 | 2.821 | 1838 | 724 | 113 | 611 | 329 | 71 | 1 | 1 | 1 | - | - | - | - | - | N/A | N/A | N/A | 2 | 3.2624 | 3.2824
[SEER Non Multi-Split <=65kW] GEMS (Air Conditioners up to 65kW) Determination 2019 | MEPS 2019 | AS/NZS 3823.1.1:2012 | KAWDAC41TB | KAWDAC41T* | N/A | KOGAN | N/A | Non Ducted | Window Wall | - | Air | Air | China | 1.25 | N/A | 4.1 | N/A | N/A | N/A | N/A | N/A | 1.09 | 3.6 | Calorimeter Room | 3.2662 | 3.2721 | N/A | - | N/A | N/A | N/A | N/A | N/A | N/A | N/A | N/A | N/A | N/A | N/A | N/A | N/A | N/A | N/A | N/A | N/A | Single | R410A | Australia,Fiji,New Zealand | 130078 | 2025-06-24 |  | Approved | Reverse Cycle | N/A | No | Class 5 | No | N/A | N/A | N/A | N/A | N/A | N/A | N/A | Available | N/A | N/A |  |  | N/A |  |  | AAC4946 | No | - | - | - | - | 4100 | 1.25 | - | - | - | - | - | - | Yes | 1125 | 4500 | - | - | - | - | - | - | 3600 | 1.09 | - | - | - | - | - | - | - | - | - | 985 | 2770 | - | - | - | - | - | - | - | - | - | No | - | - | - | - | - | 53.34 | 59.67 | 3.369 | 3.346 | 3.551 | 3.935 | 3.722 | 3.733 | 337 | 511 | 1508 | 758 | 945 | 2058 | 1.5 | 1.5 | 2 | 2.564 | 2.721 | 2.791 | 2.616 | 2.776 | 2.821 | 1838 | 724 | 113 | 611 | 329 | 71 | 1 | 1 | 1 | - | - | - | - | - | N/A | N/A | N/A | 2 | 3.2624 | 3.2824
[SEER Non Multi-Split <=65kW] GEMS (Air Conditioners up to 65kW) Determination 2019 | MEPS 2019 | AS/NZS 3823.1.1:2012 | KAWDAC41TC | KAWDAC41T* | N/A | KOGAN | N/A | Non Ducted | Window Wall | - | Air | Air | China | 1.25 | N/A | 4.1 | N/A | N/A | N/A | N/A | N/A | 1.09 | 3.6 | Calorimeter Room | 3.2662 | 3.2721 | N/A | - | N/A | N/A | N/A | N/A | N/A | N/A | N/A | N/A | N/A | N/A | N/A | N/A | N/A | N/A | N/A | N/A | N/A | Single | R410A | Australia,Fiji,New Zealand | 130078 | 2025-06-24 |  | Approved | Reverse Cycle | N/A | No | Class 5 | No | N/A | N/A | N/A | N/A | N/A | N/A | N/A | Available | N/A | N/A |  |  | N/A |  |  | AAC4946 | No | - | - | - | - | 4100 | 1.25 | - | - | - | - | - | - | Yes | 1125 | 4500 | - | - | - | - | - | - | 3600 | 1.09 | - | - | - | - | - | - | - | - | - | 985 | 2770 | - | - | - | - | - | - | - | - | - | No | - | - | - | - | - | 53.34 | 59.67 | 3.369 | 3.346 | 3.551 | 3.935 | 3.722 | 3.733 | 337 | 511 | 1508 | 758 | 945 | 2058 | 1.5 | 1.5 | 2 | 2.564 | 2.721 | 2.791 | 2.616 | 2.776 | 2.821 | 1838 | 724 | 113 | 611 | 329 | 71 | 1 | 1 | 1 | - | - | - | - | - | N/A | N/A | N/A | 2 | 3.2624 | 3.2824
[SEER Non Multi-Split <=65kW] GEMS (Air Conditioners up to 65kW) Determination 2019 | MEPS 2019 | AS/NZS 3823.1.1:2012 | KAWDAC41TD | KAWDAC41T* | N/A | KOGAN | N/A | Non Ducted | Window Wall | - | Air | Air | China | 1.25 | N/A | 4.1 | N/A | N/A | N/A | N/A | N/A | 1.09 | 3.6 | Calorimeter Room | 3.2662 | 3.2721 | N/A | - | N/A | N/A | N/A | N/A | N/A | N/A | N/A | N/A | N/A | N/A | N/A | N/A | N/A | N/A | N/A | N/A | N/A | Single | R410A | Australia,Fiji,New Zealand | 130078 | 2025-06-24 |  | Approved | Reverse Cycle | N/A | No | Class 5 | No | N/A | N/A | N/A | N/A | N/A | N/A | N/A | Available | N/A | N/A |  |  | N/A |  |  | AAC4946 | No | - | - | - | - | 4100 | 1.25 | - | - | - | - | - | - | Yes | 1125 | 4500 | - | - | - | - | - | - | 3600 | 1.09 | - | - | - | - | - | - | - | - | - | 985 | 2770 | - | - | - | - | - | - | - | - | - | No | - | - | - | - | - | 53.34 | 59.67 | 3.369 | 3.346 | 3.551 | 3.935 | 3.722 | 3.733 | 337 | 511 | 1508 | 758 | 945 | 2058 | 1.5 | 1.5 | 2 | 2.564 | 2.721 | 2.791 | 2.616 | 2.776 | 2.821 | 1838 | 724 | 113 | 611 | 329 | 71 | 1 | 1 | 1 | - | - | - | - | - | N/A | N/A | N/A | 2 | 3.2624 | 3.2824
[SEER Non Multi-Split <=65kW] GEMS (Air Conditioners up to 65kW) Determination 2019 | MEPS 2019 | AS/NZS 3823.1.1:2012 | KAWDACC17T* | KAWDACC17T* | N/A | KOGAN | N/A | Non Ducted | Window Wall | - | Air | - | China | 0.52 | N/A | 1.7 | N/A | N/A | N/A | N/A | N/A | - | - | Calorimeter Room | 3.3129 | - | N/A | - | N/A | N/A | N/A | N/A | N/A | N/A | N/A | N/A | N/A | N/A | N/A | N/A | N/A | N/A | N/A | N/A | N/A | Single | R32 | Australia,Fiji,New Zealand | 161711 | 2029-05-15 |  | Approved | Cooling Only | N/A | No | Class 5 | No | N/A | N/A | N/A | N/A | N/A | N/A | N/A | Available | N/A | N/A |  |  | N/A |  |  | AAC8241 | No | - | - | - | - | 1700 | 0.52 | - | - | - | - | - | - | Yes | 460 | 1850 | - | - | - | - | - | - | - | - | - | - | - | - | - | - | - | - | - | - | - | - | - | - | - | - | - | - | - | - | - | - | - | - | - | - | 56.7 | 64.6 | 3.287 | 3.283 | 3.546 | 3.956 | 3.732 | 3.753 | 142 | 214 | 624 | 311 | 389 | 847 | 1.5 | 1.5 | 2 | - | - | - | - | - | - | - | - | - | - | - | - | - | - | - | - | - | - | - | - | N/A | N/A | N/A | 1.6 | 3.2356 | -
[SEER Non Multi-Split <=65kW] GEMS (Air Conditioners up to 65kW) Determination 2019 | MEPS 2019 | AS/NZS 3823.1.1:2012 | KAWDACC17TA | KAWDACC17T* | N/A | KOGAN | N/A | Non Ducted | Window Wall | - | Air | - | China | 0.52 | N/A | 1.7 | N/A | N/A | N/A | N/A | N/A | - | - | Calorimeter Room | 3.3129 | - | N/A | - | N/A | N/A | N/A | N/A | N/A | N/A | N/A | N/A | N/A | N/A | N/A | N/A | N/A | N/A | N/A | N/A | N/A | Single | R32 | Australia,Fiji,New Zealand | 161711 | 2029-05-15 |  | Approved | Cooling Only | N/A | No | Class 5 | No | N/A | N/A | N/A | N/A | N/A | N/A | N/A | Available | N/A | N/A |  |  | N/A |  |  | AAC8241 | No | - | - | - | - | 1700 | 0.52 | - | - | - | - | - | - | Yes | 460 | 1850 | - | - | - | - | - | - | - | - | - | - | - | - | - | - | - | - | - | - | - | - | - | - | - | - | - | - | - | - | - | - | - | - | - | - | 56.7 | 64.6 | 3.287 | 3.283 | 3.546 | 3.956 | 3.732 | 3.753 | 142 | 214 | 624 | 311 | 389 | 847 | 1.5 | 1.5 | 2 | - | - | - | - | - | - | - | - | - | - | - | - | - | - | - | - | - | - | - | - | N/A | N/A | N/A | 1.6 | 3.2356 | -
[SEER Non Multi-Split <=65kW] GEMS (Air Conditioners up to 65kW) Determination 2019 | MEPS 2019 | AS/NZS 3823.1.1:2012 | KAWDACC17TB | KAWDACC17T* | N/A | KOGAN | N/A | Non Ducted | Window Wall | - | Air | - | China | 0.52 | N/A | 1.7 | N/A | N/A | N/A | N/A | N/A | - | - | Calorimeter Room | 3.3129 | - | N/A | - | N/A | N/A | N/A | N/A | N/A | N/A | N/A | N/A | N/A | N/A | N/A | N/A | N/A | N/A | N/A | N/A | N/A | Single | R32 | Australia,Fiji,New Zealand | 161711 | 2029-05-15 |  | Approved | Cooling Only | N/A | No | Class 5 | No | N/A | N/A | N/A | N/A | N/A | N/A | N/A | Available | N/A | N/A |  |  | N/A |  |  | AAC8241 | No | - | - | - | - | 1700 | 0.52 | - | - | - | - | - | - | Yes | 460 | 1850 | - | - | - | - | - | - | - | - | - | - | - | - | - | - | - | - | - | - | - | - | - | - | - | - | - | - | - | - | - | - | - | - | - | - | 56.7 | 64.6 | 3.287 | 3.283 | 3.546 | 3.956 | 3.732 | 3.753 | 142 | 214 | 624 | 311 | 389 | 847 | 1.5 | 1.5 | 2 | - | - | - | - | - | - | - | - | - | - | - | - | - | - | - | - | - | - | - | - | N/A | N/A | N/A | 1.6 | 3.2356 | -
[SEER Non Multi-Split <=65kW] GEMS (Air Conditioners up to 65kW) Determination 2019 | MEPS 2019 | AS/NZS 3823.1.1:2012 | KAWDACC17TC | KAWDACC17T* | N/A | KOGAN | N/A | Non Ducted | Window Wall | - | Air | - | China | 0.52 | N/A | 1.7 | N/A | N/A | N/A | N/A | N/A | - | - | Calorimeter Room | 3.3129 | - | N/A | - | N/A | N/A | N/A | N/A | N/A | N/A | N/A | N/A | N/A | N/A | N/A | N/A | N/A | N/A | N/A | N/A | N/A | Single | R32 | Australia,Fiji,New Zealand | 161711 | 2029-05-15 |  | Approved | Cooling Only | N/A | No | Class 5 | No | N/A | N/A | N/A | N/A | N/A | N/A | N/A | Available | N/A | N/A |  |  | N/A |  |  | AAC8241 | No | - | - | - | - | 1700 | 0.52 | - | - | - | - | - | - | Yes | 460 | 1850 | - | - | - | - | - | - | - | - | - | - | - | - | - | - | - | - | - | - | - | - | - | - | - | - | - | - | - | - | - | - | - | - | - | - | 56.7 | 64.6 | 3.287 | 3.283 | 3.546 | 3.956 | 3.732 | 3.753 | 142 | 214 | 624 | 311 | 389 | 847 | 1.5 | 1.5 | 2 | - | - | - | - | - | - | - | - | - | - | - | - | - | - | - | - | - | - | - | - | N/A | N/A | N/A | 1.6 | 3.2356 | -
[SEER Non Multi-Split <=65kW] GEMS (Air Conditioners up to 65kW) Determination 2019 | MEPS 2019 | AS/NZS 3823.1.1:2012 | KAWDACC17TD | KAWDACC17T* | N/A | KOGAN | N/A | Non Ducted | Window Wall | - | Air | - | China | 0.52 | N/A | 1.7 | N/A | N/A | N/A | N/A | N/A | - | - | Calorimeter Room | 3.3129 | - | N/A | - | N/A | N/A | N/A | N/A | N/A | N/A | N/A | N/A | N/A | N/A | N/A | N/A | N/A | N/A | N/A | N/A | N/A | Single | R32 | Australia,Fiji,New Zealand | 161711 | 2029-05-15 |  | Approved | Cooling Only | N/A | No | Class 5 | No | N/A | N/A | N/A | N/A | N/A | N/A | N/A | Available | N/A | N/A |  |  | N/A |  |  | AAC8241 | No | - | - | - | - | 1700 | 0.52 | - | - | - | - | - | - | Yes | 460 | 1850 | - | - | - | - | - | - | - | - | - | - | - | - | - | - | - | - | - | - | - | - | - | - | - | - | - | - | - | - | - | - | - | - | - | - | 56.7 | 64.6 | 3.287 | 3.283 | 3.546 | 3.956 | 3.732 | 3.753 | 142 | 214 | 624 | 311 | 389 | 847 | 1.5 | 1.5 | 2 | - | - | - | - | - | - | - | - | - | - | - | - | - | - | - | - | - | - | - | - | N/A | N/A | N/A | 1.6 | 3.2356 | -
[SEER Non Multi-Split <=65kW] GEMS (Air Conditioners up to 65kW) Determination 2019 | MEPS 2019 | AS/NZS 3823.1.1:2012 | KAWDACR27T* | KAWDACR27T* | N/A | KOGAN | N/A | Non Ducted | Window Wall | - | Air | Air | China | 0.82 | N/A | 2.7 | N/A | N/A | N/A | N/A | N/A | 0.69 | 2.4 | Calorimeter Room | 3.2762 | 3.4129 | N/A | - | N/A | N/A | N/A | N/A | N/A | N/A | N/A | N/A | N/A | N/A | N/A | N/A | N/A | N/A | N/A | N/A | N/A | Single | R32 | Australia,Fiji,New Zealand | 161739 | 2029-05-14 |  | Approved | Reverse Cycle | N/A | No | Class 5 | No | N/A | N/A | N/A | N/A | N/A | N/A | N/A | Available | N/A | N/A |  |  | N/A |  |  | AAC8240 | No | - | - | - | - | 2700 | 0.82 | - | - | - | - | - | - | Yes | 730 | 2900 | - | - | - | - | - | - | 2400 | 0.69 | - | - | - | - | - | - | - | - | - | 640 | 1800 | - | - | - | - | - | - | - | - | - | No | - | - | - | - | - | 52.75 | 62.81 | 3.33 | 3.318 | 3.534 | 3.9 | 3.694 | 3.715 | 224 | 339 | 997 | 503 | 626 | 1361 | 1.5 | 1.5 | 2 | 2.605 | 2.783 | 2.921 | 2.694 | 2.886 | 2.964 | 1207 | 473 | 73 | 396 | 212 | 46 | 1 | 1 | 1 | - | - | - | - | - | N/A | N/A | N/A | 1.7 | 3.2698 | 3.4495
[SEER Non Multi-Split <=65kW] GEMS (Air Conditioners up to 65kW) Determination 2019 | MEPS 2019 | AS/NZS 3823.1.1:2012 | KAWDACR27TA | KAWDACR27T* | N/A | KOGAN | N/A | Non Ducted | Window Wall | - | Air | Air | China | 0.82 | N/A | 2.7 | N/A | N/A | N/A | N/A | N/A | 0.69 | 2.4 | Calorimeter Room | 3.2762 | 3.4129 | N/A | - | N/A | N/A | N/A | N/A | N/A | N/A | N/A | N/A | N/A | N/A | N/A | N/A | N/A | N/A | N/A | N/A | N/A | Single | R32 | Australia,Fiji,New Zealand | 161739 | 2029-05-14 |  | Approved | Reverse Cycle | N/A | No | Class 5 | No | N/A | N/A | N/A | N/A | N/A | N/A | N/A | Available | N/A | N/A |  |  | N/A |  |  | AAC8240 | No | - | - | - | - | 2700 | 0.82 | - | - | - | - | - | - | Yes | 730 | 2900 | - | - | - | - | - | - | 2400 | 0.69 | - | - | - | - | - | - | - | - | - | 640 | 1800 | - | - | - | - | - | - | - | - | - | No | - | - | - | - | - | 52.75 | 62.81 | 3.33 | 3.318 | 3.534 | 3.9 | 3.694 | 3.715 | 224 | 339 | 997 | 503 | 626 | 1361 | 1.5 | 1.5 | 2 | 2.605 | 2.783 | 2.921 | 2.694 | 2.886 | 2.964 | 1207 | 473 | 73 | 396 | 212 | 46 | 1 | 1 | 1 | - | - | - | - | - | N/A | N/A | N/A | 1.7 | 3.2698 | 3.4495
[SEER Non Multi-Split <=65kW] GEMS (Air Conditioners up to 65kW) Determination 2019 | MEPS 2019 | AS/NZS 3823.1.1:2012 | KAWDACR27TB | KAWDACR27T* | N/A | KOGAN | N/A | Non Ducted | Window Wall | - | Air | Air | China | 0.82 | N/A | 2.7 | N/A | N/A | N/A | N/A | N/A | 0.69 | 2.4 | Calorimeter Room | 3.2762 | 3.4129 | N/A | - | N/A | N/A | N/A | N/A | N/A | N/A | N/A | N/A | N/A | N/A | N/A | N/A | N/A | N/A | N/A | N/A | N/A | Single | R32 | Australia,Fiji,New Zealand | 161739 | 2029-05-14 |  | Approved | Reverse Cycle | N/A | No | Class 5 | No | N/A | N/A | N/A | N/A | N/A | N/A | N/A | Available | N/A | N/A |  |  | N/A |  |  | AAC8240 | No | - | - | - | - | 2700 | 0.82 | - | - | - | - | - | - | Yes | 730 | 2900 | - | - | - | - | - | - | 2400 | 0.69 | - | - | - | - | - | - | - | - | - | 640 | 1800 | - | - | - | - | - | - | - | - | - | No | - | - | - | - | - | 52.75 | 62.81 | 3.33 | 3.318 | 3.534 | 3.9 | 3.694 | 3.715 | 224 | 339 | 997 | 503 | 626 | 1361 | 1.5 | 1.5 | 2 | 2.605 | 2.783 | 2.921 | 2.694 | 2.886 | 2.964 | 1207 | 473 | 73 | 396 | 212 | 46 | 1 | 1 | 1 | - | - | - | - | - | N/A | N/A | N/A | 1.7 | 3.2698 | 3.4495
[SEER Non Multi-Split <=65kW] GEMS (Air Conditioners up to 65kW) Determination 2019 | MEPS 2019 | AS/NZS 3823.1.1:2012 | KAWDACR27TC | KAWDACR27T* | N/A | KOGAN | N/A | Non Ducted | Window Wall | - | Air | Air | China | 0.82 | N/A | 2.7 | N/A | N/A | N/A | N/A | N/A | 0.69 | 2.4 | Calorimeter Room | 3.2762 | 3.4129 | N/A | - | N/A | N/A | N/A | N/A | N/A | N/A | N/A | N/A | N/A | N/A | N/A | N/A | N/A | N/A | N/A | N/A | N/A | Single | R32 | Australia,Fiji,New Zealand | 161739 | 2029-05-14 |  | Approved | Reverse Cycle | N/A | No | Class 5 | No | N/A | N/A | N/A | N/A | N/A | N/A | N/A | Available | N/A | N/A |  |  | N/A |  |  | AAC8240 | No | - | - | - | - | 2700 | 0.82 | - | - | - | - | - | - | Yes | 730 | 2900 | - | - | - | - | - | - | 2400 | 0.69 | - | - | - | - | - | - | - | - | - | 640 | 1800 | - | - | - | - | - | - | - | - | - | No | - | - | - | - | - | 52.75 | 62.81 | 3.33 | 3.318 | 3.534 | 3.9 | 3.694 | 3.715 | 224 | 339 | 997 | 503 | 626 | 1361 | 1.5 | 1.5 | 2 | 2.605 | 2.783 | 2.921 | 2.694 | 2.886 | 2.964 | 1207 | 473 | 73 | 396 | 212 | 46 | 1 | 1 | 1 | - | - | - | - | - | N/A | N/A | N/A | 1.7 | 3.2698 | 3.4495
[SEER Non Multi-Split <=65kW] GEMS (Air Conditioners up to 65kW) Determination 2019 | MEPS 2019 | AS/NZS 3823.1.1:2012 | KAWDACR27TD | KAWDACR27T* | N/A | KOGAN | N/A | Non Ducted | Window Wall | - | Air | Air | China | 0.82 | N/A | 2.7 | N/A | N/A | N/A | N/A | N/A | 0.69 | 2.4 | Calorimeter Room | 3.2762 | 3.4129 | N/A | - | N/A | N/A | N/A | N/A | N/A | N/A | N/A | N/A | N/A | N/A | N/A | N/A | N/A | N/A | N/A | N/A | N/A | Single | R32 | Australia,Fiji,New Zealand | 161739 | 2029-05-14 |  | Approved | Reverse Cycle | N/A | No | Class 5 | No | N/A | N/A | N/A | N/A | N/A | N/A | N/A | Available | N/A | N/A |  |  | N/A |  |  | AAC8240 | No | - | - | - | - | 2700 | 0.82 | - | - | - | - | - | - | Yes | 730 | 2900 | - | - | - | - | - | - | 2400 | 0.69 | - | - | - | - | - | - | - | - | - | 640 | 1800 | - | - | - | - | - | - | - | - | - | No | - | - | - | - | - | 52.75 | 62.81 | 3.33 | 3.318 | 3.534 | 3.9 | 3.694 | 3.715 | 224 | 339 | 997 | 503 | 626 | 1361 | 1.5 | 1.5 | 2 | 2.605 | 2.783 | 2.921 | 2.694 | 2.886 | 2.964 | 1207 | 473 | 73 | 396 | 212 | 46 | 1 | 1 | 1 | - | - | - | - | - | N/A | N/A | N/A | 1.7 | 3.2698 | 3.4495
[SEER Non Multi-Split <=65kW] GEMS (Air Conditioners up to 65kW) Determination 2019 | MEPS 2019 | AS/NZS 3823.1.1:2012 | KAWDACR41T* | KAWDACR41T* | N/A | KOGAN | N/A | Non Ducted | Window Wall | - | Air | Air | China | 1.28 | N/A | 4.2 | N/A | N/A | N/A | N/A | N/A | 1.07 | 3.6 | Calorimeter Room | 3.2606 | 3.2218 | N/A | - | N/A | N/A | N/A | N/A | N/A | N/A | N/A | N/A | N/A | N/A | N/A | N/A | N/A | N/A | N/A | N/A | N/A | Single | R32 | Australia,Fiji,New Zealand | 162481 | 2029-06-19 |  | Approved | Reverse Cycle | N/A | No | Class 5 | No | N/A | N/A | N/A | N/A | N/A | N/A | N/A | Available | N/A | N/A |  |  | N/A |  |  | AAC8304 | No | - | - | - | - | 4200 | 1.28 | - | - | - | - | - | - | Yes | 1140 | 4700 | - | - | - | - | - | - | 3600 | 1.07 | - | - | - | - | - | - | - | - | - | 970 | 2620 | - | - | - | - | - | - | - | - | - | No | - | - | - | - | - | 57.84 | 63.77 | 3.465 | 3.427 | 3.645 | 4.13 | 3.871 | 3.857 | 336 | 512 | 1506 | 740 | 930 | 2041 | 1.5 | 1.5 | 2 | 2.508 | 2.681 | 2.825 | 2.601 | 2.787 | 2.867 | 1878 | 734 | 111 | 614 | 327 | 69 | 1 | 1 | 1 | - | - | - | - | - | N/A | N/A | N/A | 1.712 | 3.2665 | 3.3464
[SEER Non Multi-Split <=65kW] GEMS (Air Conditioners up to 65kW) Determination 2019 | MEPS 2019 | AS/NZS 3823.1.1:2012 | KAWDACR41TA | KAWDACR41T* | N/A | KOGAN | N/A | Non Ducted | Window Wall | - | Air | Air | China | 1.28 | N/A | 4.2 | N/A | N/A | N/A | N/A | N/A | 1.07 | 3.6 | Calorimeter Room | 3.2606 | 3.2218 | N/A | - | N/A | N/A | N/A | N/A | N/A | N/A | N/A | N/A | N/A | N/A | N/A | N/A | N/A | N/A | N/A | N/A | N/A | Single | R32 | Australia,Fiji,New Zealand | 162481 | 2029-06-19 |  | Approved | Reverse Cycle | N/A | No | Class 5 | No | N/A | N/A | N/A | N/A | N/A | N/A | N/A | Available | N/A | N/A |  |  | N/A |  |  | AAC8304 | No | - | - | - | - | 4200 | 1.28 | - | - | - | - | - | - | Yes | 1140 | 4700 | - | - | - | - | - | - | 3600 | 1.07 | - | - | - | - | - | - | - | - | - | 970 | 2620 | - | - | - | - | - | - | - | - | - | No | - | - | - | - | - | 57.84 | 63.77 | 3.465 | 3.427 | 3.645 | 4.13 | 3.871 | 3.857 | 336 | 512 | 1506 | 740 | 930 | 2041 | 1.5 | 1.5 | 2 | 2.508 | 2.681 | 2.825 | 2.601 | 2.787 | 2.867 | 1878 | 734 | 111 | 614 | 327 | 69 | 1 | 1 | 1 | - | - | - | - | - | N/A | N/A | N/A | 1.712 | 3.2665 | 3.3464
[SEER Non Multi-Split <=65kW] GEMS (Air Conditioners up to 65kW) Determination 2019 | MEPS 2019 | AS/NZS 3823.1.1:2012 | KAWDACR41TB | KAWDACR41T* | N/A | KOGAN | N/A | Non Ducted | Window Wall | - | Air | Air | China | 1.28 | N/A | 4.2 | N/A | N/A | N/A | N/A | N/A | 1.07 | 3.6 | Calorimeter Room | 3.2606 | 3.2218 | N/A | - | N/A | N/A | N/A | N/A | N/A | N/A | N/A | N/A | N/A | N/A | N/A | N/A | N/A | N/A | N/A | N/A | N/A | Single | R32 | Australia,Fiji,New Zealand | 162481 | 2029-06-19 |  | Approved | Reverse Cycle | N/A | No | Class 5 | No | N/A | N/A | N/A | N/A | N/A | N/A | N/A | Available | N/A | N/A |  |  | N/A |  |  | AAC8304 | No | - | - | - | - | 4200 | 1.28 | - | - | - | - | - | - | Yes | 1140 | 4700 | - | - | - | - | - | - | 3600 | 1.07 | - | - | - | - | - | - | - | - | - | 970 | 2620 | - | - | - | - | - | - | - | - | - | No | - | - | - | - | - | 57.84 | 63.77 | 3.465 | 3.427 | 3.645 | 4.13 | 3.871 | 3.857 | 336 | 512 | 1506 | 740 | 930 | 2041 | 1.5 | 1.5 | 2 | 2.508 | 2.681 | 2.825 | 2.601 | 2.787 | 2.867 | 1878 | 734 | 111 | 614 | 327 | 69 | 1 | 1 | 1 | - | - | - | - | - | N/A | N/A | N/A | 1.712 | 3.2665 | 3.3464
[SEER Non Multi-Split <=65kW] GEMS (Air Conditioners up to 65kW) Determination 2019 | MEPS 2019 | AS/NZS 3823.1.1:2012 | KAWDACR41TC | KAWDACR41T* | N/A | KOGAN | N/A | Non Ducted | Window Wall | - | Air | Air | China | 1.28 | N/A | 4.2 | N/A | N/A | N/A | N/A | N/A | 1.07 | 3.6 | Calorimeter Room | 3.2606 | 3.2218 | N/A | - | N/A | N/A | N/A | N/A | N/A | N/A | N/A | N/A | N/A | N/A | N/A | N/A | N/A | N/A | N/A | N/A | N/A | Single | R32 | Australia,Fiji,New Zealand | 162481 | 2029-06-19 |  | Approved | Reverse Cycle | N/A | No | Class 5 | No | N/A | N/A | N/A | N/A | N/A | N/A | N/A | Available | N/A | N/A |  |  | N/A |  |  | AAC8304 | No | - | - | - | - | 4200 | 1.28 | - | - | - | - | - | - | Yes | 1140 | 4700 | - | - | - | - | - | - | 3600 | 1.07 | - | - | - | - | - | - | - | - | - | 970 | 2620 | - | - | - | - | - | - | - | - | - | No | - | - | - | - | - | 57.84 | 63.77 | 3.465 | 3.427 | 3.645 | 4.13 | 3.871 | 3.857 | 336 | 512 | 1506 | 740 | 930 | 2041 | 1.5 | 1.5 | 2 | 2.508 | 2.681 | 2.825 | 2.601 | 2.787 | 2.867 | 1878 | 734 | 111 | 614 | 327 | 69 | 1 | 1 | 1 | - | - | - | - | - | N/A | N/A | N/A | 1.712 | 3.2665 | 3.3464
[SEER Non Multi-Split <=65kW] GEMS (Air Conditioners up to 65kW) Determination 2019 | MEPS 2019 | AS/NZS 3823.1.1:2012 | KAWDACR41TD | KAWDACR41T* | N/A | KOGAN | N/A | Non Ducted | Window Wall | - | Air | Air | China | 1.28 | N/A | 4.2 | N/A | N/A | N/A | N/A | N/A | 1.07 | 3.6 | Calorimeter Room | 3.2606 | 3.2218 | N/A | - | N/A | N/A | N/A | N/A | N/A | N/A | N/A | N/A | N/A | N/A | N/A | N/A | N/A | N/A | N/A | N/A | N/A | Single | R32 | Australia,Fiji,New Zealand | 162481 | 2029-06-19 |  | Approved | Reverse Cycle | N/A | No | Class 5 | No | N/A | N/A | N/A | N/A | N/A | N/A | N/A | Available | N/A | N/A |  |  | N/A |  |  | AAC8304 | No | - | - | - | - | 4200 | 1.28 | - | - | - | - | - | - | Yes | 1140 | 4700 | - | - | - | - | - | - | 3600 | 1.07 | - | - | - | - | - | - | - | - | - | 970 | 2620 | - | - | - | - | - | - | - | - | - | No | - | - | - | - | - | 57.84 | 63.77 | 3.465 | 3.427 | 3.645 | 4.13 | 3.871 | 3.857 | 336 | 512 | 1506 | 740 | 930 | 2041 | 1.5 | 1.5 | 2 | 2.508 | 2.681 | 2.825 | 2.601 | 2.787 | 2.867 | 1878 | 734 | 111 | 614 | 327 | 69 | 1 | 1 | 1 | - | - | - | - | - | N/A | N/A | N/A | 1.712 | 3.2665 | 3.3464
[Unitary Single-Duct] GEMS (Air Conditioners up to 65kW) Determination 2019 | MEPS 2019 | AS/NZS 3823.1.5:2015 | KAWFPAC07J* | KAWFPAC07J* | N/A | KOGAN | N/A | Non Ducted | Portable | N/A | N/A | N/A | China | 0.792 | N/A | 2.06 | N/A | N/A | N/A | N/A | N/A | - | - | Calorimeter Room | 2.6086 | - | N/A | N/A | N/A | N/A | N/A | N/A | N/A | N/A | N/A | N/A | N/A | N/A | N/A | N/A | N/A | N/A | N/A | N/A | Calorimeter Room | Single | R290 | Australia,Fiji,New Zealand | 148907 | 2027-09-06 |  | Approved | Cooling Only | N/A | N/A | Class 4 | N/A | N/A | N/A | N/A | N/A | N/A | N/A | N/A | Available | N/A | N/A |  |  | N/A |  |  | AAC6947 | No | N/A | N/A | N/A | N/A | 2060 | 0.792 | N/A | N/A | N/A | N/A | N/A | N/A | N/A | N/A | N/A | N/A | N/A | N/A | N/A | N/A | N/A | - | - | N/A | N/A | N/A | N/A | N/A | N/A | N/A | N/A | N/A | N/A | N/A | N/A | N/A | N/A | N/A | N/A | N/A | N/A | N/A | N/A | N/A | N/A | N/A | N/A | N/A | N/A | 59.4 | N/A | N/A | N/A | N/A | N/A | N/A | N/A | 432 | 665 | 1780 | N/A | N/A | N/A | 0 | 0 | 0 | N/A | N/A | N/A | N/A | N/A | N/A | - | - | - | N/A | N/A | N/A | - | - | - | N/A | No | - | - | - | - | - | - | N/A | 2.601 | -
[Unitary Single-Duct] GEMS (Air Conditioners up to 65kW) Determination 2019 | MEPS 2019 | AS/NZS 3823.1.5:2015 | KAWFPAC07JA | KAWFPAC07J* | N/A | KOGAN | N/A | Non Ducted | Portable | N/A | N/A | N/A | China | 0.792 | N/A | 2.06 | N/A | N/A | N/A | N/A | N/A | - | - | Calorimeter Room | 2.6086 | - | N/A | N/A | N/A | N/A | N/A | N/A | N/A | N/A | N/A | N/A | N/A | N/A | N/A | N/A | N/A | N/A | N/A | N/A | Calorimeter Room | Single | R290 | Australia,Fiji,New Zealand | 148907 | 2027-09-06 |  | Approved | Cooling Only | N/A | N/A | Class 4 | N/A | N/A | N/A | N/A | N/A | N/A | N/A | N/A | Available | N/A | N/A |  |  | N/A |  |  | AAC6947 | No | N/A | N/A | N/A | N/A | 2060 | 0.792 | N/A | N/A | N/A | N/A | N/A | N/A | N/A | N/A | N/A | N/A | N/A | N/A | N/A | N/A | N/A | - | - | N/A | N/A | N/A | N/A | N/A | N/A | N/A | N/A | N/A | N/A | N/A | N/A | N/A | N/A | N/A | N/A | N/A | N/A | N/A | N/A | N/A | N/A | N/A | N/A | N/A | N/A | 59.4 | N/A | N/A | N/A | N/A | N/A | N/A | N/A | 432 | 665 | 1780 | N/A | N/A | N/A | 0 | 0 | 0 | N/A | N/A | N/A | N/A | N/A | N/A | - | - | - | N/A | N/A | N/A | - | - | - | N/A | No | - | - | - | - | - | - | N/A | 2.601 | -
[Unitary Single-Duct] GEMS (Air Conditioners up to 65kW) Determination 2019 | MEPS 2019 | AS/NZS 3823.1.5:2015 | KAWFPAC07JB | KAWFPAC07J* | N/A | KOGAN | N/A | Non Ducted | Portable | N/A | N/A | N/A | China | 0.792 | N/A | 2.06 | N/A | N/A | N/A | N/A | N/A | - | - | Calorimeter Room | 2.6086 | - | N/A | N/A | N/A | N/A | N/A | N/A | N/A | N/A | N/A | N/A | N/A | N/A | N/A | N/A | N/A | N/A | N/A | N/A | Calorimeter Room | Single | R290 | Australia,Fiji,New Zealand | 148907 | 2027-09-06 |  | Approved | Cooling Only | N/A | N/A | Class 4 | N/A | N/A | N/A | N/A | N/A | N/A | N/A | N/A | Available | N/A | N/A |  |  | N/A |  |  | AAC6947 | No | N/A | N/A | N/A | N/A | 2060 | 0.792 | N/A | N/A | N/A | N/A | N/A | N/A | N/A | N/A | N/A | N/A | N/A | N/A | N/A | N/A | N/A | - | - | N/A | N/A | N/A | N/A | N/A | N/A | N/A | N/A | N/A | N/A | N/A | N/A | N/A | N/A | N/A | N/A | N/A | N/A | N/A | N/A | N/A | N/A | N/A | N/A | N/A | N/A | 59.4 | N/A | N/A | N/A | N/A | N/A | N/A | N/A | 432 | 665 | 1780 | N/A | N/A | N/A | 0 | 0 | 0 | N/A | N/A | N/A | N/A | N/A | N/A | - | - | - | N/A | N/A | N/A | - | - | - | N/A | No | - | - | - | - | - | - | N/A | 2.601 | -
[Unitary Single-Duct] GEMS (Air Conditioners up to 65kW) Determination 2019 | MEPS 2019 | AS/NZS 3823.1.5:2015 | KAWFPAC07JC | KAWFPAC07J* | N/A | KOGAN | N/A | Non Ducted | Portable | N/A | N/A | N/A | China | 0.792 | N/A | 2.06 | N/A | N/A | N/A | N/A | N/A | - | - | Calorimeter Room | 2.6086 | - | N/A | N/A | N/A | N/A | N/A | N/A | N/A | N/A | N/A | N/A | N/A | N/A | N/A | N/A | N/A | N/A | N/A | N/A | Calorimeter Room | Single | R290 | Australia,Fiji,New Zealand | 148907 | 2027-09-06 |  | Approved | Cooling Only | N/A | N/A | Class 4 | N/A | N/A | N/A | N/A | N/A | N/A | N/A | N/A | Available | N/A | N/A |  |  | N/A |  |  | AAC6947 | No | N/A | N/A | N/A | N/A | 2060 | 0.792 | N/A | N/A | N/A | N/A | N/A | N/A | N/A | N/A | N/A | N/A | N/A | N/A | N/A | N/A | N/A | - | - | N/A | N/A | N/A | N/A | N/A | N/A | N/A | N/A | N/A | N/A | N/A | N/A | N/A | N/A | N/A | N/A | N/A | N/A | N/A | N/A | N/A | N/A | N/A | N/A | N/A | N/A | 59.4 | N/A | N/A | N/A | N/A | N/A | N/A | N/A | 432 | 665 | 1780 | N/A | N/A | N/A | 0 | 0 | 0 | N/A | N/A | N/A | N/A | N/A | N/A | - | - | - | N/A | N/A | N/A | - | - | - | N/A | No | - | - | - | - | - | - | N/A | 2.601 | -
[Unitary Single-Duct] GEMS (Air Conditioners up to 65kW) Determination 2019 | MEPS 2019 | AS/NZS 3823.1.5:2015 | KAWFPAC09Y* | KAWFPAC09Y* | N/A | KOGAN | N/A | Non Ducted | Portable | N/A | N/A | N/A | China | 1.05 | N/A | 2.64 | N/A | N/A | N/A | N/A | N/A | 0 | 0 | Calorimeter Room | 2.7061 | 0 | N/A | N/A | N/A | N/A | N/A | N/A | N/A | N/A | N/A | N/A | N/A | N/A | N/A | N/A | N/A | N/A | N/A | N/A | Calorimeter Room | Single | R290 | Australia,Fiji,New Zealand | 132256 | 2025-09-16 |  | Approved | Cooling Only | N/A | N/A | Class 4 | N/A | N/A | N/A | N/A | N/A | N/A | N/A | N/A | Available | N/A | N/A |  |  | N/A |  |  | AAC5290 | No | N/A | N/A | N/A | N/A | 2640 | 1.05 | N/A | N/A | N/A | N/A | N/A | N/A | N/A | N/A | N/A | N/A | N/A | N/A | N/A | N/A | N/A | 0 | 0 | N/A | N/A | N/A | N/A | N/A | N/A | N/A | N/A | N/A | N/A | N/A | N/A | N/A | N/A | N/A | N/A | N/A | N/A | N/A | N/A | N/A | N/A | N/A | N/A | N/A | N/A | 65.1 | N/A | N/A | N/A | N/A | N/A | N/A | N/A | 572 | 882 | 2359 | N/A | N/A | N/A | 0 | 0 | 0 | N/A | N/A | N/A | N/A | N/A | N/A | 0 | 0 | 0 | N/A | N/A | N/A | 0 | 0 | 0 | N/A | No | 0 | 0 | 0 | 0 | 0 | 0 | N/A | 2.5143 | 0
[Unitary Single-Duct] GEMS (Air Conditioners up to 65kW) Determination 2019 | MEPS 2019 | AS/NZS 3823.1.5:2015 | KAWFPAC09YA | KAWFPAC09Y* | N/A | KOGAN | N/A | Non Ducted | Portable | N/A | N/A | N/A | China | 1.05 | N/A | 2.64 | N/A | N/A | N/A | N/A | N/A | 0 | 0 | Calorimeter Room | 2.7061 | 0 | N/A | N/A | N/A | N/A | N/A | N/A | N/A | N/A | N/A | N/A | N/A | N/A | N/A | N/A | N/A | N/A | N/A | N/A | Calorimeter Room | Single | R290 | Australia,Fiji,New Zealand | 132256 | 2025-09-16 |  | Approved | Cooling Only | N/A | N/A | Class 4 | N/A | N/A | N/A | N/A | N/A | N/A | N/A | N/A | Available | N/A | N/A |  |  | N/A |  |  | AAC5290 | No | N/A | N/A | N/A | N/A | 2640 | 1.05 | N/A | N/A | N/A | N/A | N/A | N/A | N/A | N/A | N/A | N/A | N/A | N/A | N/A | N/A | N/A | 0 | 0 | N/A | N/A | N/A | N/A | N/A | N/A | N/A | N/A | N/A | N/A | N/A | N/A | N/A | N/A | N/A | N/A | N/A | N/A | N/A | N/A | N/A | N/A | N/A | N/A | N/A | N/A | 65.1 | N/A | N/A | N/A | N/A | N/A | N/A | N/A | 572 | 882 | 2359 | N/A | N/A | N/A | 0 | 0 | 0 | N/A | N/A | N/A | N/A | N/A | N/A | 0 | 0 | 0 | N/A | N/A | N/A | 0 | 0 | 0 | N/A | No | 0 | 0 | 0 | 0 | 0 | 0 | N/A | 2.5143 | 0
[Unitary Single-Duct] GEMS (Air Conditioners up to 65kW) Determination 2019 | MEPS 2019 | AS/NZS 3823.1.5:2015 | KAWFPAC09YB | KAWFPAC09Y* | N/A | KOGAN | N/A | Non Ducted | Portable | N/A | N/A | N/A | China | 1.05 | N/A | 2.64 | N/A | N/A | N/A | N/A | N/A | 0 | 0 | Calorimeter Room | 2.7061 | 0 | N/A | N/A | N/A | N/A | N/A | N/A | N/A | N/A | N/A | N/A | N/A | N/A | N/A | N/A | N/A | N/A | N/A | N/A | Calorimeter Room | Single | R290 | Australia,Fiji,New Zealand | 132256 | 2025-09-16 |  | Approved | Cooling Only | N/A | N/A | Class 4 | N/A | N/A | N/A | N/A | N/A | N/A | N/A | N/A | Available | N/A | N/A |  |  | N/A |  |  | AAC5290 | No | N/A | N/A | N/A | N/A | 2640 | 1.05 | N/A | N/A | N/A | N/A | N/A | N/A | N/A | N/A | N/A | N/A | N/A | N/A | N/A | N/A | N/A | 0 | 0 | N/A | N/A | N/A | N/A | N/A | N/A | N/A | N/A | N/A | N/A | N/A | N/A | N/A | N/A | N/A | N/A | N/A | N/A | N/A | N/A | N/A | N/A | N/A | N/A | N/A | N/A | 65.1 | N/A | N/A | N/A | N/A | N/A | N/A | N/A | 572 | 882 | 2359 | N/A | N/A | N/A | 0 | 0 | 0 | N/A | N/A | N/A | N/A | N/A | N/A | 0 | 0 | 0 | N/A | N/A | N/A | 0 | 0 | 0 | N/A | No | 0 | 0 | 0 | 0 | 0 | 0 | N/A | 2.5143 | 0
[Unitary Single-Duct] GEMS (Air Conditioners up to 65kW) Determination 2019 | MEPS 2019 | AS/NZS 3823.1.5:2015 | KAWFPAC09YC | KAWFPAC09Y* | N/A | KOGAN | N/A | Non Ducted | Portable | N/A | N/A | N/A | China | 1.05 | N/A | 2.64 | N/A | N/A | N/A | N/A | N/A | 0 | 0 | Calorimeter Room | 2.7061 | 0 | N/A | N/A | N/A | N/A | N/A | N/A | N/A | N/A | N/A | N/A | N/A | N/A | N/A | N/A | N/A | N/A | N/A | N/A | Calorimeter Room | Single | R290 | Australia,Fiji,New Zealand | 132256 | 2025-09-16 |  | Approved | Cooling Only | N/A | N/A | Class 4 | N/A | N/A | N/A | N/A | N/A | N/A | N/A | N/A | Available | N/A | N/A |  |  | N/A |  |  | AAC5290 | No | N/A | N/A | N/A | N/A | 2640 | 1.05 | N/A | N/A | N/A | N/A | N/A | N/A | N/A | N/A | N/A | N/A | N/A | N/A | N/A | N/A | N/A | 0 | 0 | N/A | N/A | N/A | N/A | N/A | N/A | N/A | N/A | N/A | N/A | N/A | N/A | N/A | N/A | N/A | N/A | N/A | N/A | N/A | N/A | N/A | N/A | N/A | N/A | N/A | N/A | 65.1 | N/A | N/A | N/A | N/A | N/A | N/A | N/A | 572 | 882 | 2359 | N/A | N/A | N/A | 0 | 0 | 0 | N/A | N/A | N/A | N/A | N/A | N/A | 0 | 0 | 0 | N/A | N/A | N/A | 0 | 0 | 0 | N/A | No | 0 | 0 | 0 | 0 | 0 | 0 | N/A | 2.5143 | 0
[Unitary Single-Duct] GEMS (Air Conditioners up to 65kW) Determination 2019 | MEPS 2019 | AS/NZS 3823.1.5:2015 | KAWFPAC09YD | KAWFPAC09Y* | N/A | KOGAN | N/A | Non Ducted | Portable | N/A | N/A | N/A | China | 1.05 | N/A | 2.64 | N/A | N/A | N/A | N/A | N/A | 0 | 0 | Calorimeter Room | 2.7061 | 0 | N/A | N/A | N/A | N/A | N/A | N/A | N/A | N/A | N/A | N/A | N/A | N/A | N/A | N/A | N/A | N/A | N/A | N/A | Calorimeter Room | Single | R290 | Australia,Fiji,New Zealand | 132256 | 2025-09-16 |  | Approved | Cooling Only | N/A | N/A | Class 4 | N/A | N/A | N/A | N/A | N/A | N/A | N/A | N/A | Available | N/A | N/A |  |  | N/A |  |  | AAC5290 | No | N/A | N/A | N/A | N/A | 2640 | 1.05 | N/A | N/A | N/A | N/A | N/A | N/A | N/A | N/A | N/A | N/A | N/A | N/A | N/A | N/A | N/A | 0 | 0 | N/A | N/A | N/A | N/A | N/A | N/A | N/A | N/A | N/A | N/A | N/A | N/A | N/A | N/A | N/A | N/A | N/A | N/A | N/A | N/A | N/A | N/A | N/A | N/A | N/A | N/A | 65.1 | N/A | N/A | N/A | N/A | N/A | N/A | N/A | 572 | 882 | 2359 | N/A | N/A | N/A | 0 | 0 | 0 | N/A | N/A | N/A | N/A | N/A | N/A | 0 | 0 | 0 | N/A | N/A | N/A | 0 | 0 | 0 | N/A | No | 0 | 0 | 0 | 0 | 0 | 0 | N/A | 2.5143 | 0
[Unitary Single-Duct] GEMS (Air Conditioners up to 65kW) Determination 2019 | MEPS 2019 | AS/NZS 3823.1.5:2015 | KAWFPAC09YE | KAWFPAC09Y* | N/A | KOGAN | N/A | Non Ducted | Portable | N/A | N/A | N/A | China | 1.05 | N/A | 2.64 | N/A | N/A | N/A | N/A | N/A | 0 | 0 | Calorimeter Room | 2.7061 | 0 | N/A | N/A | N/A | N/A | N/A | N/A | N/A | N/A | N/A | N/A | N/A | N/A | N/A | N/A | N/A | N/A | N/A | N/A | Calorimeter Room | Single | R290 | Australia,Fiji,New Zealand | 132256 | 2025-09-16 |  | Approved | Cooling Only | N/A | N/A | Class 4 | N/A | N/A | N/A | N/A | N/A | N/A | N/A | N/A | Available | N/A | N/A |  |  | N/A |  |  | AAC5290 | No | N/A | N/A | N/A | N/A | 2640 | 1.05 | N/A | N/A | N/A | N/A | N/A | N/A | N/A | N/A | N/A | N/A | N/A | N/A | N/A | N/A | N/A | 0 | 0 | N/A | N/A | N/A | N/A | N/A | N/A | N/A | N/A | N/A | N/A | N/A | N/A | N/A | N/A | N/A | N/A | N/A | N/A | N/A | N/A | N/A | N/A | N/A | N/A | N/A | N/A | 65.1 | N/A | N/A | N/A | N/A | N/A | N/A | N/A | 572 | 882 | 2359 | N/A | N/A | N/A | 0 | 0 | 0 | N/A | N/A | N/A | N/A | N/A | N/A | 0 | 0 | 0 | N/A | N/A | N/A | 0 | 0 | 0 | N/A | No | 0 | 0 | 0 | 0 | 0 | 0 | N/A | 2.5143 | 0
[Unitary Single-Duct] GEMS (Air Conditioners up to 65kW) Determination 2019 | MEPS 2019 | AS/NZS 3823.1.5:2015 | KAWFPAC12Y* | KAWFPAC12Y* | N/A | KOGAN | N/A | Non Ducted | Portable | N/A | N/A | N/A | China | 1.4 | N/A | 3.5 | N/A | N/A | N/A | N/A | N/A | 0 | 0 | Calorimeter Room | 2.5478 | 0 | N/A | N/A | N/A | N/A | N/A | N/A | N/A | N/A | N/A | N/A | N/A | N/A | N/A | N/A | N/A | N/A | N/A | N/A | Calorimeter Room | Single | R290 | Australia,Fiji,New Zealand | 132427 | 2025-09-16 |  | Approved | Cooling Only | N/A | N/A | Class 4 | N/A | N/A | N/A | N/A | N/A | N/A | N/A | N/A | Available | N/A | N/A |  |  | N/A |  |  | AAC5291 | No | N/A | N/A | N/A | N/A | 3500 | 1.4 | N/A | N/A | N/A | N/A | N/A | N/A | N/A | N/A | N/A | N/A | N/A | N/A | N/A | N/A | N/A | 0 | 0 | N/A | N/A | N/A | N/A | N/A | N/A | N/A | N/A | N/A | N/A | N/A | N/A | N/A | N/A | N/A | N/A | N/A | N/A | N/A | N/A | N/A | N/A | N/A | N/A | N/A | N/A | 65 | N/A | N/A | N/A | N/A | N/A | N/A | N/A | 763 | 1176 | 3146 | N/A | N/A | N/A | 0 | 0 | 0 | N/A | N/A | N/A | N/A | N/A | N/A | 0 | 0 | 0 | N/A | N/A | N/A | 0 | 0 | 0 | N/A | No | 0 | 0 | 0 | 0 | 0 | 0 | N/A | 2.5 | 0
[Unitary Single-Duct] GEMS (Air Conditioners up to 65kW) Determination 2019 | MEPS 2019 | AS/NZS 3823.1.5:2015 | KAWFPAC12YA | KAWFPAC12Y* | N/A | KOGAN | N/A | Non Ducted | Portable | N/A | N/A | N/A | China | 1.4 | N/A | 3.5 | N/A | N/A | N/A | N/A | N/A | 0 | 0 | Calorimeter Room | 2.5478 | 0 | N/A | N/A | N/A | N/A | N/A | N/A | N/A | N/A | N/A | N/A | N/A | N/A | N/A | N/A | N/A | N/A | N/A | N/A | Calorimeter Room | Single | R290 | Australia,Fiji,New Zealand | 132427 | 2025-09-16 |  | Approved | Cooling Only | N/A | N/A | Class 4 | N/A | N/A | N/A | N/A | N/A | N/A | N/A | N/A | Available | N/A | N/A |  |  | N/A |  |  | AAC5291 | No | N/A | N/A | N/A | N/A | 3500 | 1.4 | N/A | N/A | N/A | N/A | N/A | N/A | N/A | N/A | N/A | N/A | N/A | N/A | N/A | N/A | N/A | 0 | 0 | N/A | N/A | N/A | N/A | N/A | N/A | N/A | N/A | N/A | N/A | N/A | N/A | N/A | N/A | N/A | N/A | N/A | N/A | N/A | N/A | N/A | N/A | N/A | N/A | N/A | N/A | 65 | N/A | N/A | N/A | N/A | N/A | N/A | N/A | 763 | 1176 | 3146 | N/A | N/A | N/A | 0 | 0 | 0 | N/A | N/A | N/A | N/A | N/A | N/A | 0 | 0 | 0 | N/A | N/A | N/A | 0 | 0 | 0 | N/A | No | 0 | 0 | 0 | 0 | 0 | 0 | N/A | 2.5 | 0
[Unitary Single-Duct] GEMS (Air Conditioners up to 65kW) Determination 2019 | MEPS 2019 | AS/NZS 3823.1.5:2015 | KAWFPAC12YB | KAWFPAC12Y* | N/A | KOGAN | N/A | Non Ducted | Portable | N/A | N/A | N/A | China | 1.4 | N/A | 3.5 | N/A | N/A | N/A | N/A | N/A | 0 | 0 | Calorimeter Room | 2.5478 | 0 | N/A | N/A | N/A | N/A | N/A | N/A | N/A | N/A | N/A | N/A | N/A | N/A | N/A | N/A | N/A | N/A | N/A | N/A | Calorimeter Room | Single | R290 | Australia,Fiji,New Zealand | 132427 | 2025-09-16 |  | Approved | Cooling Only | N/A | N/A | Class 4 | N/A | N/A | N/A | N/A | N/A | N/A | N/A | N/A | Available | N/A | N/A |  |  | N/A |  |  | AAC5291 | No | N/A | N/A | N/A | N/A | 3500 | 1.4 | N/A | N/A | N/A | N/A | N/A | N/A | N/A | N/A | N/A | N/A | N/A | N/A | N/A | N/A | N/A | 0 | 0 | N/A | N/A | N/A | N/A | N/A | N/A | N/A | N/A | N/A | N/A | N/A | N/A | N/A | N/A | N/A | N/A | N/A | N/A | N/A | N/A | N/A | N/A | N/A | N/A | N/A | N/A | 65 | N/A | N/A | N/A | N/A | N/A | N/A | N/A | 763 | 1176 | 3146 | N/A | N/A | N/A | 0 | 0 | 0 | N/A | N/A | N/A | N/A | N/A | N/A | 0 | 0 | 0 | N/A | N/A | N/A | 0 | 0 | 0 | N/A | No | 0 | 0 | 0 | 0 | 0 | 0 | N/A | 2.5 | 0
[Unitary Single-Duct] GEMS (Air Conditioners up to 65kW) Determination 2019 | MEPS 2019 | AS/NZS 3823.1.5:2015 | KAWFPAC12YC | KAWFPAC12Y* | N/A | KOGAN | N/A | Non Ducted | Portable | N/A | N/A | N/A | China | 1.4 | N/A | 3.5 | N/A | N/A | N/A | N/A | N/A | 0 | 0 | Calorimeter Room | 2.5478 | 0 | N/A | N/A | N/A | N/A | N/A | N/A | N/A | N/A | N/A | N/A | N/A | N/A | N/A | N/A | N/A | N/A | N/A | N/A | Calorimeter Room | Single | R290 | Australia,Fiji,New Zealand | 132427 | 2025-09-16 |  | Approved | Cooling Only | N/A | N/A | Class 4 | N/A | N/A | N/A | N/A | N/A | N/A | N/A | N/A | Available | N/A | N/A |  |  | N/A |  |  | AAC5291 | No | N/A | N/A | N/A | N/A | 3500 | 1.4 | N/A | N/A | N/A | N/A | N/A | N/A | N/A | N/A | N/A | N/A | N/A | N/A | N/A | N/A | N/A | 0 | 0 | N/A | N/A | N/A | N/A | N/A | N/A | N/A | N/A | N/A | N/A | N/A | N/A | N/A | N/A | N/A | N/A | N/A | N/A | N/A | N/A | N/A | N/A | N/A | N/A | N/A | N/A | 65 | N/A | N/A | N/A | N/A | N/A | N/A | N/A | 763 | 1176 | 3146 | N/A | N/A | N/A | 0 | 0 | 0 | N/A | N/A | N/A | N/A | N/A | N/A | 0 | 0 | 0 | N/A | N/A | N/A | 0 | 0 | 0 | N/A | No | 0 | 0 | 0 | 0 | 0 | 0 | N/A | 2.5 | 0
[Unitary Single-Duct] GEMS (Air Conditioners up to 65kW) Determination 2019 | MEPS 2019 | AS/NZS 3823.1.5:2015 | KAWFPAC12YD | KAWFPAC12Y* | N/A | KOGAN | N/A | Non Ducted | Portable | N/A | N/A | N/A | China | 1.4 | N/A | 3.5 | N/A | N/A | N/A | N/A | N/A | 0 | 0 | Calorimeter Room | 2.5478 | 0 | N/A | N/A | N/A | N/A | N/A | N/A | N/A | N/A | N/A | N/A | N/A | N/A | N/A | N/A | N/A | N/A | N/A | N/A | Calorimeter Room | Single | R290 | Australia,Fiji,New Zealand | 132427 | 2025-09-16 |  | Approved | Cooling Only | N/A | N/A | Class 4 | N/A | N/A | N/A | N/A | N/A | N/A | N/A | N/A | Available | N/A | N/A |  |  | N/A |  |  | AAC5291 | No | N/A | N/A | N/A | N/A | 3500 | 1.4 | N/A | N/A | N/A | N/A | N/A | N/A | N/A | N/A | N/A | N/A | N/A | N/A | N/A | N/A | N/A | 0 | 0 | N/A | N/A | N/A | N/A | N/A | N/A | N/A | N/A | N/A | N/A | N/A | N/A | N/A | N/A | N/A | N/A | N/A | N/A | N/A | N/A | N/A | N/A | N/A | N/A | N/A | N/A | 65 | N/A | N/A | N/A | N/A | N/A | N/A | N/A | 763 | 1176 | 3146 | N/A | N/A | N/A | 0 | 0 | 0 | N/A | N/A | N/A | N/A | N/A | N/A | 0 | 0 | 0 | N/A | N/A | N/A | 0 | 0 | 0 | N/A | No | 0 | 0 | 0 | 0 | 0 | 0 | N/A | 2.5 | 0
[Unitary Single-Duct] GEMS (Air Conditioners up to 65kW) Determination 2019 | MEPS 2019 | AS/NZS 3823.1.5:2015 | KAWFPAC12YE | KAWFPAC12Y* | N/A | KOGAN | N/A | Non Ducted | Portable | N/A | N/A | N/A | China | 1.4 | N/A | 3.5 | N/A | N/A | N/A | N/A | N/A | 0 | 0 | Calorimeter Room | 2.5478 | 0 | N/A | N/A | N/A | N/A | N/A | N/A | N/A | N/A | N/A | N/A | N/A | N/A | N/A | N/A | N/A | N/A | N/A | N/A | Calorimeter Room | Single | R290 | Australia,Fiji,New Zealand | 132427 | 2025-09-16 |  | Approved | Cooling Only | N/A | N/A | Class 4 | N/A | N/A | N/A | N/A | N/A | N/A | N/A | N/A | Available | N/A | N/A |  |  | N/A |  |  | AAC5291 | No | N/A | N/A | N/A | N/A | 3500 | 1.4 | N/A | N/A | N/A | N/A | N/A | N/A | N/A | N/A | N/A | N/A | N/A | N/A | N/A | N/A | N/A | 0 | 0 | N/A | N/A | N/A | N/A | N/A | N/A | N/A | N/A | N/A | N/A | N/A | N/A | N/A | N/A | N/A | N/A | N/A | N/A | N/A | N/A | N/A | N/A | N/A | N/A | N/A | N/A | 65 | N/A | N/A | N/A | N/A | N/A | N/A | N/A | 763 | 1176 | 3146 | N/A | N/A | N/A | 0 | 0 | 0 | N/A | N/A | N/A | N/A | N/A | N/A | 0 | 0 | 0 | N/A | N/A | N/A | 0 | 0 | 0 | N/A | No | 0 | 0 | 0 | 0 | 0 | 0 | N/A | 2.5 | 0
[Unitary Single-Duct] GEMS (Air Conditioners up to 65kW) Determination 2019 | MEPS 2019 | AS/NZS 3823.1.5:2015 | KAWFPAC16PY* | KAWFPAC16PY* | N/A | KOGAN | N/A | Non Ducted | Portable | N/A | N/A | N/A | China | 1.88 | N/A | 4.7 | N/A | N/A | N/A | N/A | N/A | 1.6 | 4 | Calorimeter Room | 2.5617 | 2.7102 | N/A | N/A | N/A | N/A | N/A | N/A | N/A | N/A | N/A | N/A | N/A | N/A | N/A | N/A | N/A | N/A | N/A | N/A | Calorimeter Room | Single | R32 | Australia,Fiji,New Zealand | 134318 | 2025-11-25 |  | Approved | Reverse Cycle | N/A | N/A | Class 4 | N/A | N/A | N/A | N/A | N/A | N/A | N/A | N/A | Available | N/A | N/A |  |  | N/A |  |  | AAC5503 | No | N/A | N/A | N/A | N/A | 4700 | 1.88 | N/A | N/A | N/A | N/A | N/A | N/A | N/A | N/A | N/A | N/A | N/A | N/A | N/A | N/A | N/A | 4000 | 1.6 | N/A | N/A | N/A | N/A | N/A | N/A | N/A | N/A | N/A | N/A | N/A | N/A | N/A | N/A | N/A | N/A | N/A | N/A | N/A | N/A | N/A | N/A | N/A | N/A | N/A | N/A | 64.9 | N/A | N/A | N/A | N/A | N/A | N/A | N/A | 1025 | 1579 | 4224 | N/A | N/A | N/A | 0 | 0 | 0 | N/A | N/A | N/A | N/A | N/A | N/A | 4256 | 2066 | 443 | N/A | N/A | N/A | 0 | 0 | 0 | N/A | No | - | - | - | - | - | - | N/A | 2.5 | 2.5
[Unitary Single-Duct] GEMS (Air Conditioners up to 65kW) Determination 2019 | MEPS 2019 | AS/NZS 3823.1.5:2015 | KAWFPAC16PYA | KAWFPAC16PY* | N/A | KOGAN | N/A | Non Ducted | Portable | N/A | N/A | N/A | China | 1.88 | N/A | 4.7 | N/A | N/A | N/A | N/A | N/A | 1.6 | 4 | Calorimeter Room | 2.5617 | 2.7102 | N/A | N/A | N/A | N/A | N/A | N/A | N/A | N/A | N/A | N/A | N/A | N/A | N/A | N/A | N/A | N/A | N/A | N/A | Calorimeter Room | Single | R32 | Australia,Fiji,New Zealand | 134318 | 2025-11-25 |  | Approved | Reverse Cycle | N/A | N/A | Class 4 | N/A | N/A | N/A | N/A | N/A | N/A | N/A | N/A | Available | N/A | N/A |  |  | N/A |  |  | AAC5503 | No | N/A | N/A | N/A | N/A | 4700 | 1.88 | N/A | N/A | N/A | N/A | N/A | N/A | N/A | N/A | N/A | N/A | N/A | N/A | N/A | N/A | N/A | 4000 | 1.6 | N/A | N/A | N/A | N/A | N/A | N/A | N/A | N/A | N/A | N/A | N/A | N/A | N/A | N/A | N/A | N/A | N/A | N/A | N/A | N/A | N/A | N/A | N/A | N/A | N/A | N/A | 64.9 | N/A | N/A | N/A | N/A | N/A | N/A | N/A | 1025 | 1579 | 4224 | N/A | N/A | N/A | 0 | 0 | 0 | N/A | N/A | N/A | N/A | N/A | N/A | 4256 | 2066 | 443 | N/A | N/A | N/A | 0 | 0 | 0 | N/A | No | - | - | - | - | - | - | N/A | 2.5 | 2.5
[Unitary Single-Duct] GEMS (Air Conditioners up to 65kW) Determination 2019 | MEPS 2019 | AS/NZS 3823.1.5:2015 | KAWFPAC16PYB | KAWFPAC16PY* | N/A | KOGAN | N/A | Non Ducted | Portable | N/A | N/A | N/A | China | 1.88 | N/A | 4.7 | N/A | N/A | N/A | N/A | N/A | 1.6 | 4 | Calorimeter Room | 2.5617 | 2.7102 | N/A | N/A | N/A | N/A | N/A | N/A | N/A | N/A | N/A | N/A | N/A | N/A | N/A | N/A | N/A | N/A | N/A | N/A | Calorimeter Room | Single | R32 | Australia,Fiji,New Zealand | 134318 | 2025-11-25 |  | Approved | Reverse Cycle | N/A | N/A | Class 4 | N/A | N/A | N/A | N/A | N/A | N/A | N/A | N/A | Available | N/A | N/A |  |  | N/A |  |  | AAC5503 | No | N/A | N/A | N/A | N/A | 4700 | 1.88 | N/A | N/A | N/A | N/A | N/A | N/A | N/A | N/A | N/A | N/A | N/A | N/A | N/A | N/A | N/A | 4000 | 1.6 | N/A | N/A | N/A | N/A | N/A | N/A | N/A | N/A | N/A | N/A | N/A | N/A | N/A | N/A | N/A | N/A | N/A | N/A | N/A | N/A | N/A | N/A | N/A | N/A | N/A | N/A | 64.9 | N/A | N/A | N/A | N/A | N/A | N/A | N/A | 1025 | 1579 | 4224 | N/A | N/A | N/A | 0 | 0 | 0 | N/A | N/A | N/A | N/A | N/A | N/A | 4256 | 2066 | 443 | N/A | N/A | N/A | 0 | 0 | 0 | N/A | No | - | - | - | - | - | - | N/A | 2.5 | 2.5
[Unitary Single-Duct] GEMS (Air Conditioners up to 65kW) Determination 2019 | MEPS 2019 | AS/NZS 3823.1.5:2015 | KAWFPAC16PYC | KAWFPAC16PY* | N/A | KOGAN | N/A | Non Ducted | Portable | N/A | N/A | N/A | China | 1.88 | N/A | 4.7 | N/A | N/A | N/A | N/A | N/A | 1.6 | 4 | Calorimeter Room | 2.5617 | 2.7102 | N/A | N/A | N/A | N/A | N/A | N/A | N/A | N/A | N/A | N/A | N/A | N/A | N/A | N/A | N/A | N/A | N/A | N/A | Calorimeter Room | Single | R32 | Australia,Fiji,New Zealand | 134318 | 2025-11-25 |  | Approved | Reverse Cycle | N/A | N/A | Class 4 | N/A | N/A | N/A | N/A | N/A | N/A | N/A | N/A | Available | N/A | N/A |  |  | N/A |  |  | AAC5503 | No | N/A | N/A | N/A | N/A | 4700 | 1.88 | N/A | N/A | N/A | N/A | N/A | N/A | N/A | N/A | N/A | N/A | N/A | N/A | N/A | N/A | N/A | 4000 | 1.6 | N/A | N/A | N/A | N/A | N/A | N/A | N/A | N/A | N/A | N/A | N/A | N/A | N/A | N/A | N/A | N/A | N/A | N/A | N/A | N/A | N/A | N/A | N/A | N/A | N/A | N/A | 64.9 | N/A | N/A | N/A | N/A | N/A | N/A | N/A | 1025 | 1579 | 4224 | N/A | N/A | N/A | 0 | 0 | 0 | N/A | N/A | N/A | N/A | N/A | N/A | 4256 | 2066 | 443 | N/A | N/A | N/A | 0 | 0 | 0 | N/A | No | - | - | - | - | - | - | N/A | 2.5 | 2.5
[Unitary Single-Duct] GEMS (Air Conditioners up to 65kW) Determination 2019 | MEPS 2019 | AS/NZS 3823.1.5:2015 | KAWFPAC16PYD | KAWFPAC16PY* | N/A | KOGAN | N/A | Non Ducted | Portable | N/A | N/A | N/A | China | 1.88 | N/A | 4.7 | N/A | N/A | N/A | N/A | N/A | 1.6 | 4 | Calorimeter Room | 2.5617 | 2.7102 | N/A | N/A | N/A | N/A | N/A | N/A | N/A | N/A | N/A | N/A | N/A | N/A | N/A | N/A | N/A | N/A | N/A | N/A | Calorimeter Room | Single | R32 | Australia,Fiji,New Zealand | 134318 | 2025-11-25 |  | Approved | Reverse Cycle | N/A | N/A | Class 4 | N/A | N/A | N/A | N/A | N/A | N/A | N/A | N/A | Available | N/A | N/A |  |  | N/A |  |  | AAC5503 | No | N/A | N/A | N/A | N/A | 4700 | 1.88 | N/A | N/A | N/A | N/A | N/A | N/A | N/A | N/A | N/A | N/A | N/A | N/A | N/A | N/A | N/A | 4000 | 1.6 | N/A | N/A | N/A | N/A | N/A | N/A | N/A | N/A | N/A | N/A | N/A | N/A | N/A | N/A | N/A | N/A | N/A | N/A | N/A | N/A | N/A | N/A | N/A | N/A | N/A | N/A | 64.9 | N/A | N/A | N/A | N/A | N/A | N/A | N/A | 1025 | 1579 | 4224 | N/A | N/A | N/A | 0 | 0 | 0 | N/A | N/A | N/A | N/A | N/A | N/A | 4256 | 2066 | 443 | N/A | N/A | N/A | 0 | 0 | 0 | N/A | No | - | - | - | - | - | - | N/A | 2.5 | 2.5
[Unitary Single-Duct] GEMS (Air Conditioners up to 65kW) Determination 2019 | MEPS 2019 | AS/NZS 3823.1.5:2015 | KAWFPAC16PYE | KAWFPAC16PY* | N/A | KOGAN | N/A | Non Ducted | Portable | N/A | N/A | N/A | China | 1.88 | N/A | 4.7 | N/A | N/A | N/A | N/A | N/A | 1.6 | 4 | Calorimeter Room | 2.5617 | 2.7102 | N/A | N/A | N/A | N/A | N/A | N/A | N/A | N/A | N/A | N/A | N/A | N/A | N/A | N/A | N/A | N/A | N/A | N/A | Calorimeter Room | Single | R32 | Australia,Fiji,New Zealand | 134318 | 2025-11-25 |  | Approved | Reverse Cycle | N/A | N/A | Class 4 | N/A | N/A | N/A | N/A | N/A | N/A | N/A | N/A | Available | N/A | N/A |  |  | N/A |  |  | AAC5503 | No | N/A | N/A | N/A | N/A | 4700 | 1.88 | N/A | N/A | N/A | N/A | N/A | N/A | N/A | N/A | N/A | N/A | N/A | N/A | N/A | N/A | N/A | 4000 | 1.6 | N/A | N/A | N/A | N/A | N/A | N/A | N/A | N/A | N/A | N/A | N/A | N/A | N/A | N/A | N/A | N/A | N/A | N/A | N/A | N/A | N/A | N/A | N/A | N/A | N/A | N/A | 64.9 | N/A | N/A | N/A | N/A | N/A | N/A | N/A | 1025 | 1579 | 4224 | N/A | N/A | N/A | 0 | 0 | 0 | N/A | N/A | N/A | N/A | N/A | N/A | 4256 | 2066 | 443 | N/A | N/A | N/A | 0 | 0 | 0 | N/A | No | - | - | - | - | - | - | N/A | 2.5 | 2.5
[Unitary Single-Duct] GEMS (Air Conditioners up to 65kW) Determination 2019 | MEPS 2019 | AS/NZS 3823.1.5:2015 | KAWFPAC16Y* | KAWFPAC16Y* | N/A | KOGAN | N/A | Non Ducted | Portable | N/A | N/A | N/A | China | 1.88 | N/A | 4.7 | N/A | N/A | N/A | N/A | N/A | - | - | Calorimeter Room | 2.5617 | - | N/A | N/A | N/A | N/A | N/A | N/A | N/A | N/A | N/A | N/A | N/A | N/A | N/A | N/A | N/A | N/A | N/A | N/A | Calorimeter Room | Single | R32 | Australia,Fiji,New Zealand | 134320 | 2025-11-25 |  | Approved | Cooling Only | N/A | N/A | Class 4 | N/A | N/A | N/A | N/A | N/A | N/A | N/A | N/A | Available | N/A | N/A |  |  | N/A |  |  | AAC5504 | No | N/A | N/A | N/A | N/A | 4700 | 1.88 | N/A | N/A | N/A | N/A | N/A | N/A | N/A | N/A | N/A | N/A | N/A | N/A | N/A | N/A | N/A | - | - | N/A | N/A | N/A | N/A | N/A | N/A | N/A | N/A | N/A | N/A | N/A | N/A | N/A | N/A | N/A | N/A | N/A | N/A | N/A | N/A | N/A | N/A | N/A | N/A | N/A | N/A | 64.9 | N/A | N/A | N/A | N/A | N/A | N/A | N/A | 1025 | 1579 | 4224 | N/A | N/A | N/A | 0 | 0 | 0 | N/A | N/A | N/A | N/A | N/A | N/A | - | - | - | N/A | N/A | N/A | - | - | - | N/A | No | - | - | - | - | - | - | N/A | 2.5 | -
[Unitary Single-Duct] GEMS (Air Conditioners up to 65kW) Determination 2019 | MEPS 2019 | AS/NZS 3823.1.5:2015 | KAWFPAC16YA | KAWFPAC16Y* | N/A | KOGAN | N/A | Non Ducted | Portable | N/A | N/A | N/A | China | 1.88 | N/A | 4.7 | N/A | N/A | N/A | N/A | N/A | - | - | Calorimeter Room | 2.5617 | - | N/A | N/A | N/A | N/A | N/A | N/A | N/A | N/A | N/A | N/A | N/A | N/A | N/A | N/A | N/A | N/A | N/A | N/A | Calorimeter Room | Single | R32 | Australia,Fiji,New Zealand | 134320 | 2025-11-25 |  | Approved | Cooling Only | N/A | N/A | Class 4 | N/A | N/A | N/A | N/A | N/A | N/A | N/A | N/A | Available | N/A | N/A |  |  | N/A |  |  | AAC5504 | No | N/A | N/A | N/A | N/A | 4700 | 1.88 | N/A | N/A | N/A | N/A | N/A | N/A | N/A | N/A | N/A | N/A | N/A | N/A | N/A | N/A | N/A | - | - | N/A | N/A | N/A | N/A | N/A | N/A | N/A | N/A | N/A | N/A | N/A | N/A | N/A | N/A | N/A | N/A | N/A | N/A | N/A | N/A | N/A | N/A | N/A | N/A | N/A | N/A | 64.9 | N/A | N/A | N/A | N/A | N/A | N/A | N/A | 1025 | 1579 | 4224 | N/A | N/A | N/A | 0 | 0 | 0 | N/A | N/A | N/A | N/A | N/A | N/A | - | - | - | N/A | N/A | N/A | - | - | - | N/A | No | - | - | - | - | - | - | N/A | 2.5 | -
[Unitary Single-Duct] GEMS (Air Conditioners up to 65kW) Determination 2019 | MEPS 2019 | AS/NZS 3823.1.5:2015 | KAWFPAC16YB | KAWFPAC16Y* | N/A | KOGAN | N/A | Non Ducted | Portable | N/A | N/A | N/A | China | 1.88 | N/A | 4.7 | N/A | N/A | N/A | N/A | N/A | - | - | Calorimeter Room | 2.5617 | - | N/A | N/A | N/A | N/A | N/A | N/A | N/A | N/A | N/A | N/A | N/A | N/A | N/A | N/A | N/A | N/A | N/A | N/A | Calorimeter Room | Single | R32 | Australia,Fiji,New Zealand | 134320 | 2025-11-25 |  | Approved | Cooling Only | N/A | N/A | Class 4 | N/A | N/A | N/A | N/A | N/A | N/A | N/A | N/A | Available | N/A | N/A |  |  | N/A |  |  | AAC5504 | No | N/A | N/A | N/A | N/A | 4700 | 1.88 | N/A | N/A | N/A | N/A | N/A | N/A | N/A | N/A | N/A | N/A | N/A | N/A | N/A | N/A | N/A | - | - | N/A | N/A | N/A | N/A | N/A | N/A | N/A | N/A | N/A | N/A | N/A | N/A | N/A | N/A | N/A | N/A | N/A | N/A | N/A | N/A | N/A | N/A | N/A | N/A | N/A | N/A | 64.9 | N/A | N/A | N/A | N/A | N/A | N/A | N/A | 1025 | 1579 | 4224 | N/A | N/A | N/A | 0 | 0 | 0 | N/A | N/A | N/A | N/A | N/A | N/A | - | - | - | N/A | N/A | N/A | - | - | - | N/A | No | - | - | - | - | - | - | N/A | 2.5 | -
[Unitary Single-Duct] GEMS (Air Conditioners up to 65kW) Determination 2019 | MEPS 2019 | AS/NZS 3823.1.5:2015 | KAWFPAC16YC | KAWFPAC16Y* | N/A | KOGAN | N/A | Non Ducted | Portable | N/A | N/A | N/A | China | 1.88 | N/A | 4.7 | N/A | N/A | N/A | N/A | N/A | - | - | Calorimeter Room | 2.5617 | - | N/A | N/A | N/A | N/A | N/A | N/A | N/A | N/A | N/A | N/A | N/A | N/A | N/A | N/A | N/A | N/A | N/A | N/A | Calorimeter Room | Single | R32 | Australia,Fiji,New Zealand | 134320 | 2025-11-25 |  | Approved | Cooling Only | N/A | N/A | Class 4 | N/A | N/A | N/A | N/A | N/A | N/A | N/A | N/A | Available | N/A | N/A |  |  | N/A |  |  | AAC5504 | No | N/A | N/A | N/A | N/A | 4700 | 1.88 | N/A | N/A | N/A | N/A | N/A | N/A | N/A | N/A | N/A | N/A | N/A | N/A | N/A | N/A | N/A | - | - | N/A | N/A | N/A | N/A | N/A | N/A | N/A | N/A | N/A | N/A | N/A | N/A | N/A | N/A | N/A | N/A | N/A | N/A | N/A | N/A | N/A | N/A | N/A | N/A | N/A | N/A | 64.9 | N/A | N/A | N/A | N/A | N/A | N/A | N/A | 1025 | 1579 | 4224 | N/A | N/A | N/A | 0 | 0 | 0 | N/A | N/A | N/A | N/A | N/A | N/A | - | - | - | N/A | N/A | N/A | - | - | - | N/A | No | - | - | - | - | - | - | N/A | 2.5 | -
[Unitary Single-Duct] GEMS (Air Conditioners up to 65kW) Determination 2019 | MEPS 2019 | AS/NZS 3823.1.5:2015 | KAWFPAC16YD | KAWFPAC16Y* | N/A | KOGAN | N/A | Non Ducted | Portable | N/A | N/A | N/A | China | 1.88 | N/A | 4.7 | N/A | N/A | N/A | N/A | N/A | - | - | Calorimeter Room | 2.5617 | - | N/A | N/A | N/A | N/A | N/A | N/A | N/A | N/A | N/A | N/A | N/A | N/A | N/A | N/A | N/A | N/A | N/A | N/A | Calorimeter Room | Single | R32 | Australia,Fiji,New Zealand | 134320 | 2025-11-25 |  | Approved | Cooling Only | N/A | N/A | Class 4 | N/A | N/A | N/A | N/A | N/A | N/A | N/A | N/A | Available | N/A | N/A |  |  | N/A |  |  | AAC5504 | No | N/A | N/A | N/A | N/A | 4700 | 1.88 | N/A | N/A | N/A | N/A | N/A | N/A | N/A | N/A | N/A | N/A | N/A | N/A | N/A | N/A | N/A | - | - | N/A | N/A | N/A | N/A | N/A | N/A | N/A | N/A | N/A | N/A | N/A | N/A | N/A | N/A | N/A | N/A | N/A | N/A | N/A | N/A | N/A | N/A | N/A | N/A | N/A | N/A | 64.9 | N/A | N/A | N/A | N/A | N/A | N/A | N/A | 1025 | 1579 | 4224 | N/A | N/A | N/A | 0 | 0 | 0 | N/A | N/A | N/A | N/A | N/A | N/A | - | - | - | N/A | N/A | N/A | - | - | - | N/A | No | - | - | - | - | - | - | N/A | 2.5 | -
[Unitary Single-Duct] GEMS (Air Conditioners up to 65kW) Determination 2019 | MEPS 2019 | AS/NZS 3823.1.5:2015 | KAWFPAC16YE | KAWFPAC16Y* | N/A | KOGAN | N/A | Non Ducted | Portable | N/A | N/A | N/A | China | 1.88 | N/A | 4.7 | N/A | N/A | N/A | N/A | N/A | - | - | Calorimeter Room | 2.5617 | - | N/A | N/A | N/A | N/A | N/A | N/A | N/A | N/A | N/A | N/A | N/A | N/A | N/A | N/A | N/A | N/A | N/A | N/A | Calorimeter Room | Single | R32 | Australia,Fiji,New Zealand | 134320 | 2025-11-25 |  | Approved | Cooling Only | N/A | N/A | Class 4 | N/A | N/A | N/A | N/A | N/A | N/A | N/A | N/A | Available | N/A | N/A |  |  | N/A |  |  | AAC5504 | No | N/A | N/A | N/A | N/A | 4700 | 1.88 | N/A | N/A | N/A | N/A | N/A | N/A | N/A | N/A | N/A | N/A | N/A | N/A | N/A | N/A | N/A | - | - | N/A | N/A | N/A | N/A | N/A | N/A | N/A | N/A | N/A | N/A | N/A | N/A | N/A | N/A | N/A | N/A | N/A | N/A | N/A | N/A | N/A | N/A | N/A | N/A | N/A | N/A | 64.9 | N/A | N/A | N/A | N/A | N/A | N/A | N/A | 1025 | 1579 | 4224 | N/A | N/A | N/A | 0 | 0 | 0 | N/A | N/A | N/A | N/A | N/A | N/A | - | - | - | N/A | N/A | N/A | - | - | - | N/A | No | - | - | - | - | - | - | N/A | 2.5 | -
[SEER Non Multi-Split <=65kW] GEMS (Air Conditioners up to 65kW) Determination 2019 | MEPS 2019 | AS/NZS 3823.1.1:2012 | KAWFSAC52U* | KAWFSAC52U* | N/A | KOGAN | N/A | Non Ducted | Single Split System | Wall Hung | Air | Air | China | 1.28 | N/A | 5.2 | N/A | N/A | N/A | N/A | N/A | 1.26 | 5.2 | Calorimeter Room | 3.9809 | 4.3622 | N/A | - | N/A | N/A | N/A | N/A | N/A | N/A | N/A | N/A | N/A | N/A | N/A | N/A | N/A | N/A | N/A | N/A | N/A | Single | R32 | Australia,Fiji,New Zealand | 133480 | 2025-10-30 |  | Approved | Reverse Cycle | N/A | Yes | Class 9 | Yes | N/A | N/A | N/A | N/A | N/A | N/A | N/A | Available | N/A | N/A | https://www.auxgroup.com/China |  | N/A |  |  | AAC5451 | Yes | Variable output compressor | Inverter | No | - | 5200 | 1.28 | - | 470 | 2600 | Yes | 340 | 1650 | - | 1169.92 | 5600.4 | Yes | 370 | 2600 | - | 220 | 1650 | 5200 | 1.26 | 450 | 2400 | No | - | - | No | - | - | - | 1800 | 5200 | No | - | - | - | - | - | - | - | - | No | - | - | No | - | - | 60.6 | 60 | 6.146 | 5.887 | 6.163 | 11.077 | 8.625 | 7.103 | 233 | 368 | 1101 | 339 | 516 | 1371 | 4.5 | 4 | 4.5 | 3.882 | 4.38 | 4.927 | 4.173 | 4.608 | 4.937 | 1753 | 650 | 93 | 553 | 286 | 59 | 2 | 2.5 | 3 | No | - | - | - | - | N/A | N/A | N/A | 1.9 | 4.0422 | 4.1061
[SEER Non Multi-Split <=65kW] GEMS (Air Conditioners up to 65kW) Determination 2019 | MEPS 2019 | AS/NZS 3823.1.1:2012 | KAWFSAC52UA | KAWFSAC52U* | N/A | KOGAN | N/A | Non Ducted | Single Split System | Wall Hung | Air | Air | China | 1.28 | N/A | 5.2 | N/A | N/A | N/A | N/A | N/A | 1.26 | 5.2 | Calorimeter Room | 3.9809 | 4.3622 | N/A | - | N/A | N/A | N/A | N/A | N/A | N/A | N/A | N/A | N/A | N/A | N/A | N/A | N/A | N/A | N/A | N/A | N/A | Single | R32 | Australia,Fiji,New Zealand | 133480 | 2025-10-30 |  | Approved | Reverse Cycle | N/A | Yes | Class 9 | Yes | N/A | N/A | N/A | N/A | N/A | N/A | N/A | Available | N/A | N/A | https://www.auxgroup.com/China |  | N/A |  |  | AAC5451 | Yes | Variable output compressor | Inverter | No | - | 5200 | 1.28 | - | 470 | 2600 | Yes | 340 | 1650 | - | 1169.92 | 5600.4 | Yes | 370 | 2600 | - | 220 | 1650 | 5200 | 1.26 | 450 | 2400 | No | - | - | No | - | - | - | 1800 | 5200 | No | - | - | - | - | - | - | - | - | No | - | - | No | - | - | 60.6 | 60 | 6.146 | 5.887 | 6.163 | 11.077 | 8.625 | 7.103 | 233 | 368 | 1101 | 339 | 516 | 1371 | 4.5 | 4 | 4.5 | 3.882 | 4.38 | 4.927 | 4.173 | 4.608 | 4.937 | 1753 | 650 | 93 | 553 | 286 | 59 | 2 | 2.5 | 3 | No | - | - | - | - | N/A | N/A | N/A | 1.9 | 4.0422 | 4.1061
[SEER Non Multi-Split <=65kW] GEMS (Air Conditioners up to 65kW) Determination 2019 | MEPS 2019 | AS/NZS 3823.1.1:2012 | KAWFSAC52UB | KAWFSAC52U* | N/A | KOGAN | N/A | Non Ducted | Single Split System | Wall Hung | Air | Air | China | 1.28 | N/A | 5.2 | N/A | N/A | N/A | N/A | N/A | 1.26 | 5.2 | Calorimeter Room | 3.9809 | 4.3622 | N/A | - | N/A | N/A | N/A | N/A | N/A | N/A | N/A | N/A | N/A | N/A | N/A | N/A | N/A | N/A | N/A | N/A | N/A | Single | R32 | Australia,Fiji,New Zealand | 133480 | 2025-10-30 |  | Approved | Reverse Cycle | N/A | Yes | Class 9 | Yes | N/A | N/A | N/A | N/A | N/A | N/A | N/A | Available | N/A | N/A | https://www.auxgroup.com/China |  | N/A |  |  | AAC5451 | Yes | Variable output compressor | Inverter | No | - | 5200 | 1.28 | - | 470 | 2600 | Yes | 340 | 1650 | - | 1169.92 | 5600.4 | Yes | 370 | 2600 | - | 220 | 1650 | 5200 | 1.26 | 450 | 2400 | No | - | - | No | - | - | - | 1800 | 5200 | No | - | - | - | - | - | - | - | - | No | - | - | No | - | - | 60.6 | 60 | 6.146 | 5.887 | 6.163 | 11.077 | 8.625 | 7.103 | 233 | 368 | 1101 | 339 | 516 | 1371 | 4.5 | 4 | 4.5 | 3.882 | 4.38 | 4.927 | 4.173 | 4.608 | 4.937 | 1753 | 650 | 93 | 553 | 286 | 59 | 2 | 2.5 | 3 | No | - | - | - | - | N/A | N/A | N/A | 1.9 | 4.0422 | 4.1061
[SEER Non Multi-Split <=65kW] GEMS (Air Conditioners up to 65kW) Determination 2019 | MEPS 2019 | AS/NZS 3823.1.1:2012 | KAWFSAC52UC | KAWFSAC52U* | N/A | KOGAN | N/A | Non Ducted | Single Split System | Wall Hung | Air | Air | China | 1.28 | N/A | 5.2 | N/A | N/A | N/A | N/A | N/A | 1.26 | 5.2 | Calorimeter Room | 3.9809 | 4.3622 | N/A | - | N/A | N/A | N/A | N/A | N/A | N/A | N/A | N/A | N/A | N/A | N/A | N/A | N/A | N/A | N/A | N/A | N/A | Single | R32 | Australia,Fiji,New Zealand | 133480 | 2025-10-30 |  | Approved | Reverse Cycle | N/A | Yes | Class 9 | Yes | N/A | N/A | N/A | N/A | N/A | N/A | N/A | Available | N/A | N/A | https://www.auxgroup.com/China |  | N/A |  |  | AAC5451 | Yes | Variable output compressor | Inverter | No | - | 5200 | 1.28 | - | 470 | 2600 | Yes | 340 | 1650 | - | 1169.92 | 5600.4 | Yes | 370 | 2600 | - | 220 | 1650 | 5200 | 1.26 | 450 | 2400 | No | - | - | No | - | - | - | 1800 | 5200 | No | - | - | - | - | - | - | - | - | No | - | - | No | - | - | 60.6 | 60 | 6.146 | 5.887 | 6.163 | 11.077 | 8.625 | 7.103 | 233 | 368 | 1101 | 339 | 516 | 1371 | 4.5 | 4 | 4.5 | 3.882 | 4.38 | 4.927 | 4.173 | 4.608 | 4.937 | 1753 | 650 | 93 | 553 | 286 | 59 | 2 | 2.5 | 3 | No | - | - | - | - | N/A | N/A | N/A | 1.9 | 4.0422 | 4.1061
[SEER Non Multi-Split <=65kW] GEMS (Air Conditioners up to 65kW) Determination 2019 | MEPS 2019 | AS/NZS 3823.1.1:2012 | KAWFSAC70U* | KAWFSAC70U* | N/A | KOGAN | N/A | Non Ducted | Single Split System | Wall Hung | Air | Air | China | 2 | N/A | 7.04 | N/A | N/A | N/A | N/A | N/A | 2.4 | 8.2 | Calorimeter Room | 3.6667 | 3.6388 | N/A | - | N/A | N/A | N/A | N/A | N/A | N/A | N/A | N/A | N/A | N/A | N/A | N/A | N/A | N/A | N/A | N/A | N/A | Single | R32 | Australia,Fiji,New Zealand | 130643 | 2025-07-13 |  | Approved | Reverse Cycle | N/A | Yes | Class 9 | Yes | N/A | N/A | N/A | N/A | N/A | N/A | N/A | Available | N/A | N/A | https://www.auxgroup.com/China |  | N/A |  |  | AAC5007 | Yes | Variable output compressor | Inverter | No | - | 7040 | 2 | - | 790 | 3800 | No | - | - | - | 1828 | 7582.08 | Yes | 550 | 3700 | Yes | 400 | 2900 | 8200 | 2.4 | 890 | 4300 | Yes | 400 | 2300 | No | - | - | - | 2250 | 6200 | No | - | - | - | - | - | - | - | - | No | - | - | No | - | - | 63.7 | 63.8 | 5.632 | 5.262 | 5.602 | 7.46 | 6.558 | 6.385 | 348 | 562 | 1644 | 688 | 922 | 2067 | 4 | 3.5 | 4 | 3.368 | 3.994 | 5.2 | 3.961 | 4.636 | 5.354 | 3182 | 1119 | 136 | 915 | 445 | 83 | 1.5 | 2 | 3.5 | No | - | - | - | - | N/A | N/A | N/A | 1.314 | 3.5122 | 3.4104
[SEER Non Multi-Split <=65kW] GEMS (Air Conditioners up to 65kW) Determination 2019 | MEPS 2019 | AS/NZS 3823.1.1:2012 | KAWFSAC70UA | KAWFSAC70U* | N/A | KOGAN | N/A | Non Ducted | Single Split System | Wall Hung | Air | Air | China | 2 | N/A | 7.04 | N/A | N/A | N/A | N/A | N/A | 2.4 | 8.2 | Calorimeter Room | 3.6667 | 3.6388 | N/A | - | N/A | N/A | N/A | N/A | N/A | N/A | N/A | N/A | N/A | N/A | N/A | N/A | N/A | N/A | N/A | N/A | N/A | Single | R32 | Australia,Fiji,New Zealand | 130643 | 2025-07-13 |  | Approved | Reverse Cycle | N/A | Yes | Class 9 | Yes | N/A | N/A | N/A | N/A | N/A | N/A | N/A | Available | N/A | N/A | https://www.auxgroup.com/China |  | N/A |  |  | AAC5007 | Yes | Variable output compressor | Inverter | No | - | 7040 | 2 | - | 790 | 3800 | No | - | - | - | 1828 | 7582.08 | Yes | 550 | 3700 | Yes | 400 | 2900 | 8200 | 2.4 | 890 | 4300 | Yes | 400 | 2300 | No | - | - | - | 2250 | 6200 | No | - | - | - | - | - | - | - | - | No | - | - | No | - | - | 63.7 | 63.8 | 5.632 | 5.262 | 5.602 | 7.46 | 6.558 | 6.385 | 348 | 562 | 1644 | 688 | 922 | 2067 | 4 | 3.5 | 4 | 3.368 | 3.994 | 5.2 | 3.961 | 4.636 | 5.354 | 3182 | 1119 | 136 | 915 | 445 | 83 | 1.5 | 2 | 3.5 | No | - | - | - | - | N/A | N/A | N/A | 1.314 | 3.5122 | 3.4104
[SEER Non Multi-Split <=65kW] GEMS (Air Conditioners up to 65kW) Determination 2019 | MEPS 2019 | AS/NZS 3823.1.1:2012 | KAWFSAC70UB | KAWFSAC70U* | N/A | KOGAN | N/A | Non Ducted | Single Split System | Wall Hung | Air | Air | China | 2 | N/A | 7.04 | N/A | N/A | N/A | N/A | N/A | 2.4 | 8.2 | Calorimeter Room | 3.6667 | 3.6388 | N/A | - | N/A | N/A | N/A | N/A | N/A | N/A | N/A | N/A | N/A | N/A | N/A | N/A | N/A | N/A | N/A | N/A | N/A | Single | R32 | Australia,Fiji,New Zealand | 130643 | 2025-07-13 |  | Approved | Reverse Cycle | N/A | Yes | Class 9 | Yes | N/A | N/A | N/A | N/A | N/A | N/A | N/A | Available | N/A | N/A | https://www.auxgroup.com/China |  | N/A |  |  | AAC5007 | Yes | Variable output compressor | Inverter | No | - | 7040 | 2 | - | 790 | 3800 | No | - | - | - | 1828 | 7582.08 | Yes | 550 | 3700 | Yes | 400 | 2900 | 8200 | 2.4 | 890 | 4300 | Yes | 400 | 2300 | No | - | - | - | 2250 | 6200 | No | - | - | - | - | - | - | - | - | No | - | - | No | - | - | 63.7 | 63.8 | 5.632 | 5.262 | 5.602 | 7.46 | 6.558 | 6.385 | 348 | 562 | 1644 | 688 | 922 | 2067 | 4 | 3.5 | 4 | 3.368 | 3.994 | 5.2 | 3.961 | 4.636 | 5.354 | 3182 | 1119 | 136 | 915 | 445 | 83 | 1.5 | 2 | 3.5 | No | - | - | - | - | N/A | N/A | N/A | 1.314 | 3.5122 | 3.4104
[SEER Non Multi-Split <=65kW] GEMS (Air Conditioners up to 65kW) Determination 2019 | MEPS 2019 | AS/NZS 3823.1.1:2012 | KAWFSAC70UC | KAWFSAC70U* | N/A | KOGAN | N/A | Non Ducted | Single Split System | Wall Hung | Air | Air | China | 2 | N/A | 7.04 | N/A | N/A | N/A | N/A | N/A | 2.4 | 8.2 | Calorimeter Room | 3.6667 | 3.6388 | N/A | - | N/A | N/A | N/A | N/A | N/A | N/A | N/A | N/A | N/A | N/A | N/A | N/A | N/A | N/A | N/A | N/A | N/A | Single | R32 | Australia,Fiji,New Zealand | 130643 | 2025-07-13 |  | Approved | Reverse Cycle | N/A | Yes | Class 9 | Yes | N/A | N/A | N/A | N/A | N/A | N/A | N/A | Available | N/A | N/A | https://www.auxgroup.com/China |  | N/A |  |  | AAC5007 | Yes | Variable output compressor | Inverter | No | - | 7040 | 2 | - | 790 | 3800 | No | - | - | - | 1828 | 7582.08 | Yes | 550 | 3700 | Yes | 400 | 2900 | 8200 | 2.4 | 890 | 4300 | Yes | 400 | 2300 | No | - | - | - | 2250 | 6200 | No | - | - | - | - | - | - | - | - | No | - | - | No | - | - | 63.7 | 63.8 | 5.632 | 5.262 | 5.602 | 7.46 | 6.558 | 6.385 | 348 | 562 | 1644 | 688 | 922 | 2067 | 4 | 3.5 | 4 | 3.368 | 3.994 | 5.2 | 3.961 | 4.636 | 5.354 | 3182 | 1119 | 136 | 915 | 445 | 83 | 1.5 | 2 | 3.5 | No | - | - | - | - | N/A | N/A | N/A | 1.314 | 3.5122 | 3.4104
[SEER Non Multi-Split <=65kW] GEMS (Air Conditioners up to 65kW) Determination 2019 | MEPS 2019 | AS/NZS 3823.1.1:2012 | KAWFSAC80U* | KAWFSAC80U* | N/A | KOGAN | N/A | Non Ducted | Single Split System | Wall Hung | Air | Air | China | 2.4 | N/A | 8 | N/A | N/A | N/A | N/A | N/A | 2.55 | 8.4 | Calorimeter Room | 3.3539 | 3.45 | N/A | - | N/A | N/A | N/A | N/A | N/A | N/A | N/A | N/A | N/A | N/A | N/A | N/A | N/A | N/A | N/A | N/A | N/A | Single | R32 | Australia,Fiji,New Zealand | 130644 | 2025-07-14 |  | Approved | Reverse Cycle | N/A | Yes | Class 9 | Yes | N/A | N/A | N/A | N/A | N/A | N/A | N/A | Available | N/A | N/A | https://www.auxgroup.com/China |  | N/A |  |  | AAC5010 | Yes | Variable output compressor | Inverter | No | - | 8000 | 2.4 | - | 880 | 3800 | No | - | - | - | 2193.6 | 8616 | Yes | 750 | 4100 | Yes | 270 | 1600 | 8400 | 2.55 | 940 | 4350 | Yes | 310 | 1360 | No | - | - | - | 3000 | 7300 | No | - | - | - | - | - | - | - | - | No | - | - | No | - | - | 64.7 | 65.5 | 4.581 | 4.417 | 4.713 | 5.903 | 5.43 | 5.148 | 478 | 750 | 2211 | 980 | 1258 | 2906 | 3 | 2.5 | 3 | 3.26 | 3.757 | 4.457 | 3.636 | 4.104 | 4.51 | 3376 | 1228 | 172 | 1030 | 523 | 109 | 1.5 | 2 | 2.5 | No | - | - | - | - | N/A | N/A | N/A | 5.4099 | 3.3081 | 3.2707
[SEER Non Multi-Split <=65kW] GEMS (Air Conditioners up to 65kW) Determination 2019 | MEPS 2019 | AS/NZS 3823.1.1:2012 | KAWFSAC80UA | KAWFSAC80U* | N/A | KOGAN | N/A | Non Ducted | Single Split System | Wall Hung | Air | Air | China | 2.4 | N/A | 8 | N/A | N/A | N/A | N/A | N/A | 2.55 | 8.4 | Calorimeter Room | 3.3539 | 3.45 | N/A | - | N/A | N/A | N/A | N/A | N/A | N/A | N/A | N/A | N/A | N/A | N/A | N/A | N/A | N/A | N/A | N/A | N/A | Single | R32 | Australia,Fiji,New Zealand | 130644 | 2025-07-14 |  | Approved | Reverse Cycle | N/A | Yes | Class 9 | Yes | N/A | N/A | N/A | N/A | N/A | N/A | N/A | Available | N/A | N/A | https://www.auxgroup.com/China |  | N/A |  |  | AAC5010 | Yes | Variable output compressor | Inverter | No | - | 8000 | 2.4 | - | 880 | 3800 | No | - | - | - | 2193.6 | 8616 | Yes | 750 | 4100 | Yes | 270 | 1600 | 8400 | 2.55 | 940 | 4350 | Yes | 310 | 1360 | No | - | - | - | 3000 | 7300 | No | - | - | - | - | - | - | - | - | No | - | - | No | - | - | 64.7 | 65.5 | 4.581 | 4.417 | 4.713 | 5.903 | 5.43 | 5.148 | 478 | 750 | 2211 | 980 | 1258 | 2906 | 3 | 2.5 | 3 | 3.26 | 3.757 | 4.457 | 3.636 | 4.104 | 4.51 | 3376 | 1228 | 172 | 1030 | 523 | 109 | 1.5 | 2 | 2.5 | No | - | - | - | - | N/A | N/A | N/A | 5.4099 | 3.3081 | 3.2707
[SEER Non Multi-Split <=65kW] GEMS (Air Conditioners up to 65kW) Determination 2019 | MEPS 2019 | AS/NZS 3823.1.1:2012 | KAWFSAC80UB | KAWFSAC80U* | N/A | KOGAN | N/A | Non Ducted | Single Split System | Wall Hung | Air | Air | China | 2.4 | N/A | 8 | N/A | N/A | N/A | N/A | N/A | 2.55 | 8.4 | Calorimeter Room | 3.3539 | 3.45 | N/A | - | N/A | N/A | N/A | N/A | N/A | N/A | N/A | N/A | N/A | N/A | N/A | N/A | N/A | N/A | N/A | N/A | N/A | Single | R32 | Australia,Fiji,New Zealand | 130644 | 2025-07-14 |  | Approved | Reverse Cycle | N/A | Yes | Class 9 | Yes | N/A | N/A | N/A | N/A | N/A | N/A | N/A | Available | N/A | N/A | https://www.auxgroup.com/China |  | N/A |  |  | AAC5010 | Yes | Variable output compressor | Inverter | No | - | 8000 | 2.4 | - | 880 | 3800 | No | - | - | - | 2193.6 | 8616 | Yes | 750 | 4100 | Yes | 270 | 1600 | 8400 | 2.55 | 940 | 4350 | Yes | 310 | 1360 | No | - | - | - | 3000 | 7300 | No | - | - | - | - | - | - | - | - | No | - | - | No | - | - | 64.7 | 65.5 | 4.581 | 4.417 | 4.713 | 5.903 | 5.43 | 5.148 | 478 | 750 | 2211 | 980 | 1258 | 2906 | 3 | 2.5 | 3 | 3.26 | 3.757 | 4.457 | 3.636 | 4.104 | 4.51 | 3376 | 1228 | 172 | 1030 | 523 | 109 | 1.5 | 2 | 2.5 | No | - | - | - | - | N/A | N/A | N/A | 5.4099 | 3.3081 | 3.2707
[SEER Non Multi-Split <=65kW] GEMS (Air Conditioners up to 65kW) Determination 2019 | MEPS 2019 | AS/NZS 3823.1.1:2012 | KAWFSAC80UC | KAWFSAC80U* | N/A | KOGAN | N/A | Non Ducted | Single Split System | Wall Hung | Air | Air | China | 2.4 | N/A | 8 | N/A | N/A | N/A | N/A | N/A | 2.55 | 8.4 | Calorimeter Room | 3.3539 | 3.45 | N/A | - | N/A | N/A | N/A | N/A | N/A | N/A | N/A | N/A | N/A | N/A | N/A | N/A | N/A | N/A | N/A | N/A | N/A | Single | R32 | Australia,Fiji,New Zealand | 130644 | 2025-07-14 |  | Approved | Reverse Cycle | N/A | Yes | Class 9 | Yes | N/A | N/A | N/A | N/A | N/A | N/A | N/A | Available | N/A | N/A | https://www.auxgroup.com/China |  | N/A |  |  | AAC5010 | Yes | Variable output compressor | Inverter | No | - | 8000 | 2.4 | - | 880 | 3800 | No | - | - | - | 2193.6 | 8616 | Yes | 750 | 4100 | Yes | 270 | 1600 | 8400 | 2.55 | 940 | 4350 | Yes | 310 | 1360 | No | - | - | - | 3000 | 7300 | No | - | - | - | - | - | - | - | - | No | - | - | No | - | - | 64.7 | 65.5 | 4.581 | 4.417 | 4.713 | 5.903 | 5.43 | 5.148 | 478 | 750 | 2211 | 980 | 1258 | 2906 | 3 | 2.5 | 3 | 3.26 | 3.757 | 4.457 | 3.636 | 4.104 | 4.51 | 3376 | 1228 | 172 | 1030 | 523 | 109 | 1.5 | 2 | 2.5 | No | - | - | - | - | N/A | N/A | N/A | 5.4099 | 3.3081 | 3.2707
[Water Source] GEMS (Air Conditioners up to 65kW) Determination 2019 | MEPS 2019 | AS/NZS 3823.1.3:2005 | AWH002SNM1T |  | N/A | LENNOX | 0.7 | Ducted | Packaged | - | Water loop | Water Loop | France | 0.5 | 2 | 2 | 500 | N/A | N/A | N/A | 230 | 0.6 | 2.5 | Calorimeter Room | 5.0431 | 4.6143 | N/A | - | N/A | 2.9 | 2.9 | - | - | N/A | N/A | N/A | 4.8556 | 4.4841 | N/A | N/A | N/A | N/A | N/A | N/A | Water Loop Equipment | Single | R410A | Australia,New Zealand | 140570 | 2026-09-22 |  | Approved | Reverse Cycle | 1000 | No | Class 22 | No | N/A | N/A | N/A | N/A | N/A | N/A | 5.0431 | Available | N/A | N/A |  | http://www.lennoxaus.com.au | N/A |  |  | AAC6257 | No | - | - | N/A | N/A | 2000 | 0.5 | N/A | N/A | N/A | N/A | N/A | N/A | N/A | N/A | N/A | N/A | N/A | N/A | N/A | N/A | N/A | 2500 | 0.6 | N/A | N/A | N/A | N/A | N/A | N/A | N/A | N/A | N/A | N/A | 3500 | N/A | N/A | N/A | N/A | N/A | N/A | N/A | N/A | N/A | N/A | N/A | N/A | N/A | N/A | N/A | N/A | 65 | 6.812 | 8.582 | 28.178 | 18.974 | 22.258 | 49.284 | 67 | 80 | 76 | 63 | 63 | 62 | 5 | 7 | 10 | 51.271 | 607.167 | 4132.408 | 68.377 | 652.554 | 3808.474 | 134 | 56 | 50 | 64 | 43 | 41 | 10 | 10 | 10 | N/A | N/A | N/A | N/A | N/A | N/A | N/A | N/A | 5.3 | 3.8616 | 4.0459
[Water Source] GEMS (Air Conditioners up to 65kW) Determination 2019 | MEPS 2019 | AS/NZS 3823.1.3:2005 | AWH003SNM1T |  | N/A | LENNOX | 0.7 | Ducted | Packaged | - | Water loop | Water Loop | France | 0.7 | 2 | 2.62 | 500 | N/A | N/A | N/A | 230 | 0.9 | 3.4 | Calorimeter Room | 3.6365 | 3.9215 | N/A | - | N/A | 2.9 | 2.9 | - | - | N/A | N/A | N/A | 3.5875 | 3.877 | N/A | N/A | N/A | N/A | N/A | N/A | Water Loop Equipment | Single | R410A | Australia,New Zealand | 141740 | 2026-09-22 |  | Approved | Reverse Cycle | 1000 | No | Class 22 | No | N/A | N/A | N/A | N/A | N/A | N/A | 3.6365 | Available | N/A | N/A |  | http://www.lennoxaus.com.au | N/A |  |  | AAC6256 | No | - | - | N/A | N/A | 2620 | 0.7 | N/A | N/A | N/A | N/A | N/A | N/A | N/A | N/A | N/A | N/A | N/A | N/A | N/A | N/A | N/A | 3400 | 0.9 | N/A | N/A | N/A | N/A | N/A | N/A | N/A | N/A | N/A | N/A | 3500 | N/A | N/A | N/A | N/A | N/A | N/A | N/A | N/A | N/A | N/A | N/A | N/A | N/A | N/A | N/A | N/A | 65 | 6.812 | 8.582 | 28.178 | 18.974 | 22.258 | 49.284 | 67 | 80 | 76 | 63 | 63 | 62 | 5 | 7 | 10 | 51.271 | 607.167 | 4132.408 | 68.377 | 652.554 | 3808.474 | 134 | 56 | 50 | 64 | 43 | 41 | 10 | 10 | 10 | N/A | N/A | N/A | N/A | N/A | N/A | N/A | N/A | 2.9 | 3.6912 | 3.7371
[Water Source] GEMS (Air Conditioners up to 65kW) Determination 2019 | MEPS 2019 | AS/NZS 3823.1.3:2005 | AWH007SNM1T |  | N/A | LENNOX | 2.18 | Ducted | Packaged | - | Water loop | Water Loop | France | 1.7 | 4.62 | 6.4 | 492 | N/A | N/A | N/A | 441 | 2.1 | 8 | Calorimeter Room | 3.9224 | 4.4012 | N/A | - | N/A | 3 | 3 | - | - | N/A | N/A | N/A | 3.8824 | 4.3645 | N/A | N/A | N/A | N/A | N/A | N/A | Water Loop Equipment | Single | R410A | Australia,New Zealand | 140571 | 2026-09-21 |  | Approved | Reverse Cycle | 886 | No | Class 22 | No | N/A | N/A | N/A | N/A | N/A | N/A | 3.9224 | Available | N/A | N/A | http://www.lennoxeurope.com/ | http://www.lennoxaus.com.au | N/A |  |  | AAC6253 | No | - | - | N/A | N/A | 6400 | 1.7 | N/A | N/A | N/A | N/A | N/A | N/A | N/A | N/A | N/A | N/A | N/A | N/A | N/A | N/A | N/A | 8000 | 2.1 | N/A | N/A | N/A | N/A | N/A | N/A | N/A | N/A | N/A | N/A | N/A | N/A | N/A | N/A | N/A | N/A | N/A | N/A | N/A | N/A | N/A | N/A | N/A | N/A | N/A | N/A | N/A | N/A | N/A | N/A | N/A | N/A | N/A | N/A | N/A | N/A | N/A | N/A | N/A | N/A | N/A | N/A | N/A | N/A | N/A | N/A | N/A | N/A | N/A | N/A | N/A | N/A | N/A | N/A | N/A | N/A | N/A | N/A | N/A | N/A | N/A | N/A | N/A | N/A | N/A | N/A | 4.9 | 3.7284 | 3.7797
[Water Source] GEMS (Air Conditioners up to 65kW) Determination 2019 | MEPS 2019 | AS/NZS 3823.1.3:2005 | AWH008SNM1T |  | N/A | LENNOX | 0.7 | Ducted | Packaged | - | Water loop | Water Loop | France | 2.1 | 2 | 7.6 | 500 | N/A | N/A | N/A | 230 | 2.5 | 9 | Calorimeter Room | 3.6133 | 3.6962 | N/A | - | N/A | 2.9 | 2.9 | - | - | N/A | N/A | N/A | 3.581 | 3.668 | N/A | N/A | N/A | N/A | N/A | N/A | Water Loop Equipment | Single | R410A | Australia,New Zealand | 140573 | 2026-09-23 |  | Approved | Reverse Cycle | 1000 | No | Class 22 | No | N/A | N/A | N/A | N/A | N/A | N/A | 3.6133 | Available | N/A | N/A |  | http://www.lennoxaus.com.au | N/A |  |  | AAC6258 | No | - | - | N/A | N/A | 7600 | 2.1 | N/A | N/A | N/A | N/A | N/A | N/A | N/A | N/A | N/A | N/A | N/A | N/A | N/A | N/A | N/A | 9000 | 2.5 | N/A | N/A | N/A | N/A | N/A | N/A | N/A | N/A | N/A | N/A | 3500 | N/A | N/A | N/A | N/A | N/A | N/A | N/A | N/A | N/A | N/A | N/A | N/A | N/A | N/A | N/A | N/A | 65 | 6.812 | 8.582 | 28.178 | 18.974 | 22.258 | 49.284 | 67 | 80 | 76 | 63 | 63 | 62 | 5 | 7 | 10 | 51.271 | 607.167 | 4132.408 | 68.377 | 652.554 | 3808.474 | 134 | 56 | 50 | 64 | 43 | 41 | 10 | 10 | 10 | N/A | N/A | N/A | N/A | N/A | N/A | N/A | N/A | 5.5 | 3.5873 | 3.5734
[Water Source] GEMS (Air Conditioners up to 65kW) Determination 2019 | MEPS 2019 | AS/NZS 3823.1.3:2005 | AWH010SNM1T |  | N/A | LENNOX | 0.7 | Ducted | Packaged | - | Water loop | Water Loop | France | 2.6 | 2 | 10.2 | 500 | N/A | N/A | N/A | 230 | 3.2 | 12.3 | Calorimeter Room | 4.0959 | 4.2225 | N/A | - | N/A | 2.9 | 2.9 | - | - | N/A | N/A | N/A | 4.0679 | 4.1985 | N/A | N/A | N/A | N/A | N/A | N/A | Water Loop Equipment | Single | R410A | Australia,New Zealand | 140603 | 2026-09-23 |  | Approved | Reverse Cycle | 1000 | No | Class 22 | No | N/A | N/A | N/A | N/A | N/A | N/A | 4.0959 | Available | N/A | N/A |  | http://www.lennoxaus.com.au | N/A |  |  | AAC6259 | No | - | - | N/A | N/A | 10200 | 2.6 | N/A | N/A | N/A | N/A | N/A | N/A | N/A | N/A | N/A | N/A | N/A | N/A | N/A | N/A | N/A | 12300 | 3.2 | N/A | N/A | N/A | N/A | N/A | N/A | N/A | N/A | N/A | N/A | 3500 | N/A | N/A | N/A | N/A | N/A | N/A | N/A | N/A | N/A | N/A | N/A | N/A | N/A | N/A | N/A | N/A | 65 | 6.812 | 8.582 | 28.178 | 18.974 | 22.258 | 49.284 | 67 | 80 | 76 | 63 | 63 | 62 | 5 | 7 | 10 | 51.271 | 607.167 | 4132.408 | 68.377 | 652.554 | 3808.474 | 134 | 56 | 50 | 64 | 43 | 41 | 10 | 10 | 10 | N/A | N/A | N/A | N/A | N/A | N/A | N/A | N/A | 4.9 | 3.8982 | 3.824
[SEER Non Multi-Split <=65kW] GEMS (Air Conditioners up to 65kW) Determination 2019 | MEPS 2019 | Simulation | KHA092S4B |  | N/A | LENNOX | N/A | Ducted | Packaged | - | Air | Air | United States of America | 6.35 | N/A | 22.97 | N/A | N/A | N/A | N/A | N/A | 5.63 | 22.6 | Simulation test | 3.6176 | 4.0167 | N/A | - | N/A | N/A | N/A | N/A | N/A | N/A | N/A | N/A | N/A | N/A | N/A | N/A | N/A | N/A | N/A | N/A | N/A | Three | R410A | Australia,New Zealand | 140329 | 2026-08-02 |  | Approved | Reverse Cycle | N/A | No | Class 6 | No | N/A | N/A | N/A | N/A | N/A | N/A | N/A | Available | N/A | N/A | http://www.lennox.com/ | http://www.lennoxaus.com.au | N/A |  |  | AAC6192 | No | - | - | - | - | 22970 | 6.35 | - | - | - | - | - | - | No | - | - | - | - | - | - | - | - | 22600 | 5.63 | - | - | - | - | - | - | - | - | - | - | - | - | - | - | - | - | - | - | - | - | - | - | - | - | - | - | - | 88 | 2.548 | 2.707 | 3.44 | 3.508 | 3.447 | 3.73 | 2209 | 3199 | 8389 | 4489 | 5441 | 11267 | 1 | 1 | 1.5 | - | - | - | - | - | - | - | - | - | - | - | - | 0 | 0 | 0 | - | - | - | - | - | N/A | N/A | N/A | 145 | 3.3581 | 3.6928
[SEER Non Multi-Split <=65kW] GEMS (Air Conditioners up to 65kW) Determination 2019 | MEPS 2019 | Simulation | KHA120S4B |  | N/A | LENNOX | N/A | Ducted | Packaged | - | Air | Air | United States of America | 8.8 | N/A | 31.12 | N/A | N/A | N/A | N/A | N/A | 7.55 | 30.02 | Simulation test | 3.5374 | 3.9703 | N/A | - | N/A | N/A | N/A | N/A | N/A | N/A | N/A | N/A | N/A | N/A | N/A | N/A | N/A | N/A | N/A | N/A | N/A | Three | R410A | Australia,New Zealand | 136356 | 2026-07-20 |  | Approved | Reverse Cycle | N/A | No | Class 6 | No | N/A | N/A | N/A | N/A | N/A | N/A | N/A | Available | N/A | N/A | http://www.lennox.com/ | http://www.lennoxaus.com.au | N/A |  |  | AAC6172 | No | - | - | - | - | 31120 | 8.8 | - | - | - | - | - | - | No | - | - | - | - | - | - | - | - | 30020 | 7.55 | - | - | - | - | - | - | - | - | - | - | - | - | - | - | - | - | - | - | - | - | - | - | - | - | - | - | - | - | 2.733 | 2.86 | 3.463 | 3.586 | 3.497 | 3.712 | 2874 | 4211 | 11416 | 6047 | 7365 | 15444 | 1 | 1 | 1.5 | - | - | - | - | - | - | - | - | - | - | - | - | 0 | 0 | 0 | - | - | - | - | - | N/A | N/A | N/A | 145 | 3.3498 | 3.7338
[SEER Non Multi-Split <=65kW] GEMS (Air Conditioners up to 65kW) Determination 2019 | MEPS 2019 | Simulation | KHA240S4B |  | N/A | LENNOX | N/A | Ducted | Packaged | - | Air | Air | United States of America | 17.38 | N/A | 58.06 | N/A | N/A | N/A | N/A | N/A | 14.55 | 54.23 | Simulation test | 3.2911 | 3.7281 | N/A | - | N/A | N/A | N/A | N/A | N/A | N/A | N/A | N/A | N/A | N/A | N/A | N/A | N/A | N/A | N/A | N/A | N/A | Three | R410A | Australia,New Zealand | 140348 | 2026-07-26 |  | Approved | Reverse Cycle | N/A | No | Class 7 | No | N/A | N/A | N/A | N/A | N/A | N/A | N/A | Available | N/A | N/A | http://www.lennox.com/ | http://www.lennoxaus.com.au | N/A |  |  | AAC6181 | No | - | - | - | - | 58060 | 17.38 | - | - | - | - | - | - | No | - | - | - | - | - | - | - | - | 54230 | 14.55 | - | - | - | - | - | - | - | - | - | - | - | - | - | - | - | - | - | - | - | - | - | - | - | - | - | - | - | - | 2.819 | 2.904 | 3.357 | 3.527 | 3.416 | 3.562 | 5359 | 7936 | 22190 | 11647 | 14249 | 30211 | 1 | 1 | 1.5 | - | - | - | - | - | - | - | - | - | - | - | - | 0 | 0 | 0 | - | - | - | - | - | N/A | N/A | N/A | 191 | 3.221 | 3.5688
[SEER Non Multi-Split <=65kW] GEMS (Air Conditioners up to 65kW) Determination 2019 | MEPS 2019 | AS/NZS 3823.1.2:2012 | LCS-17C-3X-4 |  | N/A | LENNOX | N/A | Ducted | Outdoor unit only | - | Air | - | China | 5.47 | N/A | 16.585 | N/A | N/A | N/A | N/A | N/A | - | - | Calorimeter Room | 3.1546 | - | N/A | - | N/A | N/A | N/A | N/A | N/A | N/A | N/A | N/A | N/A | N/A | N/A | N/A | N/A | N/A | N/A | N/A | N/A | Three | R410A | Australia,New Zealand | 130680 | 2025-07-31 |  | Approved | Cooling Only | N/A | No | Class 16 | No | N/A | N/A | N/A | N/A | N/A | N/A | N/A | Available | N/A | N/A |  | http://www.lennoxaus.com.au | N/A |  |  | AAC7228 | No | - | - | - | - | 16585 | 5.47 | - | - | - | - | - | - | No | - | - | - | - | - | - | - | - | - | - | - | - | - | - | - | - | - | - | - | - | - | - | - | - | - | - | - | - | - | - | - | - | - | - | - | - | - | 73.5 | 2.436 | 2.532 | 3.003 | 3.131 | 3.044 | 3.205 | 1741 | 2563 | 7046 | 3717 | 4536 | 9559 | 0.5 | 1 | 1.5 | - | - | - | - | - | - | - | - | - | - | - | - | - | - | - | Yes | - | - | - | - | N/A | N/A | N/A | 76.6 | 2.895 | -
[SEER Non Multi-Split <=65kW] GEMS (Air Conditioners up to 65kW) Determination 2019 | MEPS 2019 | AS/NZS 3823.1.2:2012 | LCS-18C-1X-4 |  | N/A | LENNOX | N/A | Ducted | Outdoor unit only | - | Air | - | China | 5.75 | N/A | 16.3 | N/A | N/A | N/A | N/A | N/A | - | - | Calorimeter Room | 3.016 | - | N/A | - | N/A | N/A | N/A | N/A | N/A | N/A | N/A | N/A | N/A | N/A | N/A | N/A | N/A | N/A | N/A | N/A | N/A | Single | R410A | Australia,New Zealand | 130673 | 2025-07-31 |  | Approved | Cooling Only | N/A | No | Class 16 | No | N/A | N/A | N/A | N/A | N/A | N/A | N/A | Available | N/A | N/A |  | http://www.lennoxaus.com.au | N/A |  |  | AAC7227 | No | - | - | - | - | 16300 | 5.75 | - | - | - | - | - | - | Yes | 5750 | 17800 | - | - | - | - | - | - | - | - | - | - | - | - | - | - | - | - | - | - | - | - | - | - | - | - | - | - | - | - | - | - | - | - | - | - | - | 74 | 2.17 | 2.261 | 2.625 | 2.574 | 2.563 | 2.731 | 1934 | 2833 | 7940 | 4469 | 5315 | 11046 | 0.5 | 0.5 | 1 | - | - | - | - | - | - | - | - | - | - | - | - | - | - | - | Yes | - | - | - | - | N/A | N/A | N/A | 78.6 | 2.7096 | -
[SEER Non Multi-Split <=65kW] GEMS (Air Conditioners up to 65kW) Determination 2019 | MEPS 2019 | AS/NZS 3823.1.1:2012 | LNINVC025V4/LNINVE025V4 |  | N/A | LENNOX | N/A | Non Ducted | Single Split System | Wall Hung | Air | Air | China | 0.595 | N/A | 2.5 | N/A | N/A | N/A | N/A | N/A | 0.75 | 3 | Calorimeter Room | 4.2673 | 4.1736 | N/A | - | N/A | N/A | N/A | N/A | N/A | N/A | N/A | N/A | N/A | N/A | N/A | N/A | N/A | N/A | N/A | N/A | N/A | Single | R410A | Australia,New Zealand | 130356 | 2025-07-14 |  | Approved | Reverse Cycle | N/A | Yes | Class 8 | Yes | N/A | N/A | N/A | N/A | N/A | N/A | N/A | Available | N/A | N/A | http://www.gree.com/ | http://www.lennoxaus.com.au | N/A |  |  | AAC5015 | Yes | Variable output compressor | Inverter | No | - | 2500 | 0.595 | - | 230 | 1250 | No | - | - | - | 543.83 | 2692.5 | Yes | 185 | 1300 | No | - | - | 3000 | 0.75 | 280 | 1580 | No | - | - | Yes | 1200 | 3200 | No | - | - | No | - | - | - | - | - | No | - | - | No | - | - | No | - | - | 50.5 | 58.7 | 5.157 | 5.088 | 5.813 | 7.432 | 6.692 | 6.536 | 127 | 197 | 554 | 238 | 314 | 710 | 3.5 | 3.5 | 4 | 4.055 | 4.563 | 5.133 | 4.354 | 4.804 | 5.148 | 975 | 368 | 59 | 312 | 165 | 39 | 2.5 | 3 | 3.5 | No | - | - | - | - | N/A | N/A | N/A | 4 | 4.1083 | 3.9292
[SEER Non Multi-Split <=65kW] GEMS (Air Conditioners up to 65kW) Determination 2019 | MEPS 2019 | AS/NZS 3823.1.1:2012 | LNINVC035V4/LNINVE035V4 |  | N/A | LENNOX | N/A | Non Ducted | Single Split System | Wall Hung | Air | Air | China | 0.915 | N/A | 3.4 | N/A | N/A | N/A | N/A | N/A | 1.07 | 4 | Calorimeter Room | 3.6089 | 3.6903 | N/A | - | N/A | N/A | N/A | N/A | N/A | N/A | N/A | N/A | N/A | N/A | N/A | N/A | N/A | N/A | N/A | N/A | N/A | Single | R410A | Australia,New Zealand | 130363 | 2025-07-14 |  | Approved | Reverse Cycle | N/A | Yes | Class 8 | Yes | N/A | N/A | N/A | N/A | N/A | N/A | N/A | Available | N/A | N/A | http://www.gree.com/ | http://www.lennoxaus.com.au | N/A |  |  | AAC5013 | Yes | Variable output compressor | Inverter | No | - | 3400 | 0.915 | - | 330 | 1700 | No | - | - | - | 836.31 | 3661.8 | No | 301.62 | 1830.9 | No | - | - | 4000 | 1.07 | 360 | 1900 | No | - | - | Yes | 1500 | 3700 | No | - | - | No | - | - | - | - | - | No | - | - | No | - | - | No | - | - | 57.3 | 62.1 | 4.729 | 4.596 | 5.032 | 5.838 | 5.48 | 5.414 | 194 | 303 | 877 | 419 | 527 | 1172 | 3 | 3 | 3.5 | 3.631 | 4.216 | 4.85 | 3.973 | 4.485 | 4.867 | 1446 | 525 | 78 | 451 | 231 | 50 | 2 | 2.5 | 3 | No | - | - | - | - | N/A | N/A | N/A | 3.6 | 3.6671 | 3.6963
[SEER Non Multi-Split <=65kW] GEMS (Air Conditioners up to 65kW) Determination 2019 | MEPS 2019 | AS/NZS 3823.1.1:2012 | LNINVC052V4/LNINVE052V4 |  | N/A | LENNOX | N/A | Non Ducted | Single Split System | Wall Hung | Air | Air | China | 1.46 | N/A | 5.275 | N/A | N/A | N/A | N/A | N/A | 1.49 | 5.6 | Calorimeter Room | 3.4852 | 3.6201 | N/A | - | N/A | N/A | N/A | N/A | N/A | N/A | N/A | N/A | N/A | N/A | N/A | N/A | N/A | N/A | N/A | N/A | N/A | Single | R410A | Australia,New Zealand | 130378 | 2025-07-14 |  | Approved | Reverse Cycle | N/A | Yes | Class 9 | Yes | N/A | N/A | N/A | N/A | N/A | N/A | N/A | Available | N/A | N/A | http://www.gree.com/ | http://www.lennoxaus.com.au | N/A |  |  | AAC5016 | Yes | Variable output compressor | Inverter | No | - | 5275 | 1.46 | - | 506 | 2550 | No | - | - | - | 1334.44 | 5681.175 | No | 462.484 | 2746.35 | No | - | - | 5600 | 1.49 | 553 | 2700 | No | - | - | Yes | 1960 | 5020 | No | - | - | No | - | - | - | - | - | No | - | - | No | - | - | No | - | - | 61.5 | 66.8 | 4.637 | 4.502 | 4.91 | 5.724 | 5.368 | 5.281 | 307 | 480 | 1394 | 663 | 836 | 1864 | 3 | 3 | 3 | 3.505 | 4.015 | 4.498 | 3.776 | 4.21 | 4.503 | 2098 | 772 | 118 | 665 | 344 | 76 | 2 | 2.5 | 2.5 | No | - | - | - | - | N/A | N/A | N/A | 5.4 | 3.5684 | 3.7129
[SEER Non Multi-Split <=65kW] GEMS (Air Conditioners up to 65kW) Determination 2019 | MEPS 2019 | AS/NZS 3823.1.1:2012 | LNINVC071V4/LNINVE071V4 |  | N/A | LENNOX | 0.71 | Non Ducted | Single Split System | Wall Hung | Air | Air | China | 2.119 | 6.39 | 7.1 | N/A | N/A | N/A | N/A | N/A | 2.461 | 8 | Calorimeter Room | 3.3877 | 3.3926 | Yes | - | N/A | 4.6 | 4.6 | N/A | N/A | N/A | N/A | N/A | 3.3566 | 3.3069 | N/A | N/A | 2.2133 | 2.1139 | 2 | 2 | Calorimeter Room | Single | R410A | Australia,New Zealand | 127436 | 2025-04-01 |  | Approved | Reverse Cycle | N/A | Yes | Class 9 | Yes | Yes | N/A | Yes | Yes | Yes | N/A | 3.3816 | Available | N/A | N/A | http://www.gree.com/ | http://www.lennoxaus.com.au | Yes |  | https://reg.energyrating.gov.au/static/common/images/star_ratings_2014/aircon_rating_2_2.png | AAC4704 | Yes | Variable output compressor | Inverter | No | - | 7100 | 2.119 | - | 750 | 3600 | Yes | 490 | 2100 | - | 1936.766 | 7646.7 | Yes | 620 | 3800 | - | 370 | 2300 | 8000 | 2.461 | 840 | 3800 | No | - | - | Yes | 3050 | 7100 | No | - | - | No | - | - | - | - | - | No | - | - | No | - | - | No | - | - | 62.4 | 64.7 | 4.961 | 4.75 | 5.128 | 7.506 | 6.459 | 5.794 | 389 | 616 | 1800 | 680 | 935 | 2289 | 3 | 3 | 3.5 | 3.184 | 3.641 | 4.16 | 3.463 | 3.861 | 4.173 | 3294 | 1209 | 176 | 1031 | 531 | 113 | 1.5 | 2 | 2.5 | No | - | - | - | - | N/A | N/A | N/A | 5.9 | 3.3194 | 3.2246
[SEER Non Multi-Split <=65kW] GEMS (Air Conditioners up to 65kW) Determination 2019 | MEPS 2019 | AS/NZS 3823.1.1:2012 | LNINVC085V4/LNINVE085V4 |  | N/A | LENNOX | 2.3 | Non Ducted | Single Split System | Wall Hung | Air | Air | China | 2.656 | 6.2 | 8.5 | N/A | N/A | N/A | N/A | N/A | 2.727 | 9 | Calorimeter Room | 3.4663 | 3.285 | Yes | - | N/A | 5.54 | 5.54 | 4.9906 | N/A | N/A | N/A | N/A | 3.182 | 3.3986 | N/A | N/A | 1.864 | 2.2971 | 1.5 | 2 | Calorimeter Room | Single | R410A | Australia,New Zealand | 127437 | 2025-04-01 |  | Approved | Reverse Cycle | N/A | Yes | Class 9 | Yes | Yes | N/A | Yes | Yes | Yes | N/A | 3.2056 | Available | N/A | N/A | http://www.gree.com/ | http://www.lennoxaus.com.au | Yes |  | https://reg.energyrating.gov.au/static/common/images/star_ratings_2014/aircon_rating_1.5_2.png | AAC4691 | Yes | Variable output compressor | Inverter | No | - | 8500 | 2.656 | - | 862 | 4322 | Yes | 531 | 1817 | - | 2427.584 | 9154.5 | Yes | 639 | 4200 | - | 441 | 3332 | 9000 | 2.727 | 850 | 4083 | Yes | 454 | 2334 | Yes | 3129 | 7845 | No | - | - | No | - | - | - | - | - | Yes | 3763 | 8018 | No | - | - | No | - | - | 64.4 | 67 | 5.349 | 5.032 | 5.353 | 8.544 | 7.148 | 5.947 | 435 | 700 | 2068 | 717 | 1014 | 2673 | 3.5 | 3.5 | 3.5 | 3.466 | 3.958 | 4.817 | 3.914 | 4.42 | 4.908 | 3402 | 1248 | 169 | 1024 | 520 | 106 | 1.5 | 2 | 3 | No | - | - | - | - | N/A | N/A | N/A | 5 | 3.1801 | 3.28
[SEER Non Multi-Split <=65kW] GEMS (Air Conditioners up to 65kW) Determination 2019 | MEPS 2019 | AS/NZS 3823.1.2:2012 | TSA036S41-1 | TSA036S41-1 | N/A | LENNOX | 1.09 | Ducted | Single Split System | - | Air | - | United States of America | 2.85 | 9.17 | 10.26 | N/A | N/A | N/A | N/A | N/A | - | - | Calorimeter Room | 3.504 | - | N/A | - | N/A | 37 | N/A | N/A | N/A | N/A | N/A | N/A | 3.3585 | N/A | N/A | N/A | N/A | N/A | N/A | N/A | Calorimeter Room | Single | R410A | Australia,New Zealand | 142620 | 2026-11-02 |  | Approved | Cooling Only | N/A | No | Class 11 | No | N/A | N/A | N/A | N/A | N/A | N/A | 3.504 | Available | N/A | N/A | http://www.lennox.com/ | http://www.lennoxaus.com.au | N/A |  |  | AAC6330 | No | - | - | - | - | 10260 | 2.85 | - | - | - | - | - | - | No | - | - | - | - | - | - | - | - | - | - | - | - | - | - | - | - | - | - | - | - | - | - | - | - | - | - | - | - | - | - | - | - | - | - | - | - | - | 80 | 2.94 | 3.047 | 3.583 | 3.745 | 3.636 | 3.817 | 898 | 1324 | 3660 | 1928 | 2354 | 4971 | 1 | 1.5 | 2 | - | - | - | - | - | - | - | - | - | - | - | - | - | - | - | Yes | - | - | - | - | N/A | N/A | N/A | 37 | 3.4487 | -
[SEER Non Multi-Split <=65kW] GEMS (Air Conditioners up to 65kW) Determination 2019 | MEPS 2019 | AS/NZS 3823.1.2:2012 | TSA036S41-1/CH33-36B-2F-3 | TSA036S41-1 | N/A | LENNOX | 1.09 | Ducted | Single Split System | - | Air | - | United States of America | 2.85 | 9.17 | 10.26 | N/A | N/A | N/A | N/A | N/A | - | - | Calorimeter Room | 3.504 | - | N/A | - | N/A | 37 | N/A | N/A | N/A | N/A | N/A | N/A | 3.3585 | N/A | N/A | N/A | N/A | N/A | N/A | N/A | Calorimeter Room | Single | R410A | Australia,New Zealand | 142620 | 2026-11-02 |  | Approved | Cooling Only | N/A | No | Class 11 | No | N/A | N/A | N/A | N/A | N/A | N/A | 3.504 | Available | N/A | N/A | http://www.lennox.com/ | http://www.lennoxaus.com.au | N/A |  |  | AAC6330 | No | - | - | - | - | 10260 | 2.85 | - | - | - | - | - | - | No | - | - | - | - | - | - | - | - | - | - | - | - | - | - | - | - | - | - | - | - | - | - | - | - | - | - | - | - | - | - | - | - | - | - | - | - | - | 80 | 2.94 | 3.047 | 3.583 | 3.745 | 3.636 | 3.817 | 898 | 1324 | 3660 | 1928 | 2354 | 4971 | 1 | 1.5 | 2 | - | - | - | - | - | - | - | - | - | - | - | - | - | - | - | Yes | - | - | - | - | N/A | N/A | N/A | 37 | 3.4487 | -
[SEER Non Multi-Split <=65kW] GEMS (Air Conditioners up to 65kW) Determination 2019 | MEPS 2019 | AS/NZS 3823.1.2:2012 | TSA036S4N42T/CH33-36B-2F-3 | TSA036S41-1 | N/A | LENNOX | 1.09 | Ducted | Single Split System | - | Air | - | United States of America | 2.85 | 9.17 | 10.26 | N/A | N/A | N/A | N/A | N/A | - | - | Calorimeter Room | 3.504 | - | N/A | - | N/A | 37 | N/A | N/A | N/A | N/A | N/A | N/A | 3.3585 | N/A | N/A | N/A | N/A | N/A | N/A | N/A | Calorimeter Room | Single | R410A | Australia,New Zealand | 142620 | 2026-11-02 |  | Approved | Cooling Only | N/A | No | Class 11 | No | N/A | N/A | N/A | N/A | N/A | N/A | 3.504 | Available | N/A | N/A | http://www.lennox.com/ | http://www.lennoxaus.com.au | N/A |  |  | AAC6330 | No | - | - | - | - | 10260 | 2.85 | - | - | - | - | - | - | No | - | - | - | - | - | - | - | - | - | - | - | - | - | - | - | - | - | - | - | - | - | - | - | - | - | - | - | - | - | - | - | - | - | - | - | - | - | 80 | 2.94 | 3.047 | 3.583 | 3.745 | 3.636 | 3.817 | 898 | 1324 | 3660 | 1928 | 2354 | 4971 | 1 | 1.5 | 2 | - | - | - | - | - | - | - | - | - | - | - | - | - | - | - | Yes | - | - | - | - | N/A | N/A | N/A | 37 | 3.4487 | -
[SEER Non Multi-Split <=65kW] GEMS (Air Conditioners up to 65kW) Determination 2019 | MEPS 2019 | AS/NZS 3823.1.2:2012 | TSA048S41-1 | TSA048S41-1 | N/A | LENNOX | 1.53 | Ducted | Single Split System | - | Air | - | United States of America | 3.08 | 9.89 | 11.42 | N/A | N/A | N/A | N/A | N/A | - | - | Calorimeter Room | 3.6041 | - | N/A | - | N/A | 36.3 | N/A | N/A | N/A | N/A | N/A | N/A | 3.468 | N/A | N/A | N/A | N/A | N/A | N/A | N/A | Calorimeter Room | Single | R410A | Australia,New Zealand | 142621 | 2026-11-03 |  | Approved | Cooling Only | N/A | No | Class 11 | No | N/A | N/A | N/A | N/A | N/A | N/A | 3.6041 | Available | N/A | N/A | http://www.lennox.com/ | http://www.lennoxaus.com.au | N/A |  |  | AAC6331 | No | - | - | - | - | 11420 | 3.08 | - | - | - | - | - | - | No | - | - | - | - | - | - | - | - | - | - | - | - | - | - | - | - | - | - | - | - | - | - | - | - | - | - | - | - | - | - | - | - | - | - | - | - | - | 80 | 3.087 | 3.189 | 3.712 | 3.891 | 3.773 | 3.945 | 958 | 1416 | 3942 | 2072 | 2533 | 5361 | 1.5 | 1.5 | 2 | - | - | - | - | - | - | - | - | - | - | - | - | - | - | - | Yes | - | - | - | - | N/A | N/A | N/A | 36.3 | 3.5657 | -
[SEER Non Multi-Split <=65kW] GEMS (Air Conditioners up to 65kW) Determination 2019 | MEPS 2019 | AS/NZS 3823.1.2:2012 | TSA048S41-1/CH33-44/48B-2F-3 | TSA048S41-1 | N/A | LENNOX | 1.53 | Ducted | Single Split System | - | Air | - | United States of America | 3.08 | 9.89 | 11.42 | N/A | N/A | N/A | N/A | N/A | - | - | Calorimeter Room | 3.6041 | - | N/A | - | N/A | 36.3 | N/A | N/A | N/A | N/A | N/A | N/A | 3.468 | N/A | N/A | N/A | N/A | N/A | N/A | N/A | Calorimeter Room | Single | R410A | Australia,New Zealand | 142621 | 2026-11-03 |  | Approved | Cooling Only | N/A | No | Class 11 | No | N/A | N/A | N/A | N/A | N/A | N/A | 3.6041 | Available | N/A | N/A | http://www.lennox.com/ | http://www.lennoxaus.com.au | N/A |  |  | AAC6331 | No | - | - | - | - | 11420 | 3.08 | - | - | - | - | - | - | No | - | - | - | - | - | - | - | - | - | - | - | - | - | - | - | - | - | - | - | - | - | - | - | - | - | - | - | - | - | - | - | - | - | - | - | - | - | 80 | 3.087 | 3.189 | 3.712 | 3.891 | 3.773 | 3.945 | 958 | 1416 | 3942 | 2072 | 2533 | 5361 | 1.5 | 1.5 | 2 | - | - | - | - | - | - | - | - | - | - | - | - | - | - | - | Yes | - | - | - | - | N/A | N/A | N/A | 36.3 | 3.5657 | -
[SEER Non Multi-Split <=65kW] GEMS (Air Conditioners up to 65kW) Determination 2019 | MEPS 2019 | AS/NZS 3823.1.2:2012 | TSA048S41-3 | TSA048S41-3 | N/A | LENNOX | 2.55 | Ducted | Single Split System | - | Air | - | United States of America | 3.83 | 10.87 | 13.42 | N/A | N/A | N/A | N/A | N/A | - | - | Calorimeter Room | 3.4066 | - | N/A | - | N/A | 27.51 | N/A | N/A | N/A | N/A | N/A | N/A | 3.327 | N/A | N/A | N/A | N/A | N/A | N/A | N/A | Calorimeter Room | Three | R410A | Australia,New Zealand | 142622 | 2026-11-03 |  | Approved | Cooling Only | N/A | No | Class 11 | No | N/A | N/A | N/A | N/A | N/A | N/A | 3.4066 | Available | N/A | N/A | http://www.lennox.com/ | http://www.lennoxaus.com.au | N/A |  |  | AAC6332 | No | - | - | - | - | 13420 | 3.83 | - | - | - | - | - | - | No | - | - | - | - | - | - | - | - | - | - | - | - | - | - | - | - | - | - | - | - | - | - | - | - | - | - | - | - | - | - | - | - | - | - | - | - | - | 80 | 3.157 | 3.213 | 3.586 | 3.808 | 3.669 | 3.778 | 1132 | 1691 | 4835 | 2521 | 3095 | 6613 | 1.5 | 1.5 | 2 | - | - | - | - | - | - | - | - | - | - | - | - | - | - | - | Yes | - | - | - | - | N/A | N/A | N/A | 27.51 | 3.4209 | -
[SEER Non Multi-Split <=65kW] GEMS (Air Conditioners up to 65kW) Determination 2019 | MEPS 2019 | AS/NZS 3823.1.2:2012 | TSA048S41-3/CH33-44/48B-2F-3 | TSA048S41-3 | N/A | LENNOX | 2.55 | Ducted | Single Split System | - | Air | - | United States of America | 3.83 | 10.87 | 13.42 | N/A | N/A | N/A | N/A | N/A | - | - | Calorimeter Room | 3.4066 | - | N/A | - | N/A | 27.51 | N/A | N/A | N/A | N/A | N/A | N/A | 3.327 | N/A | N/A | N/A | N/A | N/A | N/A | N/A | Calorimeter Room | Three | R410A | Australia,New Zealand | 142622 | 2026-11-03 |  | Approved | Cooling Only | N/A | No | Class 11 | No | N/A | N/A | N/A | N/A | N/A | N/A | 3.4066 | Available | N/A | N/A | http://www.lennox.com/ | http://www.lennoxaus.com.au | N/A |  |  | AAC6332 | No | - | - | - | - | 13420 | 3.83 | - | - | - | - | - | - | No | - | - | - | - | - | - | - | - | - | - | - | - | - | - | - | - | - | - | - | - | - | - | - | - | - | - | - | - | - | - | - | - | - | - | - | - | - | 80 | 3.157 | 3.213 | 3.586 | 3.808 | 3.669 | 3.778 | 1132 | 1691 | 4835 | 2521 | 3095 | 6613 | 1.5 | 1.5 | 2 | - | - | - | - | - | - | - | - | - | - | - | - | - | - | - | Yes | - | - | - | - | N/A | N/A | N/A | 27.51 | 3.4209 | -
[SEER Non Multi-Split <=65kW] GEMS (Air Conditioners up to 65kW) Determination 2019 | MEPS 2019 | AS/NZS 3823.1.2:2012 | TSA048S4N42M/CH33-44/48B-2F-3 | TSA048S41-3 | N/A | LENNOX | 2.55 | Ducted | Single Split System | - | Air | - | United States of America | 3.83 | 10.87 | 13.42 | N/A | N/A | N/A | N/A | N/A | - | - | Calorimeter Room | 3.4066 | - | N/A | - | N/A | 27.51 | N/A | N/A | N/A | N/A | N/A | N/A | 3.327 | N/A | N/A | N/A | N/A | N/A | N/A | N/A | Calorimeter Room | Three | R410A | Australia,New Zealand | 142622 | 2026-11-03 |  | Approved | Cooling Only | N/A | No | Class 11 | No | N/A | N/A | N/A | N/A | N/A | N/A | 3.4066 | Available | N/A | N/A | http://www.lennox.com/ | http://www.lennoxaus.com.au | N/A |  |  | AAC6332 | No | - | - | - | - | 13420 | 3.83 | - | - | - | - | - | - | No | - | - | - | - | - | - | - | - | - | - | - | - | - | - | - | - | - | - | - | - | - | - | - | - | - | - | - | - | - | - | - | - | - | - | - | - | - | 80 | 3.157 | 3.213 | 3.586 | 3.808 | 3.669 | 3.778 | 1132 | 1691 | 4835 | 2521 | 3095 | 6613 | 1.5 | 1.5 | 2 | - | - | - | - | - | - | - | - | - | - | - | - | - | - | - | Yes | - | - | - | - | N/A | N/A | N/A | 27.51 | 3.4209 | -
[SEER Non Multi-Split <=65kW] GEMS (Air Conditioners up to 65kW) Determination 2019 | MEPS 2019 | AS/NZS 3823.1.2:2012 | TSA048S4N43T/CH33-44/48B-2F-3 | TSA048S41-1 | N/A | LENNOX | 1.53 | Ducted | Single Split System | - | Air | - | United States of America | 3.08 | 9.89 | 11.42 | N/A | N/A | N/A | N/A | N/A | - | - | Calorimeter Room | 3.6041 | - | N/A | - | N/A | 36.3 | N/A | N/A | N/A | N/A | N/A | N/A | 3.468 | N/A | N/A | N/A | N/A | N/A | N/A | N/A | Calorimeter Room | Single | R410A | Australia,New Zealand | 142621 | 2026-11-03 |  | Approved | Cooling Only | N/A | No | Class 11 | No | N/A | N/A | N/A | N/A | N/A | N/A | 3.6041 | Available | N/A | N/A | http://www.lennox.com/ | http://www.lennoxaus.com.au | N/A |  |  | AAC6331 | No | - | - | - | - | 11420 | 3.08 | - | - | - | - | - | - | No | - | - | - | - | - | - | - | - | - | - | - | - | - | - | - | - | - | - | - | - | - | - | - | - | - | - | - | - | - | - | - | - | - | - | - | - | - | 80 | 3.087 | 3.189 | 3.712 | 3.891 | 3.773 | 3.945 | 958 | 1416 | 3942 | 2072 | 2533 | 5361 | 1.5 | 1.5 | 2 | - | - | - | - | - | - | - | - | - | - | - | - | - | - | - | Yes | - | - | - | - | N/A | N/A | N/A | 36.3 | 3.5657 | -
[SEER Non Multi-Split <=65kW] GEMS (Air Conditioners up to 65kW) Determination 2019 | MEPS 2019 | AS/NZS 3823.1.2:2012 | TSA060S41-1 | TSA060S41-1 | N/A | LENNOX | 2.14 | Ducted | Single Split System | - | Air | - | United States of America | 3.89 | 12.64 | 14.78 | N/A | N/A | N/A | N/A | N/A | - | - | Calorimeter Room | 3.6812 | - | N/A | - | N/A | 37.6 | N/A | N/A | N/A | N/A | N/A | N/A | 3.5667 | N/A | N/A | N/A | N/A | N/A | N/A | N/A | Calorimeter Room | Single | R410A | Australia,New Zealand | 142187 | 2026-10-27 |  | Approved | Cooling Only | N/A | No | Class 11 | No | N/A | N/A | N/A | N/A | N/A | N/A | 3.6812 | Available | N/A | N/A | http://www.lennox.com/ | http://www.lennoxaus.com.au | N/A |  |  | AAC6319 | No | - | - | - | - | 14780 | 3.89 | - | - | - | - | - | - | No | - | - | - | - | - | - | - | - | - | - | - | - | - | - | - | - | - | - | - | - | - | - | - | - | - | - | - | - | - | - | - | - | - | - | - | - | - | 80 | 3.278 | 3.364 | 3.842 | 4.052 | 3.917 | 4.067 | 1182 | 1756 | 4947 | 2591 | 3173 | 6746 | 1.5 | 1.5 | 2 | - | - | - | - | - | - | - | - | - | - | - | - | - | - | - | Yes | - | - | - | - | N/A | N/A | N/A | 37.6 | 3.6793 | -
[SEER Non Multi-Split <=65kW] GEMS (Air Conditioners up to 65kW) Determination 2019 | MEPS 2019 | AS/NZS 3823.1.2:2012 | TSA060S41-1/CH33-50/60C-2F-3 | TSA060S41-1 | N/A | LENNOX | 2.14 | Ducted | Single Split System | - | Air | - | United States of America | 3.89 | 12.64 | 14.78 | N/A | N/A | N/A | N/A | N/A | - | - | Calorimeter Room | 3.6812 | - | N/A | - | N/A | 37.6 | N/A | N/A | N/A | N/A | N/A | N/A | 3.5667 | N/A | N/A | N/A | N/A | N/A | N/A | N/A | Calorimeter Room | Single | R410A | Australia,New Zealand | 142187 | 2026-10-27 |  | Approved | Cooling Only | N/A | No | Class 11 | No | N/A | N/A | N/A | N/A | N/A | N/A | 3.6812 | Available | N/A | N/A | http://www.lennox.com/ | http://www.lennoxaus.com.au | N/A |  |  | AAC6319 | No | - | - | - | - | 14780 | 3.89 | - | - | - | - | - | - | No | - | - | - | - | - | - | - | - | - | - | - | - | - | - | - | - | - | - | - | - | - | - | - | - | - | - | - | - | - | - | - | - | - | - | - | - | - | 80 | 3.278 | 3.364 | 3.842 | 4.052 | 3.917 | 4.067 | 1182 | 1756 | 4947 | 2591 | 3173 | 6746 | 1.5 | 1.5 | 2 | - | - | - | - | - | - | - | - | - | - | - | - | - | - | - | Yes | - | - | - | - | N/A | N/A | N/A | 37.6 | 3.6793 | -
[SEER Non Multi-Split <=65kW] GEMS (Air Conditioners up to 65kW) Determination 2019 | MEPS 2019 | AS/NZS 3823.1.2:2012 | TSA060S41-3 | TSA060S41-3 | N/A | LENNOX | 2.76 | Ducted | Single Split System | - | Air | - | United States of America | 5.07 | 14.28 | 17.04 | N/A | N/A | N/A | N/A | N/A | - | - | Calorimeter Room | 3.2629 | - | N/A | - | N/A | 26.9 | N/A | N/A | N/A | N/A | N/A | N/A | 3.2061 | N/A | N/A | N/A | N/A | N/A | N/A | N/A | Calorimeter Room | Three | R410A | Australia,New Zealand | 142623 | 2026-11-10 |  | Approved | Cooling Only | N/A | No | Class 11 | No | N/A | N/A | N/A | N/A | N/A | N/A | 3.2627 | Available | N/A | N/A | http://www.lennox.com/ | http://www.lennoxaus.com.au | N/A |  |  | AAC6337 | No | - | - | - | - | 17040 | 5.07 | - | - | - | - | - | - | No | - | - | - | - | - | - | - | - | - | - | - | - | - | - | - | - | - | - | - | - | - | - | - | - | - | - | - | - | - | - | - | - | - | - | - | - | - | 80 | 3.133 | 3.168 | 3.472 | 3.706 | 3.561 | 3.644 | 1467 | 2201 | 6365 | 3308 | 4067 | 8725 | 1.5 | 1.5 | 1.5 | - | - | - | - | - | - | - | - | - | - | - | - | - | - | - | Yes | - | - | - | - | N/A | N/A | N/A | 26.9 | 3.3017 | -
[SEER Non Multi-Split <=65kW] GEMS (Air Conditioners up to 65kW) Determination 2019 | MEPS 2019 | AS/NZS 3823.1.2:2012 | TSA060S41-3/CH33-62D-2F-3 | TSA060S41-3 | N/A | LENNOX | 2.76 | Ducted | Single Split System | - | Air | - | United States of America | 5.07 | 14.28 | 17.04 | N/A | N/A | N/A | N/A | N/A | - | - | Calorimeter Room | 3.2629 | - | N/A | - | N/A | 26.9 | N/A | N/A | N/A | N/A | N/A | N/A | 3.2061 | N/A | N/A | N/A | N/A | N/A | N/A | N/A | Calorimeter Room | Three | R410A | Australia,New Zealand | 142623 | 2026-11-10 |  | Approved | Cooling Only | N/A | No | Class 11 | No | N/A | N/A | N/A | N/A | N/A | N/A | 3.2627 | Available | N/A | N/A | http://www.lennox.com/ | http://www.lennoxaus.com.au | N/A |  |  | AAC6337 | No | - | - | - | - | 17040 | 5.07 | - | - | - | - | - | - | No | - | - | - | - | - | - | - | - | - | - | - | - | - | - | - | - | - | - | - | - | - | - | - | - | - | - | - | - | - | - | - | - | - | - | - | - | - | 80 | 3.133 | 3.168 | 3.472 | 3.706 | 3.561 | 3.644 | 1467 | 2201 | 6365 | 3308 | 4067 | 8725 | 1.5 | 1.5 | 1.5 | - | - | - | - | - | - | - | - | - | - | - | - | - | - | - | Yes | - | - | - | - | N/A | N/A | N/A | 26.9 | 3.3017 | -
[SEER Non Multi-Split <=65kW] GEMS (Air Conditioners up to 65kW) Determination 2019 | MEPS 2019 | AS/NZS 3823.1.2:2012 | TSA060S4N42M/CH33-62D-2F-3 | TSA060S41-3 | N/A | LENNOX | 2.76 | Ducted | Single Split System | - | Air | - | United States of America | 5.07 | 14.28 | 17.04 | N/A | N/A | N/A | N/A | N/A | - | - | Calorimeter Room | 3.2629 | - | N/A | - | N/A | 26.9 | N/A | N/A | N/A | N/A | N/A | N/A | 3.2061 | N/A | N/A | N/A | N/A | N/A | N/A | N/A | Calorimeter Room | Three | R410A | Australia,New Zealand | 142623 | 2026-11-10 |  | Approved | Cooling Only | N/A | No | Class 11 | No | N/A | N/A | N/A | N/A | N/A | N/A | 3.2627 | Available | N/A | N/A | http://www.lennox.com/ | http://www.lennoxaus.com.au | N/A |  |  | AAC6337 | No | - | - | - | - | 17040 | 5.07 | - | - | - | - | - | - | No | - | - | - | - | - | - | - | - | - | - | - | - | - | - | - | - | - | - | - | - | - | - | - | - | - | - | - | - | - | - | - | - | - | - | - | - | - | 80 | 3.133 | 3.168 | 3.472 | 3.706 | 3.561 | 3.644 | 1467 | 2201 | 6365 | 3308 | 4067 | 8725 | 1.5 | 1.5 | 1.5 | - | - | - | - | - | - | - | - | - | - | - | - | - | - | - | Yes | - | - | - | - | N/A | N/A | N/A | 26.9 | 3.3017 | -
[SEER Non Multi-Split <=65kW] GEMS (Air Conditioners up to 65kW) Determination 2019 | MEPS 2019 | AS/NZS 3823.1.2:2012 | TSA060S4N42T/CH33-50/60C-2F-3 | TSA060S41-1 | N/A | LENNOX | 2.14 | Ducted | Single Split System | - | Air | - | United States of America | 3.89 | 12.64 | 14.78 | N/A | N/A | N/A | N/A | N/A | - | - | Calorimeter Room | 3.6812 | - | N/A | - | N/A | 37.6 | N/A | N/A | N/A | N/A | N/A | N/A | 3.5667 | N/A | N/A | N/A | N/A | N/A | N/A | N/A | Calorimeter Room | Single | R410A | Australia,New Zealand | 142187 | 2026-10-27 |  | Approved | Cooling Only | N/A | No | Class 11 | No | N/A | N/A | N/A | N/A | N/A | N/A | 3.6812 | Available | N/A | N/A | http://www.lennox.com/ | http://www.lennoxaus.com.au | N/A |  |  | AAC6319 | No | - | - | - | - | 14780 | 3.89 | - | - | - | - | - | - | No | - | - | - | - | - | - | - | - | - | - | - | - | - | - | - | - | - | - | - | - | - | - | - | - | - | - | - | - | - | - | - | - | - | - | - | - | - | 80 | 3.278 | 3.364 | 3.842 | 4.052 | 3.917 | 4.067 | 1182 | 1756 | 4947 | 2591 | 3173 | 6746 | 1.5 | 1.5 | 2 | - | - | - | - | - | - | - | - | - | - | - | - | - | - | - | Yes | - | - | - | - | N/A | N/A | N/A | 37.6 | 3.6793 | -
[SEER Multi-Split <=65kW] GEMS (Air Conditioners up to 65kW) Determination 2019 | MEPS 2019 | AS/NZS 3823.1.4:2012 | A3UW18GFA4 | UHXM55MA | N/A | LG | N/A | Non Ducted | vrf | N/A | Air | Air | South Korea | 1.295 | N/A | 5.34 | N/A | N/A | N/A | N/A | N/A | 1.45 | 6.3 | Enthalpy Test Room | 4.1414 | 4.5038 | N/A | - | N/A | N/A | N/A | N/A | N/A | N/A | N/A | N/A | N/A | N/A | N/A | N/A | N/A | N/A | N/A | N/A | N/A | Single | R410A | Australia,New Zealand | 135761 | 2026-02-23 |  | Approved | Reverse Cycle | N/A | No | Class 19 | No | N/A | N/A | N/A | N/A | N/A | N/A | N/A | Available | N/A | N/A |  |  | N/A |  |  | AAC5790 | Yes | Variable output compressor | Inverter | No | - | 5340 | 1.295 | - | 437 | 2670 | No | - | - | - | 1183.63 | 5751.18 | No | 399.418 | 2875.59 | No | - | - | 6300 | 1.45 | 660 | 3150 | No | - | - | Yes | 1580 | 4300 | No | - | - | No | - | - | - | - | - | No | - | - | No | - | - | No | - | - | N/A | 50 | 5.485 | 5.296 | 5.807 | 6.838 | 6.39 | 6.275 | 262 | 413 | 1193 | 561 | 710 | 1588 | 3.5 | 3.5 | 4 | 2.941 | 3.507 | 4.413 | 3.237 | 3.898 | 4.396 | 2809 | 989 | 132 | 868 | 415 | 85 | 1 | 2 | 2.5 | N/A | N/A | N/A | N/A | N/A | N/A | N/A | N/A | 5 | 4.0704 | 4.2948
[SEER Multi-Split <=65kW] GEMS (Air Conditioners up to 65kW) Determination 2019 | MEPS 2019 | AS/NZS 3823.1.4:2012 | A4UW24GFA4 | UHXM70MA | N/A | LG | N/A | Non Ducted | vrf | N/A | Air | Air | South Korea | 1.685 | N/A | 7 | N/A | N/A | N/A | N/A | N/A | 1.948 | 7.954 | Enthalpy Test Room | 4.4406 | 4.0855 | N/A | - | N/A | N/A | N/A | N/A | N/A | N/A | N/A | N/A | N/A | N/A | N/A | N/A | N/A | N/A | N/A | N/A | N/A | Single | R410A | Australia,New Zealand | 135765 | 2026-02-23 |  | Approved | Reverse Cycle | N/A | No | Class 19 | No | N/A | N/A | N/A | N/A | N/A | N/A | N/A | Available | N/A | N/A |  |  | N/A |  |  | AAC5791 | Yes | Variable output compressor | Inverter | No | - | 7000 | 1.685 | - | 610 | 3500 | No | - | - | - | 1540.09 | 7539 | No | 557.54 | 3769.5 | No | - | - | 7954 | 1.948 | 760 | 3900 | No | - | - | Yes | 1850 | 5600 | No | - | - | No | - | - | - | - | - | No | - | - | No | - | - | No | - | - | N/A | 50 | 5.406 | 5.225 | 5.648 | 6.578 | 6.163 | 6.061 | 352 | 553 | 1612 | 768 | 968 | 2158 | 3.5 | 3.5 | 4 | 3.142 | 3.732 | 4.727 | 3.642 | 4.166 | 4.727 | 3316 | 1171 | 154 | 973 | 488 | 98 | 1.5 | 2 | 3 | N/A | N/A | N/A | N/A | N/A | N/A | N/A | N/A | 5 | 4.1131 | 4.048
[SEER Multi-Split <=65kW] GEMS (Air Conditioners up to 65kW) Determination 2019 | MEPS 2019 | AS/NZS 3823.1.4:2012 | ARUB060GSS4 |  | N/A | LG | N/A | Non Ducted | vrf | N/A | Air | Air | South Korea | 3.97 | N/A | 15.5 | N/A | N/A | N/A | N/A | N/A | 4.1 | 18 | Enthalpy Test Room | 3.9705 | 4.4974 | N/A | - | N/A | N/A | N/A | N/A | N/A | N/A | N/A | N/A | N/A | N/A | N/A | N/A | N/A | N/A | N/A | N/A | N/A | Single | R410A | Australia,New Zealand | 155459 | 2028-07-17 |  | Approved | Reverse Cycle | N/A | Yes | Class 20 | Yes | N/A | N/A | N/A | N/A | N/A | N/A | N/A | Available | N/A | N/A |  |  | N/A |  |  | AAC7631 | Yes | Variable output compressor | Inverter | No | - | 15500 | 3.97 | - | 1985 | 7750 | No | - | - | - | 3628.58 | 16693.5 | No | 1814.29 | 8346.75 | No | - | - | 18000 | 4.1 | 2050 | 9000 | No | - | - | Yes | 1950 | 7450 | No | - | - | No | - | - | - | - | - | No | - | - | No | - | - | No | - | - | N/A | 69 | 2.516 | 2.72 | 3.77 | 3.769 | 3.739 | 4.201 | 1435 | 2055 | 5057 | 2734 | 3297 | 6657 | 1 | 1 | 2 | 1.958 | 2.165 | 3.461 | 2.394 | 2.791 | 3.684 | 12297 | 4867 | 767 | 3589 | 1890 | 526 | 0 | 0.5 | 1.5 | N/A | N/A | N/A | N/A | N/A | N/A | N/A | N/A | 132.5 | 3.5085 | 3.9579
[SEER Multi-Split <=65kW] GEMS (Air Conditioners up to 65kW) Determination 2019 | MEPS 2019 | AS/NZS 3823.1.4:2012 | ARUM080LTE5 |  | N/A | LG | N/A | Non Ducted | vrf | N/A | Air | Air | South Korea | 4.566 | N/A | 22.4 | N/A | N/A | N/A | N/A | N/A | 5.066 | 25.2 | Enthalpy Test Room | 5.0522 | 5.1549 | N/A | - | N/A | N/A | N/A | N/A | N/A | N/A | N/A | N/A | N/A | N/A | N/A | N/A | N/A | N/A | N/A | N/A | N/A | Three | R410A | Australia,New Zealand | 154845 | 2028-07-02 |  | Approved | Reverse Cycle | N/A | No | Class 20 | No | N/A | N/A | N/A | N/A | N/A | N/A | N/A | Available | N/A | N/A |  |  | N/A |  |  | AAC7610 | Yes | Variable output compressor | Inverter | No | - | 22400 | 4.566 | - | 2283 | 11200 | No | - | - | - | 4173.324 | 24124.8 | No | 2086.662 | 12062.4 | No | - | - | 25200 | 5.066 | 2533 | 12600 | No | - | - | Yes | 13500 | 28000 | No | - | - | No | - | - | - | - | - | No | - | - | No | - | - | No | - | - | N/A | 77 | 4.084 | 4.24 | 5.157 | 5.389 | 5.234 | 5.567 | 1381 | 2042 | 5514 | 2893 | 3539 | 7410 | 2.5 | 2.5 | 3.5 | 3.982 | 4.47 | 4.618 | 4.094 | 4.473 | 4.589 | 8423 | 3251 | 636 | 2862 | 1559 | 434 | 2 | 2.5 | 3 | N/A | N/A | N/A | N/A | N/A | N/A | N/A | N/A | 71.5 | 4.6592 | 4.7478
[SEER Multi-Split <=65kW] GEMS (Air Conditioners up to 65kW) Determination 2019 | MEPS 2019 | AS/NZS 3823.1.4:2012 | ARUM100LTE5 |  | N/A | LG | N/A | Non Ducted | vrf | N/A | Air | Air | South Korea | 6.144 | N/A | 28 | N/A | N/A | N/A | N/A | N/A | 6.264 | 31.5 | Enthalpy Test Room | 4.6284 | 5.1171 | N/A | - | N/A | N/A | N/A | N/A | N/A | N/A | N/A | N/A | N/A | N/A | N/A | N/A | N/A | N/A | N/A | N/A | N/A | Three | R410A | Australia,New Zealand | 136991 | 2026-05-07 |  | Approved | Reverse Cycle | N/A | No | Class 20 | No | N/A | N/A | N/A | N/A | N/A | N/A | N/A | Available | N/A | N/A |  |  | N/A |  |  | AAC5948 | Yes | Variable output compressor | Inverter | No | - | 28000 | 6.144 | - | 3244 | 14000 | No | - | - | - | 5615.616 | 30156 | No | 2965.016 | 15078 | No | - | - | 31500 | 6.264 | 3304 | 15750 | No | - | - | Yes | 11260 | 27000 | No | - | - | No | - | - | - | - | - | No | - | - | No | - | - | No | - | - | N/A | 88 | 3.941 | 4.049 | 4.738 | 4.959 | 4.797 | 5.056 | 1836 | 2731 | 7566 | 3983 | 4881 | 10252 | 2 | 2.5 | 3 | 3.569 | 4.196 | 4.436 | 3.76 | 4.232 | 4.402 | 11683 | 4266 | 774 | 3842 | 2012 | 521 | 2 | 2.5 | 2.5 | N/A | N/A | N/A | N/A | N/A | N/A | N/A | N/A | 71.5 | 4.3848 | 4.8419
[SEER Multi-Split <=65kW] GEMS (Air Conditioners up to 65kW) Determination 2019 | MEPS 2019 | AS/NZS 3823.1.4:2012 | ARUM120LTE5 |  | N/A | LG | N/A | Non Ducted | vrf | N/A | Air | Air | South Korea | 8.078 | N/A | 33.6 | N/A | N/A | N/A | N/A | N/A | 8.758 | 37.8 | Enthalpy Test Room | 4.5564 | 4.634 | N/A | - | N/A | N/A | N/A | N/A | N/A | N/A | N/A | N/A | N/A | N/A | N/A | N/A | N/A | N/A | N/A | N/A | N/A | Three | R410A | Australia,New Zealand | 152394 | 2028-02-15 |  | Approved | Reverse Cycle | N/A | No | Class 20 | No | N/A | N/A | N/A | N/A | N/A | N/A | N/A | Available | N/A | N/A |  |  | N/A |  |  | AAC7262 | Yes | Variable output compressor | Inverter | No | No | 33600 | 8.078 | - | 3909 | 16800 | No | - | - | - | 7383.292 | 36187.2 | No | 3572.826 | 18093.6 | No | - | - | 37800 | 8.758 | 4215 | 18900 | No | - | - | Yes | 8850 | 24500 | No | - | - | No | - | - | - | - | - | No | - | - | No | - | - | No | - | - | N/A | - | 4.16 | 4.18 | 4.671 | 5.048 | 4.832 | 4.961 | 2151 | 3255 | 9296 | 4761 | 5882 | 12610 | 2.5 | 2.5 | 3 | 2.816 | 3.339 | 4.156 | 3.085 | 3.46 | 4.134 | 17643 | 6287 | 894 | 5511 | 2844 | 587 | 1 | 1.5 | 2.5 | N/A | N/A | N/A | N/A | N/A | N/A | N/A | N/A | 52.6 | 4.0699 | 4.2302
[SEER Multi-Split <=65kW] GEMS (Air Conditioners up to 65kW) Determination 2019 | MEPS 2019 | AS/NZS 3823.1.4:2012 | ARUM140LTE5 |  | N/A | LG | N/A | Non Ducted | vrf | N/A | Air | Air | South Korea | 9.21 | N/A | 39.2 | N/A | N/A | N/A | N/A | N/A | 10.25 | 44.1 | Enthalpy Test Room | 4.5736 | 4.5857 | N/A | - | N/A | N/A | N/A | N/A | N/A | N/A | N/A | N/A | N/A | N/A | N/A | N/A | N/A | N/A | N/A | N/A | N/A | Three | R410A | Australia,New Zealand | 136999 | 2026-04-26 |  | Approved | Reverse Cycle | N/A | No | Class 21 | No | N/A | N/A | N/A | N/A | N/A | N/A | N/A | Available | N/A | N/A |  |  | N/A |  |  | AAC5923 | Yes | Variable output compressor | Inverter | No | No | 39200 | 9.21 | - | 4946 | 19600 | No | - | - | - | 8417.94 | 42218.4 | No | 4520.644 | 21109.2 | No | - | - | 44100 | 10.25 | 5466 | 22050 | No | - | - | Yes | 15201 | 31500 | No | - | - | No | - | - | - | - | - | No | - | - | No | - | - | No | - | - | N/A | - | 3.901 | 3.96 | 4.467 | 4.711 | 4.535 | 4.725 | 2662 | 3991 | 11322 | 5939 | 7299 | 15430 | 2 | 2 | 2.5 | 2.806 | 3.349 | 3.756 | 2.993 | 3.349 | 3.726 | 20685 | 7341 | 1164 | 6645 | 3444 | 767 | 1 | 1.5 | 2 | N/A | N/A | N/A | N/A | N/A | N/A | N/A | N/A | 71.5 | 4.1474 | 4.2033
[SEER Multi-Split <=65kW] GEMS (Air Conditioners up to 65kW) Determination 2019 | MEPS 2019 | AS/NZS 3823.1.4:2012 | ARUM160LTE5 |  | N/A | LG | N/A | Non Ducted | vrf | N/A | Air | Air | South Korea | 10.955 | N/A | 44.8 | N/A | N/A | N/A | N/A | N/A | 12.935 | 50.4 | Enthalpy Test Room | 4.517 | 4.2102 | N/A | - | N/A | N/A | N/A | N/A | N/A | N/A | N/A | N/A | N/A | N/A | N/A | N/A | N/A | N/A | N/A | N/A | N/A | Three | R410A | Australia,New Zealand | 154846 | 2028-06-21 |  | Approved | Reverse Cycle | N/A | No | Class 21 | No | N/A | N/A | N/A | N/A | N/A | N/A | N/A | Available | N/A | N/A |  |  | N/A |  |  | AAC7574 | Yes | Variable output compressor | Inverter | No | - | 44800 | 10.955 | - | 5477 | 22400 | No | - | - | - | 10012.87 | 48249.6 | No | 5005.978 | 24124.8 | No | - | - | 50400 | 12.935 | 6467 | 25200 | No | - | - | Yes | 12780 | 31740 | No | - | - | No | - | - | - | - | - | No | - | - | No | - | - | No | - | - | N/A | 78 | 4.008 | 4.034 | 4.505 | 4.836 | 4.636 | 4.774 | 2980 | 4500 | 12855 | 6629 | 8179 | 17471 | 2.5 | 2.5 | 3 | 2.343 | 2.702 | 3.576 | 2.625 | 3.036 | 3.595 | 28250 | 10318 | 1361 | 8612 | 4303 | 881 | 0.5 | 1 | 2 | N/A | N/A | N/A | N/A | N/A | N/A | N/A | N/A | 71.5 | 4.0012 | 3.8249
[SEER Multi-Split <=65kW] GEMS (Air Conditioners up to 65kW) Determination 2019 | MEPS 2019 | AS/NZS 3823.1.4:2012 | ARUM180LTE5 |  | N/A | LG | N/A | Non Ducted | vrf | N/A | Air | Air | South Korea | 10.383 | N/A | 50.4 | N/A | N/A | N/A | N/A | N/A | 12.493 | 56.7 | Enthalpy Test Room | 4.9696 | 4.6377 | N/A | - | N/A | N/A | N/A | N/A | N/A | N/A | N/A | N/A | N/A | N/A | N/A | N/A | N/A | N/A | N/A | N/A | N/A | Three | R410A | Australia,New Zealand | 154848 | 2028-06-21 |  | Approved | Reverse Cycle | N/A | No | Class 21 | No | N/A | N/A | N/A | N/A | N/A | N/A | N/A | Available | N/A | N/A |  |  | N/A |  |  | AAC7573 | Yes | Variable output compressor | Inverter | No | - | 50400 | 10.383 | - | 5192 | 25200 | No | - | - | - | 9490.062 | 54280.8 | No | 4745.488 | 27140.4 | No | - | - | 56700 | 12.493 | 6247 | 28350 | No | - | - | Yes | 18600 | 40500 | No | - | - | No | - | - | - | - | - | No | - | - | No | - | - | No | - | - | N/A | 85 | 4.36 | 4.464 | 5.218 | 5.522 | 5.331 | 5.584 | 2987 | 4460 | 12367 | 6435 | 7905 | 16710 | 2.5 | 2.5 | 3.5 | 3.005 | 3.658 | 4.213 | 3.256 | 3.702 | 4.187 | 24895 | 8726 | 1420 | 7919 | 4076 | 948 | 1.5 | 2 | 2.5 | N/A | N/A | N/A | N/A | N/A | N/A | N/A | N/A | 116.5 | 4.6767 | 4.3999
[SEER Multi-Split <=65kW] GEMS (Air Conditioners up to 65kW) Determination 2019 | MEPS 2019 | AS/NZS 3823.1.4:2012 | ARUM200LTE5 |  | N/A | LG | N/A | Non Ducted | vrf | N/A | Air | Air | South Korea | 12.075 | N/A | 56 | N/A | N/A | N/A | N/A | N/A | 15.25 | 63 | Enthalpy Test Room | 4.8745 | 4.4137 | N/A | - | N/A | N/A | N/A | N/A | N/A | N/A | N/A | N/A | N/A | N/A | N/A | N/A | N/A | N/A | N/A | N/A | N/A | Three | R410A | Australia,New Zealand | 154907 | 2028-06-26 |  | Approved | Reverse Cycle | N/A | No | Class 21 | No | N/A | N/A | N/A | N/A | N/A | N/A | N/A | Available | N/A | N/A |  |  | N/A |  |  | AAC7587 | Yes | Variable output compressor | Inverter | No | - | 56000 | 12.075 | - | 6037 | 28000 | No | - | - | - | 11036.55 | 60312 | No | 5517.818 | 30156 | No | - | - | 63000 | 15.25 | 7625 | 31500 | No | - | - | Yes | 21800 | 45400 | No | - | - | No | - | - | - | - | - | No | - | - | No | - | - | No | - | - | N/A | 86 | 4.285 | 4.364 | 5.026 | 5.345 | 5.147 | 5.362 | 3410 | 5110 | 14310 | 7424 | 9132 | 19373 | 2.5 | 2.5 | 3.5 | 2.829 | 3.38 | 3.835 | 3.03 | 3.404 | 3.811 | 29342 | 10430 | 1669 | 9409 | 4875 | 1104 | 1 | 1.5 | 2 | N/A | N/A | N/A | N/A | N/A | N/A | N/A | N/A | 116.5 | 4.4912 | 4.0272
[SEER Multi-Split <=65kW] GEMS (Air Conditioners up to 65kW) Determination 2019 | MEPS 2019 | AS/NZS 3823.1.4:2012 | ARUM220LTE5 |  | N/A | LG | N/A | Non Ducted | vrf | N/A | Air | Air | South Korea | 14.729 | N/A | 61.6 | N/A | N/A | N/A | N/A | N/A | 17.342 | 69.3 | Enthalpy Test Room | 4.2888 | 4.0603 | N/A | - | N/A | N/A | N/A | N/A | N/A | N/A | N/A | N/A | N/A | N/A | N/A | N/A | N/A | N/A | N/A | N/A | N/A | Three | R410A | Australia,New Zealand | 154956 | 2028-06-26 |  | Approved | Reverse Cycle | N/A | No | Class 21 | No | N/A | N/A | N/A | N/A | N/A | N/A | N/A | Available | N/A | N/A |  |  | N/A |  |  | AAC7586 | Yes | Variable output compressor | Inverter | No | - | 61600 | 14.729 | - | 7365 | 30800 | No | - | - | - | 13462.306 | 66343.2 | No | 6731.61 | 33171.6 | No | - | - | 69300 | 17.342 | 8671 | 34650 | No | - | - | Yes | 21800 | 46800 | No | - | - | No | - | - | - | - | - | No | - | - | No | - | - | No | - | - | N/A | 86 | 3.991 | 4.039 | 4.573 | 4.888 | 4.696 | 4.861 | 4074 | 6132 | 17361 | 8977 | 11061 | 23555 | 2 | 2.5 | 3 | 2.525 | 2.979 | 3.71 | 2.764 | 3.294 | 3.687 | 36103 | 12944 | 1858 | 11293 | 5508 | 1223 | 1 | 1 | 2 | N/A | N/A | N/A | N/A | N/A | N/A | N/A | N/A | 116.5 | 4.0733 | 3.9074
[SEER Multi-Split >65kW] GEMS (Air Conditioners above 65kW) Determination 2022 | MEPS 2020 | AS/NZS 3823.1.4:2012 | ARUM240LTE5 |  | N/A | LG | 1400 | Non Ducted | vrf | N/A | Air | Air | South Korea | 17090 | 65800 | 67.2 | N/A | N/A | N/A | N/A | N/A | 19980 | 74.3 | Enthalpy Test Room | 4.0433 | 3.8394 | N/A | - | N/A | N/A | N/A | N/A | N/A | N/A | N/A | N/A | N/A | N/A | N/A | N/A | N/A | N/A | N/A | N/A | N/A | Three-phase | R410A | Australia,New Zealand | 147714 | 2027-09-30 |  | Approved | Reverse Cycle | N/A | No | Class 27 | No | N/A | N/A | N/A | N/A | N/A | N/A | N/A | Available | N/A | N/A |  |  | N/A |  |  | AAC6804 | Yes | Variable output compressor | Inverter | No | No | 67200 | 17090 | - | 8550 | 33600 | No | - | - | - | - | - | No | - | - | No | - | - | 74300 | 19980 | 9990 | 37150 | No | - | - | Yes | 27500 | 57950 | No | - | - | No | - | - | - | - | - | No | - | - | No | - | - | No | - | - | N/A | N/A | 3.43 | 3.531 | 4.19 | 4.413 | 4.27 | 4.499 | 5012 | 7455 | 20467 | 10684 | 13104 | 27598 | 1.5 | 2 | 2.5 | 2.74 | 3.154 | 3.453 | 2.973 | 3.258 | 3.431 | 35901 | 13375 | 2355 | 11472 | 6166 | 1584 | 1 | 1.5 | 1.5 | N/A | N/A | N/A | N/A | N/A | N/A | N/A | N/A | 220 | 3.7682 | 3.5853
[SEER Multi-Split >65kW] GEMS (Air Conditioners above 65kW) Determination 2022 | MEPS 2020 | AS/NZS 3823.1.4:2012 | ARUM260LTE5 |  | N/A | LG | 1600 | Non Ducted | vrf | N/A | Air | Air | South Korea | 19210 | 71200 | 72.8 | N/A | N/A | N/A | N/A | N/A | 20330 | 74.3 | Enthalpy Test Room | 3.8251 | 3.7421 | N/A | - | N/A | N/A | N/A | N/A | N/A | N/A | N/A | N/A | N/A | N/A | N/A | N/A | N/A | N/A | N/A | N/A | N/A | Three-phase | R410A | Australia,New Zealand | 147717 | 2027-09-30 |  | Approved | Reverse Cycle | N/A | No | Class 27 | No | N/A | N/A | N/A | N/A | N/A | N/A | N/A | Available | N/A | N/A |  |  | N/A |  |  | AAC6790 | Yes | Variable output compressor | Inverter | No | No | 72800 | 19210 | - | 9610 | 36400 | No | - | - | - | - | - | No | - | - | No | - | - | 74300 | 20330 | 10170 | 37150 | No | - | - | Yes | 27990 | 57950 | No | - | - | No | - | - | - | - | - | No | - | - | No | - | - | No | - | - | N/A | N/A | 3.389 | 3.473 | 4.068 | 4.302 | 4.154 | 4.355 | 5542 | 8271 | 22903 | 11924 | 14643 | 30937 | 1.5 | 1.5 | 2.5 | 2.697 | 3.1 | 3.391 | 2.925 | 3.201 | 3.37 | 36463 | 13598 | 2387 | 11653 | 6267 | 1604 | 1 | 1.5 | 1.5 | N/A | N/A | N/A | N/A | N/A | N/A | N/A | N/A | 220 | 3.6485 | 3.5257
[SEER Multi-Split <=65kW] GEMS (Air Conditioners up to 65kW) Determination 2019 | MEPS 2019 | AS/NZS 3823.1.4:2012 | ARUN040GSS0 |  | N/A | LG | N/A | Non Ducted | vrf | N/A | Air | Air | South Korea | 3.052 | N/A | 12.1 | N/A | N/A | N/A | N/A | N/A | 3.012 | 12.5 | Enthalpy Test Room | 4.0747 | 4.3955 | N/A | - | N/A | N/A | N/A | N/A | N/A | N/A | N/A | N/A | N/A | N/A | N/A | N/A | N/A | N/A | N/A | N/A | N/A | Single | R410A | Australia,New Zealand | 126623 | 2025-04-01 |  | Approved | Reverse Cycle | N/A | No | Class 20 | No | N/A | N/A | N/A | N/A | N/A | N/A | N/A | Available | N/A | N/A |  |  | N/A |  |  | AAC4540 | Yes | Variable output compressor | Inverter | No | - | 12100 | 3.052 | - | 1526 | 6050 | No | - | - | - | 2789.528 | 13031.7 | No | 1394.764 | 6515.85 | No | - | - | 12500 | 3.012 | 1506 | 6250 | No | - | - | Yes | 1202 | 4690 | No | - | - | No | - | - | - | - | - | No | - | - | No | - | - | No | - | - | N/A | 72 | 3.764 | 3.813 | 4.329 | 4.624 | 4.443 | 4.604 | 847 | 1274 | 3600 | 1863 | 2294 | 4883 | 2 | 2 | 2.5 | 1.766 | 1.902 | 2.99 | 2.254 | 2.527 | 3.284 | 9298 | 3636 | 413 | 2496 | 1290 | 251 | 0 | 0 | 1 | N/A | N/A | N/A | N/A | N/A | N/A | N/A | N/A | 25 | 3.8578 | 4.0368
[SEER Multi-Split <=65kW] GEMS (Air Conditioners up to 65kW) Determination 2019 | MEPS 2019 | AS/NZS 3823.1.4:2012 | ARUN040GSS5 |  | N/A | LG | N/A | Non Ducted | vrf | N/A | Air | Air | South Korea | 3.4 | N/A | 12.1 | N/A | N/A | N/A | N/A | N/A | 3.24 | 12.5 | Enthalpy Test Room | 3.9546 | 4.5956 | N/A | - | N/A | N/A | N/A | N/A | N/A | N/A | N/A | N/A | N/A | N/A | N/A | N/A | N/A | N/A | N/A | N/A | N/A | Single | R410A | Australia,New Zealand | 135180 | 2026-01-27 |  | Approved | Reverse Cycle | N/A | No | Class 20 | No | N/A | N/A | N/A | N/A | N/A | N/A | N/A | Available | N/A | N/A |  |  | N/A |  |  | AAC5732 | Yes | Variable output compressor | Inverter | No | - | 12100 | 3.4 | - | 1700 | 6050 | No | - | - | - | 3107.6 | 13031.7 | No | 1553.8 | 6515.85 | No | - | - | 12500 | 3.24 | 1620 | 6250 | No | - | - | Yes | 2800 | 8000 | No | - | - | No | - | - | - | - | - | No | - | - | No | - | - | No | - | - | N/A | 71 | 3.166 | 3.247 | 3.815 | 4.031 | 3.894 | 4.087 | 984 | 1468 | 4056 | 2113 | 2594 | 5477 | 1.5 | 1.5 | 2 | 2.447 | 2.786 | 3.547 | 2.799 | 3.075 | 3.559 | 6759 | 2543 | 395 | 2052 | 1101 | 266 | 0.5 | 1 | 2 | N/A | N/A | N/A | N/A | N/A | N/A | N/A | N/A | 40 | 3.4227 | 3.7035
[SEER Multi-Split <=65kW] GEMS (Air Conditioners up to 65kW) Determination 2019 | MEPS 2019 | AS/NZS 3823.1.4:2012 | ARUN050GSS0 |  | N/A | LG | N/A | Non Ducted | vrf | N/A | Air | Air | South Korea | 3.484 | N/A | 14 | N/A | N/A | N/A | N/A | N/A | 3.624 | 16 | Enthalpy Test Room | 4.3605 | 4.6392 | N/A | - | N/A | N/A | N/A | N/A | N/A | N/A | N/A | N/A | N/A | N/A | N/A | N/A | N/A | N/A | N/A | N/A | N/A | Single | R410A | Australia,New Zealand | 127014 | 2025-04-01 |  | Approved | Reverse Cycle | N/A | No | Class 20 | No | N/A | N/A | N/A | N/A | N/A | N/A | N/A | Available | N/A | N/A |  |  | N/A |  |  | AAC4527 | Yes | Variable output compressor | Inverter | No | - | 14000 | 3.484 | - | 1742 | 7000 | No | - | - | - | 3184.376 | 15078 | No | 1592.188 | 7539 | No | - | - | 16000 | 3.624 | 1812 | 8000 | No | - | - | Yes | 1424 | 6000 | No | - | - | No | - | - | - | - | - | No | - | - | No | - | - | No | - | - | N/A | 72 | 3.889 | 3.925 | 4.411 | 4.726 | 4.535 | 4.682 | 955 | 1440 | 4097 | 2115 | 2608 | 5564 | 2 | 2 | 2.5 | 1.826 | 1.98 | 3.164 | 2.346 | 2.652 | 3.487 | 11499 | 4454 | 487 | 3058 | 1562 | 292 | 0 | 0 | 1.5 | N/A | N/A | N/A | N/A | N/A | N/A | N/A | N/A | 25 | 3.9232 | 4.3144
[SEER Multi-Split <=65kW] GEMS (Air Conditioners up to 65kW) Determination 2019 | MEPS 2019 | AS/NZS 3823.1.4:2012 | ARUN050GSS5 |  | N/A | LG | N/A | Non Ducted | vrf | N/A | Air | Air | South Korea | 3.67 | N/A | 14 | N/A | N/A | N/A | N/A | N/A | 3.82 | 16 | Enthalpy Test Room | 4.0295 | 4.339 | N/A | - | N/A | N/A | N/A | N/A | N/A | N/A | N/A | N/A | N/A | N/A | N/A | N/A | N/A | N/A | N/A | N/A | N/A | Single | R410A | Australia,New Zealand | 135181 | 2026-01-22 |  | Approved | Reverse Cycle | N/A | No | Class 20 | No | N/A | N/A | N/A | N/A | N/A | N/A | N/A | Available | N/A | N/A |  |  | N/A |  |  | AAC5665 | Yes | Variable output compressor | Inverter | No | - | 14000 | 3.67 | - | 1835 | 7000 | No | - | - | - | 3354.38 | 15078 | No | 1677.19 | 7539 | No | - | - | 16000 | 3.82 | 1910 | 8000 | No | - | - | Yes | 3187 | 8700 | No | - | - | No | - | - | - | - | - | No | - | - | No | - | - | No | - | - | N/A | 74 | 3.446 | 3.524 | 4.108 | 4.351 | 4.198 | 4.393 | 1052 | 1572 | 4367 | 2271 | 2790 | 5902 | 1.5 | 2 | 2.5 | 2.179 | 2.434 | 3.675 | 2.552 | 2.895 | 3.695 | 9676 | 3676 | 465 | 2847 | 1467 | 309 | 0.5 | 0.5 | 2 | N/A | N/A | N/A | N/A | N/A | N/A | N/A | N/A | 40 | 3.6792 | 4.0453
[SEER Multi-Split <=65kW] GEMS (Air Conditioners up to 65kW) Determination 2019 | MEPS 2019 | AS/NZS 3823.1.4:2012 | ARUN060GSS0 |  | N/A | LG | N/A | Non Ducted | vrf | N/A | Air | Air | South Korea | 3.97 | N/A | 15.5 | N/A | N/A | N/A | N/A | N/A | 3.589 | 18 | Enthalpy Test Room | 4.0982 | 5.1901 | N/A | - | N/A | N/A | N/A | N/A | N/A | N/A | N/A | N/A | N/A | N/A | N/A | N/A | N/A | N/A | N/A | N/A | N/A | Single | R410A | Australia,New Zealand | 127015 | 2025-04-01 |  | Approved | Reverse Cycle | N/A | No | Class 20 | No | N/A | N/A | N/A | N/A | N/A | N/A | N/A | Available | N/A | N/A |  |  | N/A |  |  | AAC4541 | Yes | Variable output compressor | Inverter | No | - | 15500 | 3.97 | - | 1985 | 7750 | No | - | - | - | 3628.58 | 16693.5 | No | 1814.29 | 8346.75 | No | - | - | 18000 | 3.589 | 1795 | 9000 | No | - | - | Yes | 1625 | 6750 | No | - | - | No | - | - | - | - | - | No | - | - | No | - | - | No | - | - | N/A | 72 | 3.843 | 3.865 | 4.306 | 4.626 | 4.432 | 4.561 | 1077 | 1627 | 4655 | 2400 | 2961 | 6329 | 2 | 2 | 2.5 | 1.896 | 2.082 | 3.479 | 2.495 | 2.859 | 3.878 | 12454 | 4760 | 496 | 3232 | 1628 | 294 | 0 | 0.5 | 1.5 | N/A | N/A | N/A | N/A | N/A | N/A | N/A | N/A | 25 | 3.8229 | 4.9
[SEER Multi-Split <=65kW] GEMS (Air Conditioners up to 65kW) Determination 2019 | MEPS 2019 | AS/NZS 3823.1.4:2012 | ARUN060GSS5 |  | N/A | LG | N/A | Non Ducted | vrf | N/A | Air | Air | South Korea | 4.31 | N/A | 15.5 | N/A | N/A | N/A | N/A | N/A | 4.63 | 18 | Enthalpy Test Room | 3.6978 | 4.0578 | N/A | - | N/A | N/A | N/A | N/A | N/A | N/A | N/A | N/A | N/A | N/A | N/A | N/A | N/A | N/A | N/A | N/A | N/A | Single | R410A | Australia,New Zealand | 135182 | 2026-01-27 |  | Approved | Reverse Cycle | N/A | No | Class 20 | No | N/A | N/A | N/A | N/A | N/A | N/A | N/A | Available | N/A | N/A |  |  | N/A |  |  | AAC5733 | Yes | Variable output compressor | Inverter | No | - | 15500 | 4.31 | - | 2155 | 7750 | No | - | - | - | 3939.34 | 16693.5 | No | 1969.67 | 8346.75 | No | - | - | 18000 | 4.63 | 2315 | 9000 | No | - | - | Yes | 3187 | 8700 | No | - | - | No | - | - | - | - | - | No | - | - | No | - | - | No | - | - | N/A | 75 | 3.345 | 3.403 | 3.905 | 4.157 | 4.001 | 4.162 | 1212 | 1818 | 5102 | 2645 | 3255 | 6910 | 1.5 | 1.5 | 2 | 1.875 | 2.045 | 3.124 | 2.244 | 2.659 | 3.413 | 12628 | 4886 | 583 | 3620 | 1778 | 358 | 0 | 0.5 | 1.5 | N/A | N/A | N/A | N/A | N/A | N/A | N/A | N/A | 40 | 3.4869 | 3.7774
[SEER Multi-Split <=65kW] GEMS (Air Conditioners up to 65kW) Determination 2019 | MEPS 2019 | AS/NZS 3823.1.4:2012 | ARUN080LSS0 |  | N/A | LG | N/A | Non Ducted | vrf | N/A | Air | Air | South Korea | 5.89 | N/A | 22.4 | N/A | N/A | N/A | N/A | N/A | 6 | 25.2 | Enthalpy Test Room | 3.8441 | 4.3031 | N/A | - | N/A | N/A | N/A | N/A | N/A | N/A | N/A | N/A | N/A | N/A | N/A | N/A | N/A | N/A | N/A | N/A | N/A | Three | R410A | Australia,New Zealand | 152572 | 2028-02-26 |  | Approved | Reverse Cycle | N/A | No | Class 20 | No | N/A | N/A | N/A | N/A | N/A | N/A | N/A | Available | N/A | N/A |  |  | N/A |  |  | AAC7280 | Yes | Variable output compressor | Inverter | No | - | 22400 | 5.89 | - | 3000 | 11200 | No | - | - | - | 5383.46 | 24124.8 | No | 2742 | 12062.4 | No | - | - | 25200 | 6 | 3400 | 12600 | No | - | - | Yes | 3000 | 10850 | No | - | - | No | - | - | - | - | - | No | - | - | No | - | - | No | - | - | N/A | 69 | 3.522 | 3.581 | 4.093 | 4.346 | 4.183 | 4.354 | 1669 | 2502 | 7041 | 3662 | 4504 | 9552 | 2 | 2 | 2.5 | 1.877 | 2.039 | 3.017 | 2.221 | 2.603 | 3.27 | 17644 | 6852 | 832 | 5112 | 2532 | 511 | 0 | 0.5 | 1.5 | N/A | N/A | N/A | N/A | N/A | N/A | N/A | N/A | 52.6 | 3.6916 | 4.0791
[SEER Multi-Split <=65kW] GEMS (Air Conditioners up to 65kW) Determination 2019 | MEPS 2019 | AS/NZS 3823.1.4:2012 | ARUN100LSS0 |  | N/A | LG | N/A | Non Ducted | vrf | N/A | Air | Air | South Korea | 7.09 | N/A | 28 | N/A | N/A | N/A | N/A | N/A | 7.41 | 31.5 | Enthalpy Test Room | 4.0802 | 4.3167 | N/A | - | N/A | N/A | N/A | N/A | N/A | N/A | N/A | N/A | N/A | N/A | N/A | N/A | N/A | N/A | N/A | N/A | N/A | Three | R410A | Australia,New Zealand | 152571 | 2028-02-26 |  | Approved | Reverse Cycle | N/A | No | Class 20 | No | N/A | N/A | N/A | N/A | N/A | N/A | N/A | Available | N/A | N/A |  |  | N/A |  |  | AAC7279 | Yes | Variable output compressor | Inverter | No | - | 28000 | 7.09 | - | 3300 | 14000 | No | - | - | - | 6480.26 | 30156 | No | 3016.2 | 15078 | No | - | - | 31500 | 7.41 | 4200 | 15750 | No | - | - | Yes | 3650 | 12900 | No | - | - | No | - | - | - | - | - | No | - | - | No | - | - | No | - | - | N/A | 70 | 3.972 | 3.997 | 4.515 | 4.902 | 4.692 | 4.816 | 1862 | 2819 | 7996 | 4070 | 5032 | 10809 | 2 | 2 | 3 | 1.836 | 1.997 | 3.017 | 2.192 | 2.501 | 3.178 | 22521 | 8706 | 1007 | 6445 | 3262 | 627 | 0 | 0 | 1.5 | N/A | N/A | N/A | N/A | N/A | N/A | N/A | N/A | 52.6 | 3.8526 | 4.1514
[SEER Multi-Split <=65kW] GEMS (Air Conditioners up to 65kW) Determination 2019 | MEPS 2019 | AS/NZS 3823.1.4:2012 | ARUN120LSS0 |  | N/A | LG | N/A | Non Ducted | vrf | N/A | Air | Air | South Korea | 9.08 | N/A | 33.6 | N/A | N/A | N/A | N/A | N/A | 9.95 | 37.8 | Enthalpy Test Room | 3.7227 | 3.8584 | N/A | - | N/A | N/A | N/A | N/A | N/A | N/A | N/A | N/A | N/A | N/A | N/A | N/A | N/A | N/A | N/A | N/A | N/A | Three | R410A | Australia,New Zealand | 152523 | 2028-02-16 |  | Approved | Reverse Cycle | N/A | No | Class 20 | No | N/A | N/A | N/A | N/A | N/A | N/A | N/A | Available | N/A | N/A |  |  | N/A |  |  | AAC7265 | Yes | Variable output compressor | Inverter | No | No | 33600 | 9.08 | - | 3740 | 16800 | No | - | - | - | 8299.12 | 36187.2 | No | 3418.36 | 18093.6 | No | - | - | 37800 | 9.95 | 4400 | 18900 | No | - | - | Yes | 4680 | 16500 | No | - | - | No | - | - | - | - | - | No | - | - | No | - | - | No | - | - | N/A | - | 4.148 | 4.113 | 4.585 | 5.132 | 4.872 | 4.912 | 2157 | 3311 | 9474 | 4681 | 5834 | 12736 | 2.5 | 2.5 | 3 | 1.943 | 2.138 | 3.398 | 2.362 | 2.839 | 3.748 | 25517 | 9740 | 1065 | 7163 | 3442 | 636 | 0 | 0.5 | 1.5 | N/A | N/A | N/A | N/A | N/A | N/A | N/A | N/A | 52.6 | 3.6294 | 3.7323
[SEER Non Multi-Split <=65kW] GEMS (Air Conditioners up to 65kW) Determination 2019 | MEPS Oct 2011 | AS/NZS 3823.1.2:2012 | B62AWYN9L6 / B62AWYU7L6 |  | N/A | LG | 1 | Ducted | Single Split System | - | Air | Air | South Korea | 5.47 | 17 | 18 | 821 | 0 | - | - | 464 | 5.49 | 20.6 | Enthalpy Test Room | 3.3119 | 3.8496 | Yes | - | N/A | 19.542 | 19.359 | 0 | 0 | N/A | N/A | N/A | 3.2734 | 3.8055 | N/A | N/A | 0 | 0 | 0 | 0 | Enthalpy Test Room | Three | R410A | Australia,New Zealand | 122391 | 2024-09-11 |  | Approved | Reverse Cycle | 1594 | Yes | Class 11 | No | - | Yes | Yes | Yes | Yes | PQDSBCDVM0 | 3.3119 | Available | N/A | N/A |  |  | Yes |  |  | AAC4150 | N/A | Variable output compressor | Inverter | N/A | N/A | N/A | 5.47 | N/A | N/A | N/A | N/A | N/A | N/A | N/A | N/A | N/A | N/A | N/A | N/A | N/A | N/A | N/A | N/A | 5.49 | N/A | N/A | N/A | N/A | N/A | N/A | N/A | N/A | N/A | N/A | N/A | N/A | N/A | N/A | N/A | N/A | N/A | N/A | N/A | N/A | N/A | N/A | N/A | N/A | N/A | N/A | N/A | N/A | N/A | N/A | N/A | N/A | N/A | N/A | N/A | N/A | N/A | N/A | N/A | N/A | N/A | N/A | N/A | N/A | N/A | N/A | N/A | N/A | N/A | N/A | N/A | N/A | N/A | N/A | N/A | N/A | N/A | N/A | N/A | N/A | N/A | N/A | N/A | N/A | N/A | N/A | N/A | 3.2514 | 3.7081
[SEER Non Multi-Split <=65kW] GEMS (Air Conditioners up to 65kW) Determination 2019 | MEPS Oct 2011 | AS/NZS 3823.1.2:2012 | B70AWYN9L6 / B70AWYU7L6 |  | N/A | LG | 2.5 | Ducted | Single Split System | - | Air | Air | South Korea | 6.47 | 17.5 | 20 | 821 | 0 | - | - | 464 | 6.19 | 22.6 | Enthalpy Test Room | 3.1149 | 3.7012 | Yes | 51.6 | N/A | 19.542 | 19.359 | 4.1748 | 0 | N/A | N/A | N/A | 3.0837 | 3.6641 | N/A | N/A | 0 | 0 | 0 | 0 | Enthalpy Test Room | Three | R410A | Australia,New Zealand | 123093 | 2024-09-19 |  | Approved | Reverse Cycle | 1594 | Yes | Class 11 | No | - | Yes | Yes | Yes | Yes | PQDSBCDVM0 | 3.1149 | Unavailable | N/A | N/A |  |  | Yes |  |  | AAC4151 | N/A | Variable output compressor | Inverter | N/A | N/A | N/A | 6.47 | N/A | N/A | N/A | N/A | N/A | N/A | N/A | N/A | N/A | N/A | N/A | N/A | N/A | N/A | N/A | N/A | 6.19 | N/A | N/A | N/A | N/A | N/A | N/A | N/A | N/A | N/A | N/A | N/A | N/A | N/A | N/A | N/A | N/A | N/A | N/A | N/A | N/A | N/A | N/A | N/A | N/A | N/A | N/A | N/A | N/A | N/A | N/A | N/A | N/A | N/A | N/A | N/A | N/A | N/A | N/A | N/A | N/A | N/A | N/A | N/A | N/A | N/A | N/A | N/A | N/A | N/A | N/A | N/A | N/A | N/A | N/A | N/A | N/A | N/A | N/A | N/A | N/A | N/A | N/A | N/A | N/A | N/A | N/A | N/A | 3.06 | 3.6129
[SEER Multi-Split <=65kW] GEMS (Air Conditioners up to 65kW) Determination 2019 | MEPS 2019 | AS/NZS 3823.1.4:2012 | UHXM55MA | UHXM55MA | N/A | LG | N/A | Non Ducted | vrf | N/A | Air | Air | South Korea | 1.295 | N/A | 5.34 | N/A | N/A | N/A | N/A | N/A | 1.45 | 6.3 | Enthalpy Test Room | 4.1414 | 4.5038 | N/A | - | N/A | N/A | N/A | N/A | N/A | N/A | N/A | N/A | N/A | N/A | N/A | N/A | N/A | N/A | N/A | N/A | N/A | Single | R410A | Australia,New Zealand | 135761 | 2026-02-23 |  | Approved | Reverse Cycle | N/A | No | Class 19 | No | N/A | N/A | N/A | N/A | N/A | N/A | N/A | Available | N/A | N/A |  |  | N/A |  |  | AAC5790 | Yes | Variable output compressor | Inverter | No | - | 5340 | 1.295 | - | 437 | 2670 | No | - | - | - | 1183.63 | 5751.18 | No | 399.418 | 2875.59 | No | - | - | 6300 | 1.45 | 660 | 3150 | No | - | - | Yes | 1580 | 4300 | No | - | - | No | - | - | - | - | - | No | - | - | No | - | - | No | - | - | N/A | 50 | 5.485 | 5.296 | 5.807 | 6.838 | 6.39 | 6.275 | 262 | 413 | 1193 | 561 | 710 | 1588 | 3.5 | 3.5 | 4 | 2.941 | 3.507 | 4.413 | 3.237 | 3.898 | 4.396 | 2809 | 989 | 132 | 868 | 415 | 85 | 1 | 2 | 2.5 | N/A | N/A | N/A | N/A | N/A | N/A | N/A | N/A | 5 | 4.0704 | 4.2948
[SEER Multi-Split <=65kW] GEMS (Air Conditioners up to 65kW) Determination 2019 | MEPS 2019 | AS/NZS 3823.1.4:2012 | UHXM55MA2 | UHXM55MA | N/A | LG | N/A | Non Ducted | vrf | N/A | Air | Air | South Korea | 1.295 | N/A | 5.34 | N/A | N/A | N/A | N/A | N/A | 1.45 | 6.3 | Enthalpy Test Room | 4.1414 | 4.5038 | N/A | - | N/A | N/A | N/A | N/A | N/A | N/A | N/A | N/A | N/A | N/A | N/A | N/A | N/A | N/A | N/A | N/A | N/A | Single | R410A | Australia,New Zealand | 135761 | 2026-02-23 |  | Approved | Reverse Cycle | N/A | No | Class 19 | No | N/A | N/A | N/A | N/A | N/A | N/A | N/A | Available | N/A | N/A |  |  | N/A |  |  | AAC5790 | Yes | Variable output compressor | Inverter | No | - | 5340 | 1.295 | - | 437 | 2670 | No | - | - | - | 1183.63 | 5751.18 | No | 399.418 | 2875.59 | No | - | - | 6300 | 1.45 | 660 | 3150 | No | - | - | Yes | 1580 | 4300 | No | - | - | No | - | - | - | - | - | No | - | - | No | - | - | No | - | - | N/A | 50 | 5.485 | 5.296 | 5.807 | 6.838 | 6.39 | 6.275 | 262 | 413 | 1193 | 561 | 710 | 1588 | 3.5 | 3.5 | 4 | 2.941 | 3.507 | 4.413 | 3.237 | 3.898 | 4.396 | 2809 | 989 | 132 | 868 | 415 | 85 | 1 | 2 | 2.5 | N/A | N/A | N/A | N/A | N/A | N/A | N/A | N/A | 5 | 4.0704 | 4.2948
[SEER Multi-Split <=65kW] GEMS (Air Conditioners up to 65kW) Determination 2019 | MEPS 2019 | AS/NZS 3823.1.4:2012 | UHXM70MA | UHXM70MA | N/A | LG | N/A | Non Ducted | vrf | N/A | Air | Air | South Korea | 1.685 | N/A | 7 | N/A | N/A | N/A | N/A | N/A | 1.948 | 7.954 | Enthalpy Test Room | 4.4406 | 4.0855 | N/A | - | N/A | N/A | N/A | N/A | N/A | N/A | N/A | N/A | N/A | N/A | N/A | N/A | N/A | N/A | N/A | N/A | N/A | Single | R410A | Australia,New Zealand | 135765 | 2026-02-23 |  | Approved | Reverse Cycle | N/A | No | Class 19 | No | N/A | N/A | N/A | N/A | N/A | N/A | N/A | Available | N/A | N/A |  |  | N/A |  |  | AAC5791 | Yes | Variable output compressor | Inverter | No | - | 7000 | 1.685 | - | 610 | 3500 | No | - | - | - | 1540.09 | 7539 | No | 557.54 | 3769.5 | No | - | - | 7954 | 1.948 | 760 | 3900 | No | - | - | Yes | 1850 | 5600 | No | - | - | No | - | - | - | - | - | No | - | - | No | - | - | No | - | - | N/A | 50 | 5.406 | 5.225 | 5.648 | 6.578 | 6.163 | 6.061 | 352 | 553 | 1612 | 768 | 968 | 2158 | 3.5 | 3.5 | 4 | 3.142 | 3.732 | 4.727 | 3.642 | 4.166 | 4.727 | 3316 | 1171 | 154 | 973 | 488 | 98 | 1.5 | 2 | 3 | N/A | N/A | N/A | N/A | N/A | N/A | N/A | N/A | 5 | 4.1131 | 4.048
[SEER Multi-Split <=65kW] GEMS (Air Conditioners up to 65kW) Determination 2019 | MEPS 2019 | AS/NZS 3823.1.4:2012 | UHXM70MA2 | UHXM70MA | N/A | LG | N/A | Non Ducted | vrf | N/A | Air | Air | South Korea | 1.685 | N/A | 7 | N/A | N/A | N/A | N/A | N/A | 1.948 | 7.954 | Enthalpy Test Room | 4.4406 | 4.0855 | N/A | - | N/A | N/A | N/A | N/A | N/A | N/A | N/A | N/A | N/A | N/A | N/A | N/A | N/A | N/A | N/A | N/A | N/A | Single | R410A | Australia,New Zealand | 135765 | 2026-02-23 |  | Approved | Reverse Cycle | N/A | No | Class 19 | No | N/A | N/A | N/A | N/A | N/A | N/A | N/A | Available | N/A | N/A |  |  | N/A |  |  | AAC5791 | Yes | Variable output compressor | Inverter | No | - | 7000 | 1.685 | - | 610 | 3500 | No | - | - | - | 1540.09 | 7539 | No | 557.54 | 3769.5 | No | - | - | 7954 | 1.948 | 760 | 3900 | No | - | - | Yes | 1850 | 5600 | No | - | - | No | - | - | - | - | - | No | - | - | No | - | - | No | - | - | N/A | 50 | 5.406 | 5.225 | 5.648 | 6.578 | 6.163 | 6.061 | 352 | 553 | 1612 | 768 | 968 | 2158 | 3.5 | 3.5 | 4 | 3.142 | 3.732 | 4.727 | 3.642 | 4.166 | 4.727 | 3316 | 1171 | 154 | 973 | 488 | 98 | 1.5 | 2 | 3 | N/A | N/A | N/A | N/A | N/A | N/A | N/A | N/A | 5 | 4.1131 | 4.048
[SEER Multi-Split <=65kW] GEMS (Air Conditioners up to 65kW) Determination 2019 | MEPS 2019 | AS/NZS 3823.1.4:2012 | UHXM90MA1 |  | N/A | LG | N/A | Non Ducted | vrf | N/A | Air | Air | South Korea | 2.25 | N/A | 8.79 | N/A | N/A | N/A | N/A | N/A | 2.47 | 10.1 | Enthalpy Test Room | 4.0565 | 4.1483 | N/A | - | N/A | N/A | N/A | N/A | N/A | N/A | N/A | N/A | N/A | N/A | N/A | N/A | N/A | N/A | N/A | N/A | N/A | Single | R410A | Australia,New Zealand | 137457 | 2028-01-03 |  | Approved | Reverse Cycle | N/A | No | Class 19 | No | N/A | N/A | N/A | N/A | N/A | N/A | N/A | Available | N/A | N/A |  |  | N/A |  |  | AAC7222 | Yes | Variable output compressor | Inverter | No | - | 8790 | 2.25 | - | 770 | 4395 | No | - | - | - | 2056.5 | 9466.83 | No | 703.78 | 4733.415 | No | - | - | 10100 | 2.47 | 1010 | 5050 | No | - | - | Yes | 2300 | 7000 | No | - | - | No | - | - | - | - | - | No | - | - | No | - | - | No | - | - | N/A | 64 | 4.553 | 4.524 | 5.28 | 6.052 | 5.726 | 5.773 | 498 | 768 | 2132 | 1021 | 1281 | 2818 | 3 | 3 | 3.5 | 3.089 | 3.66 | 4.602 | 3.387 | 4.069 | 4.597 | 4313 | 1552 | 234 | 1356 | 663 | 156 | 1.5 | 2 | 3 | N/A | N/A | N/A | N/A | N/A | N/A | N/A | N/A | 20 | 3.7927 | 3.9801
[SEER Non Multi-Split <=65kW] GEMS (Air Conditioners up to 65kW) Determination 2019 | MEPS 2019 | AS/NZS 3823.1.2:2012 | UU100WR2 U30/UHN100B7 N70 |  | N/A | LG | N/A | Ducted | Single Split System | - | Air | Air | China,South Korea | 2.75 | N/A | 10.5 | N/A | N/A | N/A | N/A | N/A | 3.1 | 13 | Enthalpy Test Room | 3.8846 | 4.2053 | N/A | - | N/A | N/A | N/A | N/A | N/A | N/A | N/A | N/A | N/A | N/A | N/A | N/A | N/A | N/A | N/A | N/A | N/A | Single | R32 | Australia,New Zealand | 155071 | 2028-06-24 |  | Approved | Reverse Cycle | N/A | Yes | Class 11 | Yes | N/A | N/A | N/A | N/A | N/A | N/A | N/A | Available | N/A | N/A |  |  | N/A |  |  | AAC7577 | No | - | - | - | - | 10500 | 2.75 | - | - | - | - | - | - | No | - | - | - | - | - | - | - | - | 13000 | 3.1 | - | - | - | - | - | - | - | - | - | 2680 | 8350 | - | - | - | - | - | - | - | - | - | No | - | - | - | - | - | - | - | 3.647 | 3.669 | 3.969 | 4.254 | 4.08 | 4.155 | 784 | 1179 | 3439 | 1783 | 2195 | 4722 | 2 | 2 | 2 | 2.798 | 3.099 | 3.493 | 3.027 | 3.337 | 3.565 | 6093 | 2307 | 340 | 1916 | 998 | 214 | 1 | 1.5 | 1.5 | No | - | - | - | - | N/A | N/A | N/A | 11 | 3.7672 | 4.1438
[SEER Non Multi-Split <=65kW] GEMS (Air Conditioners up to 65kW) Determination 2019 | MEPS 2019 | AS/NZS 3823.1.2:2012 | UU100WR2 U30/UMN100M2 N20 |  | N/A | LG | N/A | Ducted | Single Split System | - | Air | Air | China,South Korea | 2.5 | N/A | 9.5 | N/A | N/A | N/A | N/A | N/A | 2.77 | 10.8 | Enthalpy Test Room | 3.9404 | 4.2169 | N/A | - | N/A | N/A | N/A | N/A | N/A | N/A | N/A | N/A | N/A | N/A | N/A | N/A | N/A | N/A | N/A | N/A | N/A | Single | R32 | Australia,New Zealand | 149775 | 2027-09-11 |  | Approved | Reverse Cycle | N/A | Yes | Class 10 | Yes | N/A | N/A | N/A | N/A | N/A | N/A | N/A | Available | N/A | N/A |  |  | N/A |  |  | AAC6975 | No | - | - | - | - | 9500 | 2.5 | - | - | - | - | - | - | No | - | - | - | - | - | - | - | - | 10800 | 2.77 | - | - | - | - | - | - | - | - | - | 2930 | 9070 | - | - | - | - | - | - | - | - | - | No | - | - | - | - | - | - | - | 3.63 | 3.652 | 3.95 | 4.233 | 4.061 | 4.136 | 713 | 1072 | 3127 | 1621 | 1995 | 4292 | 2 | 2 | 2 | 2.903 | 3.086 | 3.256 | 3.004 | 3.223 | 3.317 | 4881 | 1927 | 303 | 1606 | 860 | 191 | 1 | 1.5 | 1.5 | No | - | - | - | - | N/A | N/A | N/A | 10 | 3.7493 | 3.8519
[SEER Non Multi-Split <=65kW] GEMS (Air Conditioners up to 65kW) Determination 2019 | MEPS 2019 | AS/NZS 3823.1.1:2012 | UU100WR2 U30/UTN100MA NA0 |  | N/A | LG | N/A | Non Ducted | Single Split System | Cassette | Air | Air | China,South Korea | 2.26 | N/A | 9.5 | N/A | N/A | N/A | N/A | N/A | 2.43 | 10.8 | Enthalpy Test Room | 4.442 | 4.4701 | N/A | - | N/A | N/A | N/A | N/A | N/A | N/A | N/A | N/A | N/A | N/A | N/A | N/A | N/A | N/A | N/A | N/A | N/A | Single | R32 | Australia,New Zealand | 149221 | 2027-08-23 |  | Approved | Reverse Cycle | N/A | Yes | Class 9 | Yes | N/A | N/A | N/A | N/A | N/A | N/A | N/A | Available | N/A | N/A |  |  | N/A |  |  | AAC6902 | No | - | - | - | - | 9500 | 2.26 | - | - | - | - | - | - | No | - | - | - | - | - | - | - | - | 10800 | 2.43 | - | - | - | - | - | - | - | - | - | 2560 | 7900 | - | - | - | - | - | - | - | - | - | No | - | - | - | - | - | - | - | 3.983 | 4.014 | 4.361 | 4.667 | 4.479 | 4.569 | 647 | 973 | 2830 | 1468 | 1807 | 3883 | 2 | 2.5 | 2.5 | 2.966 | 3.244 | 3.651 | 3.194 | 3.537 | 3.76 | 4777 | 1834 | 273 | 1511 | 785 | 171 | 1 | 1.5 | 2 | No | - | - | - | - | N/A | N/A | N/A | 10 | 4.1416 | 4.3835
[SEER Non Multi-Split <=65kW] GEMS (Air Conditioners up to 65kW) Determination 2019 | MEPS 2019 | AS/NZS 3823.1.2:2012 | UU100WR3 U30/UHN100B7 N70 |  | N/A | LG | N/A | Ducted | Single Split System | - | Air | Air | China,South Korea | 2.75 | N/A | 10.5 | N/A | N/A | N/A | N/A | N/A | 3.1 | 13 | Enthalpy Test Room | 3.8846 | 4.2053 | N/A | - | N/A | N/A | N/A | N/A | N/A | N/A | N/A | N/A | N/A | N/A | N/A | N/A | N/A | N/A | N/A | N/A | N/A | Single | R32 | Australia,New Zealand | 160136 | 2029-03-19 |  | Approved | Reverse Cycle | N/A | Yes | Class 11 | Yes | N/A | N/A | N/A | N/A | N/A | N/A | N/A | Available | N/A | N/A |  |  | N/A |  |  | AAC8111 | Yes | Variable output compressor | Inverter | No | - | 10500 | 2.75 | - | 1240 | 5400 | No | - | - | - | 2513.5 | 11308.5 | No | 1133.36 | 5815.8 | No | - | - | 13000 | 3.1 | 1400 | 6600 | No | - | - | No | - | - | - | 2680 | 8350 | No | - | - | - | - | - | - | - | - | No | - | - | No | - | - | - | - | 4.147 | 4.121 | 4.569 | 5.048 | 4.802 | 4.869 | 677 | 1036 | 2974 | 1491 | 1853 | 4018 | 2.5 | 2.5 | 3 | 3.07 | 3.527 | 4.273 | 3.436 | 3.85 | 4.307 | 5563 | 2042 | 293 | 1699 | 876 | 189 | 1.5 | 2 | 2.5 | No | - | - | - | - | N/A | N/A | N/A | 15 | 3.7491 | 4.1261
[SEER Non Multi-Split <=65kW] GEMS (Air Conditioners up to 65kW) Determination 2019 | MEPS 2019 | AS/NZS 3823.1.2:2012 | UU100WR3 U30/UHN100M2S N20 |  | N/A | LG | N/A | Ducted | Single Split System | - | Air | Air | China | 2.75 | N/A | 10.5 | N/A | N/A | N/A | N/A | N/A | 3.2 | 13 | Enthalpy Test Room | 4.1135 | 4.1831 | N/A | - | N/A | N/A | N/A | N/A | N/A | N/A | N/A | N/A | N/A | N/A | N/A | N/A | N/A | N/A | N/A | N/A | N/A | Single | R32 | Australia,New Zealand | 160821 | 2029-04-22 |  | Approved | Reverse Cycle | N/A | Yes | Class 11 | Yes | N/A | N/A | N/A | N/A | N/A | N/A | N/A | Available | N/A | N/A |  |  | N/A |  |  | AAC8184 | Yes | Variable output compressor | Inverter | No | - | 10500 | 2.75 | - | 1230 | 5600 | No | - | - | - | 2513.5 | 11308.5 | No | 1124.22 | 6031.2 | No | - | - | 13000 | 3.2 | 1400 | 6700 | No | - | - | Yes | 3350 | 9500 | No | - | - | No | - | - | - | - | - | No | - | - | No | - | - | No | - | - | - | - | 4.3 | 4.249 | 4.703 | 5.236 | 4.967 | 5.017 | 654 | 1006 | 2891 | 1438 | 1793 | 3901 | 2.5 | 2.5 | 3 | 3.277 | 3.867 | 4.395 | 3.481 | 4.079 | 4.387 | 5212 | 1863 | 283 | 1676 | 827 | 184 | 1.5 | 2 | 2.5 | No | - | - | - | - | N/A | N/A | N/A | 14 | 3.7536 | 4.0033
[SEER Non Multi-Split <=65kW] GEMS (Air Conditioners up to 65kW) Determination 2019 | MEPS 2019 | AS/NZS 3823.1.2:2012 | UU100WR3 U30/UMN100M2 N20 |  | N/A | LG | N/A | Ducted | Single Split System | - | Air | Air | China,South Korea | 2.5 | N/A | 9.5 | N/A | N/A | N/A | N/A | N/A | 2.77 | 10.8 | Enthalpy Test Room | 3.9404 | 4.2169 | N/A | - | N/A | N/A | N/A | N/A | N/A | N/A | N/A | N/A | N/A | N/A | N/A | N/A | N/A | N/A | N/A | N/A | N/A | Single | R32 | Australia,New Zealand | 160017 | 2029-03-13 |  | Approved | Reverse Cycle | N/A | Yes | Class 10 | Yes | N/A | N/A | N/A | N/A | N/A | N/A | N/A | Available | N/A | N/A |  |  | N/A |  |  | AAC8095 | Yes | Variable output compressor | Inverter | No | - | 9500 | 2.5 | - | 1000 | 4800 | No | - | - | - | 2285 | 10231.5 | No | 914 | 5169.6 | No | - | - | 10800 | 2.77 | 1090 | 5450 | No | - | - | Yes | 2930 | 9070 | No | - | - | No | - | - | - | - | - | No | - | - | No | - | - | No | - | - | - | - | 4.345 | 4.299 | 4.813 | 5.424 | 5.14 | 5.173 | 580 | 893 | 2549 | 1250 | 1561 | 3418 | 2.5 | 2.5 | 3 | 3.635 | 4.14 | 4.59 | 3.887 | 4.314 | 4.589 | 3913 | 1457 | 235 | 1256 | 658 | 154 | 2 | 2.5 | 3 | No | - | - | - | - | N/A | N/A | N/A | 15 | 3.7245 | 3.8288
[SEER Non Multi-Split <=65kW] GEMS (Air Conditioners up to 65kW) Determination 2019 | MEPS 2019 | AS/NZS 3823.1.1:2012 | UU100WR3 U30/UTN100MA NA0 |  | N/A | LG | N/A | Non Ducted | Single Split System | Cassette | Air | Air | China,South Korea | 2.26 | N/A | 9.5 | N/A | N/A | N/A | N/A | N/A | 2.43 | 10.8 | Enthalpy Test Room | 4.442 | 4.4701 | N/A | - | N/A | N/A | N/A | N/A | N/A | N/A | N/A | N/A | N/A | N/A | N/A | N/A | N/A | N/A | N/A | N/A | N/A | Single | R32 | Australia,New Zealand | 160213 | 2029-03-24 |  | Approved | Reverse Cycle | N/A | Yes | Class 9 | Yes | N/A | N/A | N/A | N/A | N/A | N/A | N/A | Available | N/A | N/A |  |  | N/A |  |  | AAC8133 | Yes | Variable output compressor | Inverter | No | - | 9500 | 2.26 | - | 950 | 4800 | No | - | - | - | 2065.64 | 10231.5 | No | 868.3 | 5169.6 | No | - | - | 10800 | 2.43 | 1020 | 5400 | No | - | - | Yes | 2540 | 8120 | No | - | - | No | - | - | - | - | - | No | - | - | No | - | - | No | - | - | - | - | 4.598 | 4.579 | 5.153 | 5.734 | 5.454 | 5.527 | 547 | 836 | 2379 | 1181 | 1470 | 3196 | 3 | 3 | 3.5 | 3.623 | 4.294 | 4.879 | 3.847 | 4.525 | 4.869 | 3926 | 1406 | 223 | 1269 | 629 | 147 | 2 | 2.5 | 3 | No | - | - | - | - | N/A | N/A | N/A | 15 | 4.1113 | 4.3536
[SEER Non Multi-Split <=65kW] GEMS (Air Conditioners up to 65kW) Determination 2019 | MEPS 2019 | AS/NZS 3823.1.2:2012 | UU100WR3H U30 / UHN100M3SH N30 |  | N/A | LG | N/A | Ducted | Single Split System | - | Air | Air | China | 2.5 | N/A | 10.5 | N/A | N/A | N/A | N/A | N/A | 3 | 13 | Enthalpy Test Room | 4.225 | 4.4705 | N/A | - | N/A | N/A | N/A | N/A | N/A | N/A | N/A | N/A | N/A | N/A | N/A | N/A | N/A | N/A | N/A | N/A | N/A | Single | R32 | Australia,New Zealand | 161988 | 2029-06-04 |  | Approved | Reverse Cycle | N/A | Yes | Class 11 | Yes | N/A | N/A | N/A | N/A | N/A | N/A | N/A | Available | N/A | N/A |  |  | N/A |  |  | AAC8290 | Yes | Variable output compressor | Inverter | No | - | 10500 | 2.5 | - | 1180 | 5600 | No | - | - | - | 2285 | 11308.5 | No | 1078.52 | 6031.2 | No | - | - | 13000 | 3 | 1300 | 6700 | No | - | - | Yes | 3700 | 10400 | No | - | - | No | - | - | - | - | - | No | - | - | No | - | - | No | - | - | - | - | 4.609 | 4.564 | 5.019 | 5.536 | 5.261 | 5.331 | 614 | 941 | 2713 | 1363 | 1695 | 3674 | 3 | 3 | 3.5 | 3.616 | 4.258 | 4.731 | 3.906 | 4.423 | 4.724 | 4720 | 1689 | 260 | 1492 | 760 | 168 | 2 | 2.5 | 3 | No | - | - | - | - | N/A | N/A | N/A | 11.7 | 4.1346 | 4.277
[SEER Non Multi-Split <=65kW] GEMS (Air Conditioners up to 65kW) Determination 2019 | MEPS 2019 | AS/NZS 3823.1.2:2012 | UU100WR3L U30 / UHN100M2S N20 |  | N/A | LG | N/A | Ducted | Single Split System | - | Air | Air | China | 2.75 | N/A | 10.5 | N/A | N/A | N/A | N/A | N/A | 3.2 | 13 | Enthalpy Test Room | 4.1283 | 4.1752 | N/A | - | N/A | N/A | N/A | N/A | N/A | N/A | N/A | N/A | N/A | N/A | N/A | N/A | N/A | N/A | N/A | N/A | N/A | Three | R32 | Australia,New Zealand | 158324 | 2028-12-10 |  | Approved | Reverse Cycle | N/A | Yes | Class 11 | Yes | N/A | N/A | N/A | N/A | N/A | N/A | N/A | Available | N/A | N/A |  |  | N/A |  |  | AAC7955 | Yes | Variable output compressor | Inverter | No | - | 10500 | 2.75 | - | 1230 | 5600 | No | - | - | - | 2513.5 | 11308.5 | No | 1124.22 | 6031.2 | No | - | - | 13000 | 3.2 | 1400 | 6700 | No | - | - | No | - | - | - | 3350 | 9500 | No | - | - | - | - | - | - | - | - | No | - | - | No | - | - | - | - | 4.382 | 4.312 | 4.726 | 5.279 | 4.999 | 5.032 | 647 | 997 | 2882 | 1431 | 1785 | 3894 | 2.5 | 2.5 | 3 | 3.226 | 3.704 | 4.348 | 3.556 | 3.984 | 4.371 | 5289 | 1937 | 280 | 1636 | 841 | 180 | 1.5 | 2 | 2.5 | No | - | - | - | - | N/A | N/A | N/A | 11.7 | 3.7641 | 4.0129
[SEER Non Multi-Split <=65kW] GEMS (Air Conditioners up to 65kW) Determination 2019 | MEPS 2019 | AS/NZS 3823.1.2:2012 | UU100WR3L U30 / UHN100M2S N20 |  | N/A | LG | N/A | Ducted | Single Split System | - | Air | Air | China | 2.75 | N/A | 10.5 | N/A | N/A | N/A | N/A | N/A | 3.2 | 13 | Enthalpy Test Room | 4.1283 | 4.1752 | N/A | - | N/A | N/A | N/A | N/A | N/A | N/A | N/A | N/A | N/A | N/A | N/A | N/A | N/A | N/A | N/A | N/A | N/A | Three | R32 | Australia,New Zealand | 160965 | 2029-04-23 |  | Approved | Reverse Cycle | N/A | Yes | Class 11 | Yes | N/A | N/A | N/A | N/A | N/A | N/A | N/A | Available | N/A | N/A |  |  | N/A |  |  | AAC8190 | Yes | Variable output compressor | Inverter | No | - | 10500 | 2.75 | - | 1230 | 5600 | No | - | - | - | 2513.5 | 11308.5 | No | 1124.22 | 6031.2 | No | - | - | 13000 | 3.2 | 1400 | 6700 | No | - | - | Yes | 3350 | 9500 | No | - | - | No | - | - | - | - | - | No | - | - | No | - | - | No | - | - | - | - | 4.3 | 4.249 | 4.703 | 5.236 | 4.967 | 5.017 | 654 | 1006 | 2891 | 1438 | 1793 | 3901 | 2.5 | 2.5 | 3 | 3.277 | 3.867 | 4.395 | 3.481 | 4.079 | 4.387 | 5212 | 1863 | 283 | 1676 | 827 | 184 | 1.5 | 2 | 2.5 | No | - | - | - | - | N/A | N/A | N/A | 14 | 3.7536 | 4.0033
[SEER Non Multi-Split <=65kW] GEMS (Air Conditioners up to 65kW) Determination 2019 | MEPS 2019 | AS/NZS 3823.1.2:2012 | UU125WR2 U30/UHN125B7 N70 |  | N/A | LG | N/A | Ducted | Single Split System | - | Air | Air | China,South Korea | 3.35 | N/A | 12.5 | N/A | N/A | N/A | N/A | N/A | 3.8 | 15 | Enthalpy Test Room | 3.8285 | 4.1416 | N/A | - | N/A | N/A | N/A | N/A | N/A | N/A | N/A | N/A | N/A | N/A | N/A | N/A | N/A | N/A | N/A | N/A | N/A | Single | R32 | Australia,New Zealand | 155079 | 2028-06-21 |  | Approved | Reverse Cycle | N/A | Yes | Class 11 | Yes | N/A | N/A | N/A | N/A | N/A | N/A | N/A | Available | N/A | N/A |  |  | N/A |  |  | AAC7575 | No | - | - | - | - | 12500 | 3.35 | - | - | - | - | - | - | No | - | - | - | - | - | - | - | - | 15000 | 3.8 | - | - | - | - | - | - | - | - | - | 3050 | 9800 | - | - | - | - | - | - | - | - | - | No | - | - | - | - | - | - | - | 3.619 | 3.63 | 3.895 | 4.183 | 4.008 | 4.071 | 946 | 1426 | 4179 | 2164 | 2665 | 5743 | 2 | 2 | 2 | 2.801 | 3.087 | 3.331 | 2.961 | 3.224 | 3.37 | 7018 | 2667 | 405 | 2256 | 1187 | 255 | 1 | 1.5 | 1.5 | No | - | - | - | - | N/A | N/A | N/A | 10.7 | 3.6915 | 3.9102
[SEER Non Multi-Split <=65kW] GEMS (Air Conditioners up to 65kW) Determination 2019 | MEPS 2019 | AS/NZS 3823.1.2:2012 | UU125WR2 U30/UMN125M2 N20 |  | N/A | LG | N/A | Ducted | Single Split System | - | Air | Air | China,South Korea | 3.55 | N/A | 12.3 | N/A | N/A | N/A | N/A | N/A | 3.74 | 13.5 | Enthalpy Test Room | 3.5168 | 3.741 | N/A | - | N/A | N/A | N/A | N/A | N/A | N/A | N/A | N/A | N/A | N/A | N/A | N/A | N/A | N/A | N/A | N/A | N/A | Single | R32 | Australia,New Zealand | 155082 | 2028-06-20 |  | Approved | Reverse Cycle | N/A | Yes | Class 11 | Yes | N/A | N/A | N/A | N/A | N/A | N/A | N/A | Available | N/A | N/A |  |  | N/A |  |  | AAC7571 | No | - | - | - | - | 12300 | 3.55 | - | - | - | - | - | - | No | - | - | - | - | - | - | - | - | 13500 | 3.74 | - | - | - | - | - | - | - | - | - | 2930 | 9070 | - | - | - | - | - | - | - | - | - | No | - | - | - | - | - | - | - | 3.385 | 3.39 | 3.623 | 3.896 | 3.731 | 3.784 | 998 | 1506 | 4424 | 2289 | 2820 | 6082 | 1.5 | 1.5 | 2 | 2.69 | 2.93 | 3.065 | 2.793 | 3.008 | 3.088 | 6576 | 2529 | 395 | 2152 | 1144 | 250 | 1 | 1 | 1.5 | No | - | - | - | - | N/A | N/A | N/A | 10 | 3.4321 | 3.5773
[SEER Non Multi-Split <=65kW] GEMS (Air Conditioners up to 65kW) Determination 2019 | MEPS 2019 | AS/NZS 3823.1.1:2012 | UU125WR2 U30/UTN125MA NA0 |  | N/A | LG | N/A | Non Ducted | Single Split System | Cassette | Air | Air | China,South Korea | 3.31 | N/A | 12.1 | N/A | N/A | N/A | N/A | N/A | 3.51 | 13.5 | Enthalpy Test Room | 3.8261 | 3.9344 | N/A | - | N/A | N/A | N/A | N/A | N/A | N/A | N/A | N/A | N/A | N/A | N/A | N/A | N/A | N/A | N/A | N/A | N/A | Single | R32 | Australia,New Zealand | 149294 | 2027-08-23 |  | Approved | Reverse Cycle | N/A | Yes | Class 11 | Yes | N/A | N/A | N/A | N/A | N/A | N/A | N/A | Available | N/A | N/A |  |  | N/A |  |  | AAC6900 | No | - | - | - | - | 12100 | 3.31 | - | - | - | - | - | - | No | - | - | - | - | - | - | - | - | 13500 | 3.51 | - | - | - | - | - | - | - | - | - | 2560 | 8000 | - | - | - | - | - | - | - | - | - | No | - | - | - | - | - | - | - | 3.558 | 3.566 | 3.819 | 4.104 | 3.931 | 3.99 | 933 | 1407 | 4127 | 2136 | 2631 | 5673 | 2 | 2 | 2 | 2.612 | 2.887 | 3.242 | 2.821 | 3.064 | 3.286 | 6772 | 2566 | 374 | 2131 | 1124 | 236 | 1 | 1 | 1.5 | No | - | - | - | - | N/A | N/A | N/A | 10 | 3.6186 | 3.8095
[SEER Non Multi-Split <=65kW] GEMS (Air Conditioners up to 65kW) Determination 2019 | MEPS 2019 | AS/NZS 3823.1.2:2012 | UU125WR3 U30/UHN125B7 N70 |  | N/A | LG | N/A | Ducted | Single Split System | - | Air | Air | China,South Korea | 3.35 | N/A | 12.5 | N/A | N/A | N/A | N/A | N/A | 3.8 | 15 | Enthalpy Test Room | 3.8285 | 4.1416 | N/A | - | N/A | N/A | N/A | N/A | N/A | N/A | N/A | N/A | N/A | N/A | N/A | N/A | N/A | N/A | N/A | N/A | N/A | Single | R32 | Australia,New Zealand | 160138 | 2029-03-19 |  | Approved | Reverse Cycle | N/A | Yes | Class 11 | Yes | N/A | N/A | N/A | N/A | N/A | N/A | N/A | Available | N/A | N/A |  |  | N/A |  |  | AAC8112 | Yes | Variable output compressor | Inverter | No | - | 12500 | 3.35 | - | 1290 | 6300 | No | - | - | - | 3061.9 | 13462.5 | No | 1179.06 | 6785.1 | No | - | - | 15000 | 3.8 | 1550 | 7500 | No | - | - | No | - | - | - | 3050 | 9800 | No | - | - | - | - | - | - | - | - | No | - | - | No | - | - | - | - | 4.552 | 4.45 | 4.879 | 5.583 | 5.261 | 5.234 | 740 | 1149 | 3323 | 1609 | 2018 | 4456 | 3 | 2.5 | 3 | 3.164 | 3.663 | 4.406 | 3.532 | 3.98 | 4.432 | 6222 | 2261 | 321 | 1901 | 973 | 206 | 1.5 | 2 | 2.5 | No | - | - | - | - | N/A | N/A | N/A | 14 | 3.6794 | 3.8988
[SEER Non Multi-Split <=65kW] GEMS (Air Conditioners up to 65kW) Determination 2019 | MEPS 2019 | AS/NZS 3823.1.2:2012 | UU125WR3 U30/UHN125M3S N30 |  | N/A | LG | N/A | Ducted | Single Split System | - | Air | Air | China | 3.35 | N/A | 12.5 | N/A | N/A | N/A | N/A | N/A | 3.75 | 15 | Enthalpy Test Room | 3.857 | 4.1057 | N/A | - | N/A | N/A | N/A | N/A | N/A | N/A | N/A | N/A | N/A | N/A | N/A | N/A | N/A | N/A | N/A | N/A | N/A | Single | R32 | Australia,New Zealand | 160157 | 2029-03-19 |  | Approved | Reverse Cycle | N/A | Yes | Class 11 | Yes | N/A | N/A | N/A | N/A | N/A | N/A | N/A | Available | N/A | N/A |  |  | N/A |  |  | AAC8120 | Yes | Variable output compressor | Inverter | No | - | 12500 | 3.35 | - | 1420 | 6500 | No | - | - | - | 3061.9 | 13462.5 | No | 1297.88 | 7000.5 | No | - | - | 15000 | 3.75 | 1560 | 7700 | No | - | - | Yes | 4270 | 11720 | No | - | - | No | - | - | - | - | - | No | - | - | No | - | - | No | - | - | - | - | 4.369 | 4.291 | 4.699 | 5.292 | 5.003 | 5.015 | 772 | 1193 | 3451 | 1699 | 2124 | 4651 | 2.5 | 2.5 | 3 | 3.4 | 3.995 | 4.527 | 3.732 | 4.201 | 4.524 | 5792 | 2076 | 313 | 1801 | 923 | 202 | 1.5 | 2 | 3 | No | - | - | - | - | N/A | N/A | N/A | 14 | 3.6794 | 3.9502
[SEER Non Multi-Split <=65kW] GEMS (Air Conditioners up to 65kW) Determination 2019 | MEPS 2019 | AS/NZS 3823.1.2:2012 | UU125WR3 U30/UMN125M2 N20 |  | N/A | LG | N/A | Ducted | Single Split System | - | Air | Air | China,South Korea | 3.55 | N/A | 12.3 | N/A | N/A | N/A | N/A | N/A | 3.74 | 13.5 | Enthalpy Test Room | 3.5168 | 3.741 | N/A | - | N/A | N/A | N/A | N/A | N/A | N/A | N/A | N/A | N/A | N/A | N/A | N/A | N/A | N/A | N/A | N/A | N/A | Single | R32 | Australia,New Zealand | 160045 | 2029-03-13 |  | Approved | Reverse Cycle | N/A | Yes | Class 11 | Yes | N/A | N/A | N/A | N/A | N/A | N/A | N/A | Available | N/A | N/A |  |  | N/A |  |  | AAC8096 | Yes | Variable output compressor | Inverter | No | - | 12300 | 3.55 | - | 1340 | 6200 | No | - | - | - | 3244.7 | 13247.1 | No | 1224.76 | 6677.4 | No | - | - | 13500 | 3.74 | 1400 | 6800 | No | - | - | No | - | - | - | 2930 | 9070 | No | - | - | - | - | - | - | - | - | No | - | - | No | - | - | - | - | 4.276 | 4.175 | 4.583 | 5.265 | 4.957 | 4.923 | 774 | 1205 | 3480 | 1678 | 2107 | 4660 | 2.5 | 2.5 | 3 | 3.164 | 3.676 | 4.419 | 3.533 | 3.999 | 4.444 | 5605 | 2034 | 294 | 1716 | 876 | 190 | 1.5 | 2 | 2.5 | No | - | - | - | - | N/A | N/A | N/A | 15 | 3.416 | 3.5613
[SEER Non Multi-Split <=65kW] GEMS (Air Conditioners up to 65kW) Determination 2019 | MEPS 2019 | AS/NZS 3823.1.1:2012 | UU125WR3 U30/UTN125MA NA0 |  | N/A | LG | N/A | Non Ducted | Single Split System | Cassette | Air | Air | China,South Korea | 3.31 | N/A | 12.3 | N/A | N/A | N/A | N/A | N/A | 3.51 | 13.5 | Enthalpy Test Room | 3.8261 | 3.9344 | N/A | - | N/A | N/A | N/A | N/A | N/A | N/A | N/A | N/A | N/A | N/A | N/A | N/A | N/A | N/A | N/A | N/A | N/A | Single | R32 | Australia,New Zealand | 160224 | 2029-03-26 |  | Approved | Reverse Cycle | N/A | Yes | Class 11 | Yes | N/A | N/A | N/A | N/A | N/A | N/A | N/A | Available | N/A | N/A |  |  | N/A |  |  | AAC8140 | Yes | Variable output compressor | Inverter | No | - | 12300 | 3.31 | - | 1220 | 6100 | No | - | - | - | 3025.34 | 13247.1 | No | 1115.08 | 6569.7 | No | - | - | 13500 | 3.51 | 1270 | 6750 | No | - | - | No | - | - | - | 2540 | 8120 | No | - | - | - | - | - | - | - | - | No | - | - | No | - | - | - | - | 4.571 | 4.469 | 4.925 | 5.665 | 5.334 | 5.296 | 722 | 1122 | 3236 | 1557 | 1956 | 4330 | 3 | 2.5 | 3 | 3.053 | 3.576 | 4.737 | 3.567 | 4.094 | 4.829 | 5807 | 2090 | 277 | 1700 | 856 | 177 | 1.5 | 2 | 3 | No | - | - | - | - | N/A | N/A | N/A | 15 | 3.66 | 3.7914
[SEER Non Multi-Split <=65kW] GEMS (Air Conditioners up to 65kW) Determination 2019 | MEPS 2019 | AS/NZS 3823.1.2:2012 | UU125WR3L U30/UHN125M3S N30 |  | N/A | LG | N/A | Ducted | Single Split System | - | Air | Air | China | 3.35 | N/A | 12.5 | N/A | N/A | N/A | N/A | N/A | 3.75 | 15 | Enthalpy Test Room | 3.9761 | 4.2036 | N/A | - | N/A | N/A | N/A | N/A | N/A | N/A | N/A | N/A | N/A | N/A | N/A | N/A | N/A | N/A | N/A | N/A | N/A | Three | R32 | Australia,New Zealand | 160177 | 2029-03-19 |  | Approved | Reverse Cycle | N/A | Yes | Class 11 | Yes | N/A | N/A | N/A | N/A | N/A | N/A | N/A | Available | N/A | N/A |  |  | N/A |  |  | AAC8121 | Yes | Variable output compressor | Inverter | No | - | 12500 | 3.35 | - | 1420 | 6500 | No | - | - | - | 3061.9 | 13462.5 | No | 1297.88 | 7000.5 | No | - | - | 15000 | 3.75 | 1560 | 7700 | No | - | - | Yes | 4270 | 11720 | No | - | - | No | - | - | - | - | - | No | - | - | No | - | - | No | - | - | - | - | 4.369 | 4.291 | 4.699 | 5.292 | 5.003 | 5.015 | 772 | 1193 | 3451 | 1699 | 2124 | 4651 | 2.5 | 2.5 | 3 | 3.4 | 3.995 | 4.527 | 3.732 | 4.201 | 4.524 | 5792 | 2076 | 313 | 1801 | 923 | 202 | 1.5 | 2 | 3 | No | - | - | - | - | N/A | N/A | N/A | 14 | 3.6794 | 3.9502
[SEER Non Multi-Split <=65kW] GEMS (Air Conditioners up to 65kW) Determination 2019 | MEPS 2019 | AS/NZS 3823.1.2:2012 | UU140WR2 U30/UMN140M3 N30 |  | N/A | LG | N/A | Ducted | Single Split System | - | Air | Air | China,South Korea | 4.25 | N/A | 13.8 | N/A | N/A | N/A | N/A | N/A | 4.31 | 15.5 | Enthalpy Test Room | 3.4154 | 3.7039 | N/A | - | N/A | N/A | N/A | N/A | N/A | N/A | N/A | N/A | N/A | N/A | N/A | N/A | N/A | N/A | N/A | N/A | N/A | Single | R32 | Australia,New Zealand | 149767 | 2027-09-11 |  | Approved | Reverse Cycle | N/A | Yes | Class 11 | Yes | N/A | N/A | N/A | N/A | N/A | N/A | N/A | Available | N/A | N/A |  |  | N/A |  |  | AAC6976 | No | - | - | - | - | 13800 | 4.25 | - | - | - | - | - | - | No | - | - | - | - | - | - | - | - | 15500 | 4.31 | - | - | - | - | - | - | - | - | - | 3290 | 9800 | - | - | - | - | - | - | - | - | - | No | - | - | - | - | - | - | - | 3.191 | 3.192 | 3.401 | 3.66 | 3.503 | 3.549 | 1190 | 1798 | 5292 | 2736 | 3372 | 7278 | 1.5 | 1.5 | 1.5 | 2.582 | 2.826 | 3.044 | 2.724 | 2.943 | 3.074 | 7863 | 3006 | 454 | 2531 | 1341 | 286 | 1 | 1 | 1.5 | No | - | - | - | - | N/A | N/A | N/A | 10.7 | 3.2197 | 3.5664
[SEER Non Multi-Split <=65kW] GEMS (Air Conditioners up to 65kW) Determination 2019 | MEPS 2019 | AS/NZS 3823.1.1:2012 | UU140WR2 U30/UTN140MA NA0 |  | N/A | LG | N/A | Non Ducted | Single Split System | Cassette | Air | Air | China,South Korea | 4.25 | N/A | 13.4 | N/A | N/A | N/A | N/A | N/A | 4.37 | 15.5 | Enthalpy Test Room | 3.4146 | 3.6342 | N/A | - | N/A | N/A | N/A | N/A | N/A | N/A | N/A | N/A | N/A | N/A | N/A | N/A | N/A | N/A | N/A | N/A | N/A | Single | R32 | Australia,New Zealand | 149304 | 2027-08-24 |  | Approved | Reverse Cycle | N/A | Yes | Class 11 | Yes | N/A | N/A | N/A | N/A | N/A | N/A | N/A | Available | N/A | N/A |  |  | N/A |  |  | AAC6903 | No | - | - | - | - | 13400 | 4.25 | - | - | - | - | - | - | No | - | - | - | - | - | - | - | - | 15500 | 4.37 | - | - | - | - | - | - | - | - | - | 3200 | 9500 | - | - | - | - | - | - | - | - | - | No | - | - | - | - | - | - | - | 3.116 | 3.113 | 3.307 | 3.562 | 3.408 | 3.449 | 1186 | 1793 | 5287 | 2732 | 3368 | 7274 | 1.5 | 1.5 | 1.5 | 2.533 | 2.778 | 3.008 | 2.679 | 2.887 | 3.035 | 8011 | 3055 | 456 | 2570 | 1364 | 287 | 1 | 1 | 1.5 | No | - | - | - | - | N/A | N/A | N/A | 9.5 | 3.1293 | 3.521
[SEER Non Multi-Split <=65kW] GEMS (Air Conditioners up to 65kW) Determination 2019 | MEPS 2019 | AS/NZS 3823.1.2:2012 | UU140WR3 U30/UHN140M3S N30 |  | N/A | LG | N/A | Ducted | Single Split System | - | Air | Air | China | 4.3 | N/A | 14 | N/A | N/A | N/A | N/A | N/A | 4.4 | 16.5 | Enthalpy Test Room | 3.461 | 3.9125 | N/A | - | N/A | N/A | N/A | N/A | N/A | N/A | N/A | N/A | N/A | N/A | N/A | N/A | N/A | N/A | N/A | N/A | N/A | Single | R32 | Australia,New Zealand | 158266 | 2028-12-10 |  | Approved | Reverse Cycle | N/A | Yes | Class 11 | Yes | N/A | N/A | N/A | N/A | N/A | N/A | N/A | Available | N/A | N/A |  |  | N/A |  |  | AAC7947 | Yes | Variable output compressor | Inverter | No | - | 14000 | 4.3 | - | 1700 | 7650 | No | - | - | - | 3930.2 | 15078 | No | 1553.8 | 8239.05 | No | - | - | 16500 | 4.4 | 1800 | 8700 | No | - | - | No | - | - | - | 4280 | 11600 | No | - | - | - | - | - | - | - | - | No | - | - | No | - | - | - | - | 4.281 | 4.12 | 4.454 | 5.159 | 4.826 | 4.77 | 892 | 1404 | 4091 | 1961 | 2475 | 5486 | 2.5 | 2.5 | 2.5 | 3.103 | 3.592 | 4.358 | 3.48 | 3.931 | 4.396 | 6970 | 2526 | 347 | 2115 | 1075 | 221 | 1.5 | 2 | 2.5 | No | - | - | - | - | N/A | N/A | N/A | 11.7 | 3.2261 | 3.7166
[SEER Non Multi-Split <=65kW] GEMS (Air Conditioners up to 65kW) Determination 2019 | MEPS 2019 | AS/NZS 3823.1.2:2012 | UU140WR3 U30/UHN140M3S N30 |  | N/A | LG | N/A | Ducted | Single Split System | - | Air | Air | China | 4.3 | N/A | 14 | N/A | N/A | N/A | N/A | N/A | 4.4 | 16.5 | Enthalpy Test Room | 3.461 | 3.9125 | N/A | - | N/A | N/A | N/A | N/A | N/A | N/A | N/A | N/A | N/A | N/A | N/A | N/A | N/A | N/A | N/A | N/A | N/A | Single | R32 | Australia,New Zealand | 160517 | 2029-04-01 |  | Approved | Reverse Cycle | N/A | Yes | Class 11 | Yes | N/A | N/A | N/A | N/A | N/A | N/A | N/A | Available | N/A | N/A |  |  | N/A |  |  | AAC8151 | Yes | Variable output compressor | Inverter | No | - | 14000 | 4.3 | - | 1700 | 7650 | No | - | - | - | 3930.2 | 15078 | No | 1553.8 | 8239.05 | No | - | - | 16500 | 4.4 | 1800 | 8700 | No | - | - | Yes | 4280 | 11600 | No | - | - | No | - | - | - | - | - | No | - | - | No | - | - | No | - | - | - | - | 4.222 | 4.077 | 4.438 | 5.128 | 4.803 | 4.76 | 900 | 1413 | 4099 | 1968 | 2483 | 5493 | 2.5 | 2.5 | 2.5 | 2.936 | 3.474 | 4.41 | 3.409 | 3.887 | 4.414 | 7370 | 2617 | 349 | 2163 | 1092 | 225 | 1 | 1.5 | 2.5 | No | - | - | - | - | N/A | N/A | N/A | 14 | 3.2204 | 3.7101
[SEER Non Multi-Split <=65kW] GEMS (Air Conditioners up to 65kW) Determination 2019 | MEPS 2019 | AS/NZS 3823.1.2:2012 | UU140WR3 U30/UMN140M3 N30 |  | N/A | LG | N/A | Ducted | Single Split System | - | Air | Air | China,South Korea | 4.25 | N/A | 13.8 | N/A | N/A | N/A | N/A | N/A | 4.31 | 15.5 | Enthalpy Test Room | 3.4154 | 3.7039 | N/A | - | N/A | N/A | N/A | N/A | N/A | N/A | N/A | N/A | N/A | N/A | N/A | N/A | N/A | N/A | N/A | N/A | N/A | Single | R32 | Australia,New Zealand | 160068 | 2029-03-19 |  | Approved | Reverse Cycle | N/A | Yes | Class 11 | Yes | N/A | N/A | N/A | N/A | N/A | N/A | N/A | Available | N/A | N/A |  |  | N/A |  |  | AAC8109 | Yes | Variable output compressor | Inverter | No | - | 13800 | 4.25 | - | 1520 | 7200 | No | - | - | - | 3884.5 | 14862.6 | No | 1389.28 | 7754.4 | No | - | - | 15500 | 4.31 | 1700 | 8100 | No | - | - | No | - | - | - | 3290 | 9800 | No | - | - | - | - | - | - | - | - | No | - | - | No | - | - | - | - | 4.326 | 4.168 | 4.554 | 5.335 | 4.983 | 4.907 | 862 | 1359 | 3934 | 1861 | 2355 | 5249 | 2.5 | 2.5 | 3 | 2.975 | 3.445 | 4.283 | 3.374 | 3.815 | 4.331 | 6836 | 2483 | 341 | 2057 | 1048 | 218 | 1 | 1.5 | 2.5 | No | - | - | - | - | N/A | N/A | N/A | 15 | 3.2088 | 3.5545
[SEER Non Multi-Split <=65kW] GEMS (Air Conditioners up to 65kW) Determination 2019 | MEPS 2019 | AS/NZS 3823.1.1:2012 | UU140WR3 U30/UTN140MA NA0 |  | N/A | LG | N/A | Non Ducted | Single Split System | Cassette | Air | Air | China,South Korea | 4.25 | N/A | 13.6 | N/A | N/A | N/A | N/A | N/A | 4.37 | 15.5 | Enthalpy Test Room | 3.4146 | 3.6342 | N/A | - | N/A | N/A | N/A | N/A | N/A | N/A | N/A | N/A | N/A | N/A | N/A | N/A | N/A | N/A | N/A | N/A | N/A | Single | R32 | Australia,New Zealand | 160231 | 2029-04-10 |  | Approved | Reverse Cycle | N/A | Yes | Class 11 | Yes | N/A | N/A | N/A | N/A | N/A | N/A | N/A | Available | N/A | N/A |  |  | N/A |  |  | AAC8173 | Yes | Variable output compressor | Inverter | No | - | 13600 | 4.25 | - | 1400 | 6800 | No | - | - | - | 3884.5 | 14647.2 | No | 1279.6 | 7323.6 | No | - | - | 15500 | 4.37 | 1550 | 7750 | No | - | - | No | - | - | - | 3180 | 9600 | No | - | - | - | - | - | - | - | - | No | - | - | No | - | - | - | - | 4.361 | 4.192 | 4.58 | 5.431 | 5.063 | 4.953 | 842 | 1330 | 3854 | 1801 | 2283 | 5125 | 2.5 | 2.5 | 3 | 2.993 | 3.493 | 4.49 | 3.448 | 3.934 | 4.556 | 6795 | 2449 | 327 | 2013 | 1017 | 209 | 1 | 1.5 | 2.5 | No | - | - | - | - | N/A | N/A | N/A | 15 | 3.1623 | 3.5062
[SEER Non Multi-Split <=65kW] GEMS (Air Conditioners up to 65kW) Determination 2019 | MEPS 2019 | AS/NZS 3823.1.2:2012 | UU140WR3L U30/UHN140M3S N30 |  | N/A | LG | N/A | Ducted | Single Split System | - | Air | Air | China | 4.3 | N/A | 14 | N/A | N/A | N/A | N/A | N/A | 4.4 | 16.5 | Enthalpy Test Room | 3.5452 | 3.8724 | N/A | - | N/A | N/A | N/A | N/A | N/A | N/A | N/A | N/A | N/A | N/A | N/A | N/A | N/A | N/A | N/A | N/A | N/A | Three | R32 | Australia,New Zealand | 160539 | 2029-04-01 |  | Approved | Reverse Cycle | N/A | Yes | Class 11 | Yes | N/A | N/A | N/A | N/A | N/A | N/A | N/A | Available | N/A | N/A |  |  | N/A |  |  | AAC8154 | Yes | Variable output compressor | Inverter | No | - | 14000 | 4.3 | - | 1700 | 7650 | No | - | - | - | 3930.2 | 15078 | No | 1553.8 | 8239.05 | No | - | - | 16500 | 4.4 | 1800 | 8700 | No | - | - | Yes | 4280 | 11600 | No | - | - | No | - | - | - | - | - | No | - | - | No | - | - | No | - | - | - | - | 4.222 | 4.077 | 4.438 | 5.128 | 4.803 | 4.76 | 900 | 1413 | 4099 | 1968 | 2483 | 5493 | 2.5 | 2.5 | 2.5 | 2.936 | 3.474 | 4.41 | 3.409 | 3.887 | 4.414 | 7370 | 2617 | 349 | 2163 | 1092 | 225 | 1 | 1.5 | 2.5 | No | - | - | - | - | N/A | N/A | N/A | 14 | 3.2204 | 3.7101
[SEER Non Multi-Split <=65kW] GEMS (Air Conditioners up to 65kW) Determination 2019 | MEPS 2019 | AS/NZS 3823.1.2:2012 | UU150WR2 U30/UHN150B7 N70 |  | N/A | LG | N/A | Ducted | Single Split System | - | Air | Air | China,South Korea | 4.6 | N/A | 15 | N/A | N/A | N/A | N/A | N/A | 4.68 | 17 | Enthalpy Test Room | 3.328 | 3.7813 | N/A | - | N/A | N/A | N/A | N/A | N/A | N/A | N/A | N/A | N/A | N/A | N/A | N/A | N/A | N/A | N/A | N/A | N/A | Single | R32 | Australia,New Zealand | 155080 | 2028-06-20 |  | Approved | Reverse Cycle | N/A | Yes | Class 11 | Yes | N/A | N/A | N/A | N/A | N/A | N/A | N/A | Available | N/A | N/A |  |  | N/A |  |  | AAC7572 | No | - | - | - | - | 15000 | 4.6 | - | - | - | - | - | - | No | - | - | - | - | - | - | - | - | 17000 | 4.68 | - | - | - | - | - | - | - | - | - | 3430 | 10300 | - | - | - | - | - | - | - | - | - | No | - | - | - | - | - | - | - | 3.217 | 3.215 | 3.418 | 3.681 | 3.522 | 3.567 | 1285 | 1942 | 5724 | 2959 | 3647 | 7874 | 1.5 | 1.5 | 1.5 | 2.553 | 2.808 | 3.074 | 2.718 | 2.935 | 3.106 | 8719 | 3316 | 491 | 2780 | 1472 | 309 | 1 | 1 | 1.5 | No | - | - | - | - | N/A | N/A | N/A | 10.7 | 3.2354 | 3.6046
[SEER Non Multi-Split <=65kW] GEMS (Air Conditioners up to 65kW) Determination 2019 | MEPS 2019 | AS/NZS 3823.1.2:2012 | UU150WR3 U30 / UHN150M3S N30 |  | N/A | LG | N/A | Ducted | Single Split System | - | Air | Air | China | 4.6 | N/A | 15.2 | N/A | N/A | N/A | N/A | N/A | 4.9 | 18 | Enthalpy Test Room | 3.3801 | 3.8057 | N/A | - | N/A | N/A | N/A | N/A | N/A | N/A | N/A | N/A | N/A | N/A | N/A | N/A | N/A | N/A | N/A | N/A | N/A | Single | R32 | Australia,New Zealand | 160537 | 2029-04-21 |  | Approved | Reverse Cycle | N/A | Yes | Class 11 | Yes | N/A | N/A | N/A | N/A | N/A | N/A | N/A | Available | N/A | N/A |  |  | N/A |  |  | AAC8183 | Yes | Variable output compressor | Inverter | No | - | 15200 | 4.6 | - | 1830 | 8200 | No | - | - | - | 4204.4 | 16370.4 | No | 1672.62 | 8831.4 | No | - | - | 18000 | 4.9 | 1950 | 9000 | No | - | - | No | - | - | - | 3750 | 10800 | No | - | - | - | - | - | - | - | - | No | - | - | No | - | - | - | - | 4.253 | 4.11 | 4.457 | 5.138 | 4.816 | 4.771 | 972 | 1525 | 4434 | 2135 | 2691 | 5953 | 2.5 | 2.5 | 2.5 | 2.801 | 3.21 | 4.123 | 3.218 | 3.628 | 4.196 | 8423 | 3082 | 401 | 2495 | 1271 | 254 | 1 | 1.5 | 2.5 | No | - | - | - | - | N/A | N/A | N/A | 14 | 3.2707 | 3.6383
[SEER Non Multi-Split <=65kW] GEMS (Air Conditioners up to 65kW) Determination 2019 | MEPS 2019 | AS/NZS 3823.1.2:2012 | UU150WR3 U30/UHN150B7 N70 |  | N/A | LG | N/A | Ducted | Single Split System | - | Air | Air | China,South Korea | 4.6 | N/A | 15 | N/A | N/A | N/A | N/A | N/A | 4.68 | 17 | Enthalpy Test Room | 3.328 | 3.7813 | N/A | - | N/A | N/A | N/A | N/A | N/A | N/A | N/A | N/A | N/A | N/A | N/A | N/A | N/A | N/A | N/A | N/A | N/A | Single | R32 | Australia,New Zealand | 160141 | 2029-03-24 |  | Approved | Reverse Cycle | N/A | Yes | Class 11 | Yes | N/A | N/A | N/A | N/A | N/A | N/A | N/A | Available | N/A | N/A |  |  | N/A |  |  | AAC8132 | Yes | Variable output compressor | Inverter | No | - | 15000 | 4.6 | - | 1620 | 7500 | No | - | - | - | 4204.4 | 16155 | No | 1480.68 | 8077.5 | No | - | - | 17000 | 4.68 | 1810 | 8500 | No | - | - | No | - | - | - | 3430 | 10300 | No | - | - | - | - | - | - | - | - | No | - | - | No | - | - | - | - | 4.311 | 4.159 | 4.503 | 5.275 | 4.934 | 4.842 | 946 | 1486 | 4330 | 2051 | 2590 | 5787 | 2.5 | 2.5 | 3 | 2.885 | 3.326 | 4.22 | 3.298 | 3.724 | 4.281 | 7727 | 2813 | 373 | 2301 | 1172 | 237 | 1 | 1.5 | 2.5 | No | - | - | - | - | N/A | N/A | N/A | 14 | 3.2277 | 3.5961
[SEER Non Multi-Split <=65kW] GEMS (Air Conditioners up to 65kW) Determination 2019 | MEPS 2019 | AS/NZS 3823.1.2:2012 | UU150WR3L U30/UHN150M3S N30 |  | N/A | LG | N/A | Ducted | Single Split System | - | Air | Air | China | 4.6 | N/A | 15.2 | N/A | N/A | N/A | N/A | N/A | 4.9 | 18 | Enthalpy Test Room | 3.4794 | 3.8025 | N/A | - | N/A | N/A | N/A | N/A | N/A | N/A | N/A | N/A | N/A | N/A | N/A | N/A | N/A | N/A | N/A | N/A | N/A | Three | R32 | Australia,New Zealand | 160552 | 2029-04-10 |  | Approved | Reverse Cycle | N/A | Yes | Class 11 | Yes | N/A | N/A | N/A | N/A | N/A | N/A | N/A | Available | N/A | N/A |  |  | N/A |  |  | AAC8171 | Yes | Variable output compressor | Inverter | No | - | 15200 | 4.6 | - | 1830 | 8200 | No | - | - | - | 4204.4 | 16370.4 | No | 1672.62 | 8831.4 | No | - | - | 18000 | 4.9 | 1950 | 9000 | No | - | - | No | - | - | - | 3750 | 10800 | No | - | - | - | - | - | - | - | - | No | - | - | No | - | - | - | - | 4.253 | 4.11 | 4.457 | 5.138 | 4.816 | 4.771 | 972 | 1525 | 4434 | 2135 | 2691 | 5953 | 2.5 | 2.5 | 2.5 | 2.801 | 3.21 | 4.123 | 3.218 | 3.628 | 4.196 | 8423 | 3082 | 401 | 2495 | 1271 | 254 | 1 | 1.5 | 2.5 | No | - | - | - | - | N/A | N/A | N/A | 14 | 3.2707 | 3.6383
[SEER Non Multi-Split <=65kW] GEMS (Air Conditioners up to 65kW) Determination 2019 | MEPS 2019 | AS/NZS 3823.1.2:2012 | UU25WR2 UL0/UBN25L5 N50 |  | N/A | LG | N/A | Ducted | Single Split System | - | Air | Air | China,South Korea | 0.67 | N/A | 2.5 | N/A | N/A | N/A | N/A | N/A | 0.75 | 3.2 | Enthalpy Test Room | 4.0249 | 4.4826 | N/A | - | N/A | N/A | N/A | N/A | N/A | N/A | N/A | N/A | N/A | N/A | N/A | N/A | N/A | N/A | N/A | N/A | N/A | Single | R32 | Australia,New Zealand | 149363 | 2027-08-30 |  | Approved | Reverse Cycle | N/A | Yes | Class 10 | Yes | N/A | N/A | N/A | N/A | N/A | N/A | N/A | Available | N/A | N/A |  |  | N/A |  |  | AAC6910 | No | - | - | - | - | 2500 | 0.67 | - | - | - | - | - | - | No | - | - | - | - | - | - | - | - | 3200 | 0.75 | - | - | - | - | - | - | - | - | - | 1000 | 3150 | - | - | - | - | - | - | - | - | - | No | - | - | - | - | - | - | - | 3.436 | 3.482 | 3.842 | 4.093 | 3.937 | 4.038 | 195 | 293 | 843 | 439 | 539 | 1154 | 1.5 | 1.5 | 2 | 3.073 | 3.219 | 3.512 | 3.221 | 3.455 | 3.612 | 1369 | 550 | 86 | 446 | 240 | 55 | 1.5 | 1.5 | 2 | No | - | - | - | - | N/A | N/A | N/A | 4 | 3.6575 | 4.1911
[SEER Non Multi-Split <=65kW] GEMS (Air Conditioners up to 65kW) Determination 2019 | MEPS 2019 | AS/NZS 3823.1.2:2012 | UU35WR2 UL0/UBN35L5 N50 |  | N/A | LG | N/A | Ducted | Single Split System | - | Air | Air | China,South Korea | 1 | N/A | 3.4 | N/A | N/A | N/A | N/A | N/A | 1.08 | 4 | Enthalpy Test Room | 3.5085 | 4.003 | N/A | - | N/A | N/A | N/A | N/A | N/A | N/A | N/A | N/A | N/A | N/A | N/A | N/A | N/A | N/A | N/A | N/A | N/A | Single | R32 | Australia,New Zealand | 149424 | 2027-08-30 |  | Approved | Reverse Cycle | N/A | Yes | Class 10 | Yes | N/A | N/A | N/A | N/A | N/A | N/A | N/A | Available | N/A | N/A |  |  | N/A |  |  | AAC6911 | No | - | - | - | - | 3400 | 1 | - | - | - | - | - | - | No | - | - | - | - | - | - | - | - | 4000 | 1.08 | - | - | - | - | - | - | - | - | - | 1350 | 3650 | - | - | - | - | - | - | - | - | - | No | - | - | - | - | - | - | - | 3.248 | 3.268 | 3.535 | 3.788 | 3.633 | 3.7 | 285 | 429 | 1251 | 648 | 798 | 1717 | 1.5 | 1.5 | 2 | 2.664 | 2.792 | 3.049 | 2.795 | 2.999 | 3.135 | 1970 | 789 | 120 | 639 | 342 | 75 | 1 | 1 | 1.5 | No | - | - | - | - | N/A | N/A | N/A | 4 | 3.3546 | 3.6579
[SEER Non Multi-Split <=65kW] GEMS (Air Conditioners up to 65kW) Determination 2019 | MEPS 2019 | AS/NZS 3823.1.2:2012 | UU50WR2 U20/UBN50L6 N60 |  | N/A | LG | N/A | Ducted | Single Split System | - | Air | Air | China,South Korea | 1.35 | N/A | 5 | N/A | N/A | N/A | N/A | N/A | 1.76 | 5.8 | Enthalpy Test Room | 3.7545 | 3.4415 | N/A | - | N/A | N/A | N/A | N/A | N/A | N/A | N/A | N/A | N/A | N/A | N/A | N/A | N/A | N/A | N/A | N/A | N/A | Single | R32 | Australia,New Zealand | 149624 | 2027-09-04 |  | Approved | Reverse Cycle | N/A | Yes | Class 10 | Yes | N/A | N/A | N/A | N/A | N/A | N/A | N/A | Available | N/A | N/A |  |  | N/A |  |  | AAC6935 | No | - | - | - | - | 5000 | 1.35 | - | - | - | - | - | - | No | - | - | - | - | - | - | - | - | 5800 | 1.76 | - | - | - | - | - | - | - | - | - | 2040 | 5100 | - | - | - | - | - | - | - | - | - | No | - | - | - | - | - | - | - | 3.609 | 3.616 | 3.87 | 4.16 | 3.984 | 4.043 | 380 | 573 | 1683 | 871 | 1073 | 2314 | 2 | 2 | 2 | 2.439 | 2.547 | 2.731 | 2.534 | 2.698 | 2.796 | 3114 | 1247 | 188 | 1017 | 546 | 117 | 0.5 | 1 | 1 | No | - | - | - | - | N/A | N/A | N/A | 4 | 3.667 | 3.2703
[SEER Non Multi-Split <=65kW] GEMS (Air Conditioners up to 65kW) Determination 2019 | MEPS 2019 | AS/NZS 3823.1.2:2012 | UU70WR2 U40/UMN70M1 N10 |  | N/A | LG | N/A | Ducted | Single Split System | - | Air | Air | China,South Korea | 1.95 | N/A | 6.8 | N/A | N/A | N/A | N/A | N/A | 2.27 | 7.5 | Enthalpy Test Room | 3.5215 | 3.4936 | N/A | - | N/A | N/A | N/A | N/A | N/A | N/A | N/A | N/A | N/A | N/A | N/A | N/A | N/A | N/A | N/A | N/A | N/A | Single | R32 | Australia,New Zealand | 149759 | 2027-09-11 |  | Approved | Reverse Cycle | N/A | Yes | Class 10 | Yes | N/A | N/A | N/A | N/A | N/A | N/A | N/A | Available | N/A | N/A |  |  | N/A |  |  | AAC6977 | No | - | - | - | - | 6800 | 1.95 | - | - | - | - | - | - | No | - | - | - | - | - | - | - | - | 7500 | 2.27 | - | - | - | - | - | - | - | - | - | 1900 | 5450 | - | - | - | - | - | - | - | - | - | No | - | - | - | - | - | - | - | 3.424 | 3.426 | 3.651 | 3.929 | 3.761 | 3.811 | 546 | 825 | 2428 | 1256 | 1547 | 3339 | 1.5 | 1.5 | 2 | 2.563 | 2.74 | 2.804 | 2.618 | 2.784 | 2.826 | 3833 | 1500 | 237 | 1273 | 685 | 149 | 1 | 1 | 1 | No | - | - | - | - | N/A | N/A | N/A | 5 | 3.4572 | 3.2795
[SEER Non Multi-Split <=65kW] GEMS (Air Conditioners up to 65kW) Determination 2019 | MEPS 2019 | AS/NZS 3823.1.1:2012 | UU70WR2 U40/UTN70PB NB0 |  | N/A | LG | N/A | Non Ducted | Single Split System | Cassette | Air | Air | China,South Korea | 1.93 | N/A | 6.8 | N/A | N/A | N/A | N/A | N/A | 1.96 | 7.5 | Enthalpy Test Room | 3.697 | 3.9715 | N/A | - | N/A | N/A | N/A | N/A | N/A | N/A | N/A | N/A | N/A | N/A | N/A | N/A | N/A | N/A | N/A | N/A | N/A | Single | R32 | Australia,New Zealand | 149171 | 2027-08-22 |  | Approved | Reverse Cycle | N/A | Yes | Class 9 | Yes | N/A | N/A | N/A | N/A | N/A | N/A | N/A | Available | N/A | N/A |  |  | N/A |  |  | AAC6888 | No | - | - | - | - | 6800 | 1.93 | - | - | - | - | - | - | No | - | - | - | - | - | - | - | - | 7500 | 1.96 | - | - | - | - | - | - | - | - | - | 1580 | 5200 | - | - | - | - | - | - | - | - | - | No | - | - | - | - | - | - | - | 3.479 | 3.476 | 3.694 | 3.979 | 3.807 | 3.854 | 539 | 814 | 2401 | 1241 | 1530 | 3304 | 1.5 | 1.5 | 2 | 2.855 | 3.118 | 3.248 | 2.962 | 3.193 | 3.273 | 3441 | 1318 | 205 | 1126 | 597 | 129 | 1 | 1.5 | 1.5 | No | - | - | - | - | N/A | N/A | N/A | 4.4 | 3.4964 | 3.7977
[SEER Non Multi-Split <=65kW] GEMS (Air Conditioners up to 65kW) Determination 2019 | MEPS 2019 | AS/NZS 3823.1.2:2012 | UU85WR2 U40/UHN85B7 N70 |  | N/A | LG | N/A | Ducted | Single Split System | - | Air | Air | China,South Korea | 2.58 | N/A | 8.8 | N/A | N/A | N/A | N/A | N/A | 2.32 | 9.4 | Enthalpy Test Room | 3.6563 | 4.1536 | N/A | - | N/A | N/A | N/A | N/A | N/A | N/A | N/A | N/A | N/A | N/A | N/A | N/A | N/A | N/A | N/A | N/A | N/A | Single | R32 | Australia,New Zealand | 155063 | 2028-06-24 |  | Approved | Reverse Cycle | N/A | Yes | Class 10 | Yes | N/A | N/A | N/A | N/A | N/A | N/A | N/A | Available | N/A | N/A |  |  | N/A |  |  | AAC7576 | No | - | - | - | - | 8800 | 2.58 | - | - | - | - | - | - | No | - | - | - | - | - | - | - | - | 9400 | 2.32 | - | - | - | - | - | - | - | - | - | 2100 | 6700 | - | - | - | - | - | - | - | - | - | No | - | - | - | - | - | - | - | 3.416 | 3.404 | 3.589 | 3.875 | 3.703 | 3.739 | 714 | 1081 | 3203 | 1653 | 2039 | 4410 | 1.5 | 1.5 | 2 | 2.902 | 3.167 | 3.394 | 3.051 | 3.322 | 3.451 | 4239 | 1622 | 242 | 1367 | 717 | 151 | 1 | 1.5 | 1.5 | No | - | - | - | - | N/A | N/A | N/A | 4 | 3.3931 | 4.0282
[SEER Non Multi-Split <=65kW] GEMS (Air Conditioners up to 65kW) Determination 2019 | MEPS 2019 | AS/NZS 3823.1.2:2012 | UU85WR2 U40/UMN85M1 N10 |  | N/A | LG | N/A | Ducted | Single Split System | - | Air | Air | China,South Korea | 2.3 | N/A | 8 | N/A | N/A | N/A | N/A | N/A | 2.64 | 9 | Enthalpy Test Room | 3.5963 | 3.5611 | N/A | - | N/A | N/A | N/A | N/A | N/A | N/A | N/A | N/A | N/A | N/A | N/A | N/A | N/A | N/A | N/A | N/A | N/A | Single | R32 | Australia,New Zealand | 149625 | 2027-09-06 |  | Approved | Reverse Cycle | N/A | Yes | Class 10 | Yes | N/A | N/A | N/A | N/A | N/A | N/A | N/A | Available | N/A | N/A |  |  | N/A |  |  | AAC6952 | No | - | - | - | - | 8000 | 2.3 | - | - | - | - | - | - | No | - | - | - | - | - | - | - | - | 9000 | 2.64 | - | - | - | - | - | - | - | - | - | 2130 | 6150 | - | - | - | - | - | - | - | - | - | No | - | - | - | - | - | - | - | 3.441 | 3.437 | 3.649 | 3.932 | 3.761 | 3.806 | 642 | 970 | 2861 | 1478 | 1822 | 3936 | 1.5 | 1.5 | 2 | 2.563 | 2.768 | 2.889 | 2.653 | 2.843 | 2.915 | 4596 | 1779 | 274 | 1506 | 803 | 172 | 1 | 1 | 1 | No | - | - | - | - | N/A | N/A | N/A | 5 | 3.4529 | 3.3874
[SEER Non Multi-Split <=65kW] GEMS (Air Conditioners up to 65kW) Determination 2019 | MEPS 2019 | AS/NZS 3823.1.1:2012 | UU85WR2 U40/UTN85PB NB0 |  | N/A | LG | N/A | Non Ducted | Single Split System | Cassette | Air | Air | China,South Korea | 2.45 | N/A | 8 | N/A | N/A | N/A | N/A | N/A | 2.62 | 8.9 | Enthalpy Test Room | 3.4809 | 3.5705 | N/A | - | N/A | N/A | N/A | N/A | N/A | N/A | N/A | N/A | N/A | N/A | N/A | N/A | N/A | N/A | N/A | N/A | N/A | Single | R32 | Australia,New Zealand | 149175 | 2027-08-22 |  | Approved | Reverse Cycle | N/A | Yes | Class 9 | Yes | N/A | N/A | N/A | N/A | N/A | N/A | N/A | Available | N/A | N/A |  |  | N/A |  |  | AAC6887 | No | - | - | - | - | 8000 | 2.45 | - | - | - | - | - | - | No | - | - | - | - | - | - | - | - | 8900 | 2.62 | - | - | - | - | - | - | - | - | - | 1900 | 5890 | - | - | - | - | - | - | - | - | - | No | - | - | - | - | - | - | - | 3.252 | 3.244 | 3.431 | 3.701 | 3.539 | 3.577 | 681 | 1030 | 3044 | 1572 | 1939 | 4190 | 1.5 | 1.5 | 1.5 | 2.618 | 2.844 | 2.909 | 2.685 | 2.864 | 2.915 | 4449 | 1712 | 268 | 1470 | 787 | 169 | 1 | 1 | 1 | No | - | - | - | - | N/A | N/A | N/A | 4.5 | 3.2452 | 3.3773
[SEER Non Multi-Split <=65kW] GEMS (Air Conditioners up to 65kW) Determination 2019 | MEPS 2019 | AS/NZS 3823.1.2:2012 | UU85WR3 U40/UHN85B7 N70 |  | N/A | LG | N/A | Ducted | Single Split System | - | Air | Air | China,South Korea | 2.58 | N/A | 8.8 | N/A | N/A | N/A | N/A | N/A | 2.32 | 9.4 | Enthalpy Test Room | 3.6563 | 4.1536 | N/A | - | N/A | N/A | N/A | N/A | N/A | N/A | N/A | N/A | N/A | N/A | N/A | N/A | N/A | N/A | N/A | N/A | N/A | Single | R32 | Australia,New Zealand | 160069 | 2029-03-19 |  | Approved | Reverse Cycle | N/A | Yes | Class 10 | Yes | N/A | N/A | N/A | N/A | N/A | N/A | N/A | Available | N/A | N/A |  |  | N/A |  |  | AAC8110 | Yes | Variable output compressor | Inverter | No | - | 8800 | 2.58 | - | 990 | 4500 | No | - | - | - | 2358.12 | 9477.6 | No | 904.86 | 4846.5 | No | - | - | 9400 | 2.32 | 990 | 4800 | No | - | - | No | - | - | - | 2100 | 6800 | No | - | - | - | - | - | - | - | - | No | - | - | No | - | - | - | - | 4.411 | 4.258 | 4.563 | 5.28 | 4.949 | 4.876 | 547 | 857 | 2512 | 1207 | 1520 | 3376 | 2.5 | 2.5 | 3 | 3.372 | 3.874 | 4.431 | 3.672 | 4.107 | 4.44 | 3654 | 1334 | 193 | 1141 | 585 | 123 | 1.5 | 2 | 2.5 | No | - | - | - | - | N/A | N/A | N/A | 6 | 3.3843 | 4.0166
[SEER Non Multi-Split <=65kW] GEMS (Air Conditioners up to 65kW) Determination 2019 | MEPS 2019 | AS/NZS 3823.1.2:2012 | UU85WR3 U40/UHN85M2S N20 |  | N/A | LG | N/A | Ducted | Single Split System | - | Air | Air | China | 2.5 | N/A | 8.5 | N/A | N/A | N/A | N/A | N/A | 2.7 | 10 | Enthalpy Test Room | 3.5785 | 3.931 | N/A | - | N/A | N/A | N/A | N/A | N/A | N/A | N/A | N/A | N/A | N/A | N/A | N/A | N/A | N/A | N/A | N/A | N/A | Single | R32 | Australia,New Zealand | 160487 | 2029-03-27 |  | Approved | Reverse Cycle | N/A | Yes | Class 10 | Yes | N/A | N/A | N/A | N/A | N/A | N/A | N/A | Available | N/A | N/A |  |  | N/A |  |  | AAC8147 | Yes | Variable output compressor | Inverter | No | - | 8500 | 2.5 | - | 920 | 4250 | No | - | - | - | 2285 | 9154.5 | No | 840.88 | 4577.25 | No | - | - | 10000 | 2.7 | 1170 | 5100 | No | - | - | No | - | - | - | 2250 | 6500 | No | - | - | - | - | - | - | - | - | No | - | - | No | - | - | - | - | 4.351 | 4.218 | 4.571 | 5.299 | 4.972 | 4.903 | 531 | 830 | 2417 | 1157 | 1456 | 3238 | 2.5 | 2.5 | 3 | 2.91 | 3.317 | 3.957 | 3.227 | 3.594 | 3.983 | 4506 | 1658 | 232 | 1383 | 713 | 148 | 1 | 1.5 | 2 | No | - | - | - | - | N/A | N/A | N/A | 8 | 3.3636 | 3.667
[SEER Non Multi-Split <=65kW] GEMS (Air Conditioners up to 65kW) Determination 2019 | MEPS 2019 | AS/NZS 3823.1.2:2012 | UU85WR3 U40/UMN85M1 N10 |  | N/A | LG | N/A | Ducted | Single Split System | - | Air | Air | China,South Korea | 2.3 | N/A | 8 | N/A | N/A | N/A | N/A | N/A | 2.64 | 9 | Enthalpy Test Room | 3.5963 | 3.5611 | N/A | - | N/A | N/A | N/A | N/A | N/A | N/A | N/A | N/A | N/A | N/A | N/A | N/A | N/A | N/A | N/A | N/A | N/A | Single | R32 | Australia,New Zealand | 160013 | 2029-03-13 |  | Approved | Reverse Cycle | N/A | Yes | Class 10 | Yes | N/A | N/A | N/A | N/A | N/A | N/A | N/A | Available | N/A | N/A |  |  | N/A |  |  | AAC8094 | Yes | Variable output compressor | Inverter | No | - | 8000 | 2.3 | - | 920 | 4000 | No | - | - | - | 2102.2 | 8616 | No | 840.88 | 4308 | No | - | - | 9000 | 2.64 | 1030 | 4500 | No | - | - | No | - | - | - | 2130 | 6150 | No | - | - | - | - | - | - | - | - | No | - | - | No | - | - | - | - | 4.277 | 4.163 | 4.469 | 5.099 | 4.803 | 4.761 | 512 | 796 | 2331 | 1135 | 1423 | 3143 | 2.5 | 2.5 | 2.5 | 2.982 | 3.409 | 3.989 | 3.28 | 3.659 | 4.005 | 3955 | 1450 | 204 | 1222 | 628 | 130 | 1 | 1.5 | 2 | No | - | - | - | - | N/A | N/A | N/A | 6 | 3.4479 | 3.3831
[SEER Non Multi-Split <=65kW] GEMS (Air Conditioners up to 65kW) Determination 2019 | MEPS 2019 | AS/NZS 3823.1.1:2012 | UU85WR3 U40/UTN85PB NB0 |  | N/A | LG | N/A | Non Ducted | Single Split System | Cassette | Air | Air | China,South Korea | 2.45 | N/A | 8 | N/A | N/A | N/A | N/A | N/A | 2.62 | 8.9 | Enthalpy Test Room | 3.4809 | 3.5705 | N/A | - | N/A | N/A | N/A | N/A | N/A | N/A | N/A | N/A | N/A | N/A | N/A | N/A | N/A | N/A | N/A | N/A | N/A | Single | R32 | Australia,New Zealand | 160198 | 2029-03-24 |  | Approved | Reverse Cycle | N/A | Yes | Class 9 | Yes | N/A | N/A | N/A | N/A | N/A | N/A | N/A | Available | N/A | N/A |  |  | N/A |  |  | AAC8137 | Yes | Variable output compressor | Inverter | No | - | 8000 | 2.45 | - | 850 | 4000 | No | - | - | - | 2239.3 | 8616 | No | 776.9 | 4308 | No | - | - | 8900 | 2.62 | 980 | 4500 | No | - | - | No | - | - | - | 1930 | 6000 | No | - | - | - | - | - | - | - | - | No | - | - | No | - | - | - | - | 4.478 | 4.286 | 4.58 | 5.409 | 5.043 | 4.917 | 490 | 775 | 2277 | 1072 | 1357 | 3045 | 2.5 | 2.5 | 3 | 3.097 | 3.575 | 4.193 | 3.415 | 3.839 | 4.206 | 3764 | 1365 | 191 | 1159 | 591 | 121 | 1.5 | 2 | 2.5 | No | - | - | - | - | N/A | N/A | N/A | 5 | 3.2429 | 3.3752
[SEER Non Multi-Split <=65kW] GEMS (Air Conditioners up to 65kW) Determination 2019 | MEPS 2019 | AS/NZS 3823.1.1:2012 | WH09SKU-18 / WH09SKN-18 |  | N/A | LG | N/A | Non Ducted | Single Split System | Wall Hung | Air | Air | Thailand | 0.512 | N/A | 2.5 | N/A | N/A | N/A | N/A | N/A | 0.653 | 3.2 | Calorimeter Room | 5.0736 | 5.0031 | N/A | - | N/A | N/A | N/A | N/A | N/A | N/A | N/A | N/A | N/A | N/A | N/A | N/A | N/A | N/A | N/A | N/A | N/A | Single | R32 | Australia,New Zealand | 154213 | 2028-06-06 |  | Approved | Reverse Cycle | N/A | Yes | Class 8 | Yes | N/A | N/A | N/A | N/A | N/A | N/A | N/A | Available | N/A | N/A |  |  | N/A |  |  | AAC7555 | Yes | Variable output compressor | Inverter | No | - | 2500 | 0.512 | - | 235 | 1250 | Yes | 230 | 1150 | - | 467.968 | 2692.5 | Yes | 170 | 1337 | - | 148 | 1100 | 3200 | 0.653 | 321 | 1600 | No | - | - | Yes | 1250 | 3800 | No | - | - | No | - | - | - | - | - | No | - | - | No | - | - | No | - | - | 65.5 | 55.9 | 6.395 | 6.269 | 7.045 | 12.456 | 9.487 | 8.48 | 104 | 162 | 459 | 142 | 222 | 549 | 4.5 | 4.5 | 5.5 | 4.267 | 4.508 | 4.624 | 4.302 | 4.507 | 4.597 | 984 | 392 | 64 | 333 | 183 | 41 | 2.5 | 3 | 3 | No | - | - | - | - | N/A | N/A | N/A | 2.38 | 4.8073 | 4.8408
[SEER Non Multi-Split <=65kW] GEMS (Air Conditioners up to 65kW) Determination 2019 | MEPS 2019 | AS/NZS 3823.1.1:2012 | WH12SKU-18 / WH12SKN-18 |  | N/A | LG | N/A | Non Ducted | Single Split System | Wall Hung | Air | Air | Thailand | 0.86 | N/A | 3.5 | N/A | N/A | N/A | N/A | N/A | 0.87 | 4 | Calorimeter Room | 4.1402 | 4.7739 | N/A | - | N/A | N/A | N/A | N/A | N/A | N/A | N/A | N/A | N/A | N/A | N/A | N/A | N/A | N/A | N/A | N/A | N/A | Single | R32 | Australia,New Zealand | 154215 | 2028-05-30 |  | Approved | Reverse Cycle | N/A | Yes | Class 8 | Yes | N/A | N/A | N/A | N/A | N/A | N/A | N/A | Available | N/A | N/A |  |  | N/A |  |  | AAC7533 | Yes | Variable output compressor | Inverter | No | - | 3500 | 0.86 | - | 314 | 1750 | Yes | 253 | 1300 | - | 786.04 | 3769.5 | Yes | 251 | 1873 | - | 146 | 1100 | 4000 | 0.87 | 384 | 2000 | No | - | - | Yes | 1250 | 3800 | No | - | - | No | - | - | - | - | - | No | - | - | No | - | - | No | - | - | 65.4 | 58.7 | 6.264 | 6.022 | 6.502 | -117.489 | 11.769 | 8.802 | 151 | 239 | 699 | -27 | 251 | 741 | 4.5 | 4.5 | 5 | 4.031 | 4.505 | 4.81 | 4.211 | 4.599 | 4.795 | 1301 | 489 | 76 | 424 | 223 | 49 | 2.5 | 3 | 3 | No | - | - | - | - | N/A | N/A | N/A | 2.49 | 4.0303 | 4.5537
[SEER Non Multi-Split <=65kW] GEMS (Air Conditioners up to 65kW) Determination 2019 | MEPS 2019 | AS/NZS 3823.1.1:2012 | WH18SLU-19 / WH18SLN-19 |  | N/A | LG | N/A | Non Ducted | Single Split System | Wall Hung | Air | Air | Thailand | 1.22 | N/A | 5 | N/A | N/A | N/A | N/A | N/A | 1.38 | 6 | Calorimeter Room | 4.2863 | 4.5103 | N/A | - | N/A | N/A | N/A | N/A | N/A | N/A | N/A | N/A | N/A | N/A | N/A | N/A | N/A | N/A | N/A | N/A | N/A | Single | R32 | Australia,New Zealand | 154820 | 2028-06-11 |  | Approved | Reverse Cycle | N/A | Yes | Class 9 | Yes | N/A | N/A | N/A | N/A | N/A | N/A | N/A | Available | N/A | N/A |  |  | N/A |  |  | AAC7561 | Yes | Variable output compressor | Inverter | No | - | 5000 | 1.22 | - | 460 | 2500 | Yes | 300 | 1700 | - | 1115.08 | 5385 | Yes | 370 | 2675 | - | 241 | 1900 | 6000 | 1.38 | 615 | 3000 | No | - | - | Yes | 1800 | 5200 | No | - | - | No | - | - | - | - | - | No | - | - | No | - | - | No | - | - | 65 | 59.5 | 6.368 | 6.018 | 6.29 | 8.984 | 7.805 | 7.051 | 219 | 349 | 1040 | 406 | 551 | 1330 | 4.5 | 4.5 | 4.5 | 3.677 | 4.187 | 4.507 | 3.876 | 4.287 | 4.491 | 2132 | 780 | 113 | 684 | 352 | 71 | 2 | 2.5 | 3 | No | - | - | - | - | N/A | N/A | N/A | 0.6 | 4.0916 | 4.3414
[SEER Non Multi-Split <=65kW] GEMS (Air Conditioners up to 65kW) Determination 2019 | MEPS 2019 | AS/NZS 3823.1.1:2012 | WH18SLU-19 / WH18SLN-19 |  | N/A | LG | N/A | Non Ducted | Single Split System | Wall Hung | Air | Air | Thailand | 1.22 | N/A | 5 | N/A | N/A | N/A | N/A | N/A | 1.38 | 6 | Calorimeter Room | 4.2863 | 4.5103 | N/A | - | N/A | N/A | N/A | N/A | N/A | N/A | N/A | N/A | N/A | N/A | N/A | N/A | N/A | N/A | N/A | N/A | N/A | Single | R32 | Australia,New Zealand | 162207 | 2029-06-19 |  | Approved | Reverse Cycle | N/A | Yes | Class 9 | Yes | N/A | N/A | N/A | N/A | N/A | N/A | N/A | Available | N/A | N/A |  |  | N/A |  |  | AAC8303 | Yes | Variable output compressor | Inverter | No | - | 5000 | 1.22 | - | 460 | 2500 | Yes | 300 | 1700 | - | 1115.08 | 5385 | Yes | 370 | 2675 | - | 241 | 1900 | 6000 | 1.38 | 600 | 3000 | No | - | - | Yes | 1800 | 5200 | No | - | - | No | - | - | - | - | - | No | - | - | No | - | - | No | - | - | 65 | 60 | 6.368 | 6.018 | 6.29 | 8.984 | 7.805 | 7.051 | 219 | 349 | 1040 | 406 | 551 | 1330 | 4.5 | 4.5 | 4.5 | 3.719 | 4.255 | 4.614 | 3.939 | 4.375 | 4.602 | 2108 | 767 | 111 | 673 | 345 | 70 | 2 | 2.5 | 3 | No | - | - | - | - | N/A | N/A | N/A | 0.6 | 4.0916 | 4.3414
[SEER Non Multi-Split <=65kW] GEMS (Air Conditioners up to 65kW) Determination 2019 | MEPS 2019 | AS/NZS 3823.1.1:2012 | WH18SLU-23 / WH18SLN-23 |  | N/A | LG | N/A | Non Ducted | Single Split System | Wall Hung | Air | Air | Thailand | 1.14 | N/A | 5 | N/A | N/A | N/A | N/A | N/A | 1.31 | 6 | Calorimeter Room | 4.5861 | 4.6116 | N/A | - | N/A | N/A | N/A | N/A | N/A | N/A | N/A | N/A | N/A | N/A | N/A | N/A | N/A | N/A | N/A | N/A | N/A | Single | R32 | Australia,New Zealand | 155895 | 2028-08-28 |  | Approved | Reverse Cycle | N/A | Yes | Class 9 | Yes | N/A | N/A | N/A | N/A | N/A | N/A | N/A | Available | N/A | N/A |  |  | N/A |  |  | AAC7751 | Yes | Variable output compressor | Inverter | No | - | 5000 | 1.14 | - | 460 | 2500 | Yes | 420 | 2300 | - | 1041.96 | 5385 | Yes | 378 | 2740 | - | 274 | 2000 | 6000 | 1.31 | 578 | 3000 | No | - | - | Yes | 2700 | 6650 | No | - | - | No | - | - | - | - | - | No | - | - | No | - | - | No | - | - | 65.1 | 58.3 | 6.502 | 6.204 | 6.502 | 11.625 | 8.754 | 7.51 | 214 | 338 | 1006 | 313 | 491 | 1248 | 5 | 4.5 | 5 | 4.063 | 4.502 | 4.793 | 4.227 | 4.59 | 4.778 | 1930 | 726 | 107 | 627 | 329 | 67 | 2.5 | 3 | 3 | No | - | - | - | - | N/A | N/A | N/A | 0.777 | 4.3759 | 4.571
[SEER Non Multi-Split <=65kW] GEMS (Air Conditioners up to 65kW) Determination 2019 | MEPS 2019 | AS/NZS 3823.1.1:2012 | WH21SLU-23 / WH21SLN-23 |  | N/A | LG | N/A | Non Ducted | Single Split System | Wall Hung | Air | Air | Thailand | 1.52 | N/A | 6.1 | N/A | N/A | N/A | N/A | N/A | 1.64 | 7 | Calorimeter Room | 4.1263 | 4.4594 | N/A | - | N/A | N/A | N/A | N/A | N/A | N/A | N/A | N/A | N/A | N/A | N/A | N/A | N/A | N/A | N/A | N/A | N/A | Single | R32 | Australia,New Zealand | 155122 | 2028-07-29 |  | Approved | Reverse Cycle | N/A | Yes | Class 9 | Yes | N/A | N/A | N/A | N/A | N/A | N/A | N/A | Available | N/A | N/A |  |  | N/A |  |  | AAC7654 | Yes | Variable output compressor | Inverter | No | - | 6100 | 1.52 | - | 565 | 3050 | Yes | 500 | 2800 | - | 1389.28 | 6569.7 | Yes | 461 | 3285 | - | 274 | 1900 | 7000 | 1.64 | 720 | 3550 | No | - | - | Yes | 2700 | 6650 | No | - | - | No | - | - | - | - | - | No | - | - | No | - | - | No | - | - | 65.2 | 59.2 | 6.601 | 6.259 | 6.507 | 6.123 | 3.157 | 5.631 | 258 | 410 | 1227 | 727 | 1663 | 2032 | 5 | 4.5 | 5 | 3.683 | 4.205 | 4.542 | 3.892 | 4.317 | 4.53 | 2483 | 906 | 131 | 794 | 407 | 82 | 2 | 2.5 | 3 | No | - | - | - | - | N/A | N/A | N/A | 0.66 | 4.0073 | 4.2625
[SEER Non Multi-Split <=65kW] GEMS (Air Conditioners up to 65kW) Determination 2019 | MEPS Oct 2011 | AS/NZS 3823.1.1:2012 | WH24SLN-18 / WH24SLU-18 |  | N/A | LG | 1 | Non Ducted | Single Split System | Wall Hung | Air | Air | Thailand,South Korea | 1.89 | 6.1 | 7.1 | 265 | 0 | 0 | 0 | 360 | 1.99 | 8 | Calorimeter Room | 3.968 | 4.0449 | Yes | 0 | N/A | 0.28 | 0.28 | 0 | 0 | N/A | N/A | N/A | 3.9659 | 4.0429 | N/A | N/A | 3.4318 | 3.5859 | 3 | 3.5 | Calorimeter Room | Single | R32 | Australia,New Zealand | 123270 | 2024-08-21 |  | Approved | Reverse Cycle | 1060 | Yes | Class 9 | Yes | Yes | - | Yes | Yes | Yes | - | 3.968 | Unavailable | N/A | N/A |  |  | Yes |  | https://reg.energyrating.gov.au/static/common/images/star_ratings_2014/aircon_rating_3_3.5.png | AAC4193 | N/A | Variable output compressor | Inverter | N/A | N/A | N/A | 1.89 | N/A | N/A | N/A | N/A | N/A | N/A | N/A | N/A | N/A | N/A | N/A | N/A | N/A | N/A | N/A | N/A | 1.99 | N/A | N/A | N/A | N/A | N/A | N/A | N/A | N/A | N/A | N/A | N/A | N/A | N/A | N/A | N/A | N/A | N/A | N/A | N/A | N/A | N/A | N/A | N/A | N/A | N/A | N/A | N/A | N/A | N/A | N/A | N/A | N/A | N/A | N/A | N/A | N/A | N/A | N/A | N/A | N/A | N/A | N/A | N/A | N/A | N/A | N/A | N/A | N/A | N/A | N/A | N/A | N/A | N/A | N/A | N/A | N/A | N/A | N/A | N/A | N/A | N/A | N/A | N/A | N/A | N/A | N/A | N/A | 3.7547 | 4.0182
[SEER Non Multi-Split <=65kW] GEMS (Air Conditioners up to 65kW) Determination 2019 | MEPS 2019 | AS/NZS 3823.1.1:2012 | WH24SLU-18 / WH24SLN-18 |  | N/A | LG | N/A | Non Ducted | Single Split System | Wall Hung | Air | Air | Thailand | 1.89 | N/A | 7.1 | N/A | N/A | N/A | N/A | N/A | 1.99 | 8 | Calorimeter Room | 3.968 | 4.0449 | N/A | - | N/A | N/A | N/A | N/A | N/A | N/A | N/A | N/A | N/A | N/A | N/A | N/A | N/A | N/A | N/A | N/A | N/A | Single | R32 | Australia,New Zealand | 154022 | 2028-05-16 |  | Approved | Reverse Cycle | N/A | Yes | Class 9 | Yes | N/A | N/A | N/A | N/A | N/A | N/A | N/A | Available | N/A | N/A |  |  | N/A |  |  | AAC7513 | Yes | Variable output compressor | Inverter | No | - | 7100 | 1.89 | - | 680 | 3550 | No | - | - | - | 1727.46 | 7646.7 | No | 621.52 | 3823.35 | No | - | - | 8000 | 1.99 | 765 | 4000 | No | - | - | Yes | 2610 | 6500 | No | - | - | No | - | - | - | - | - | No | - | - | No | - | - | No | - | - | 67 | 62 | 5.294 | 5.022 | 5.222 | 6.174 | 5.744 | 5.565 | 376 | 596 | 1781 | 841 | 1064 | 2395 | 3.5 | 3.5 | 3.5 | 3.508 | 4.189 | 4.801 | 3.854 | 4.424 | 4.802 | 2978 | 1038 | 141 | 916 | 453 | 88 | 2 | 2.5 | 3 | No | - | - | - | - | N/A | N/A | N/A | 0.28 | 3.7547 | 4.0182
[SEER Non Multi-Split <=65kW] GEMS (Air Conditioners up to 65kW) Determination 2019 | MEPS 2019 | AS/NZS 3823.1.1:2012 | WH30SRU-18 / WH30SRN-18 |  | N/A | LG | N/A | Non Ducted | Single Split System | Wall Hung | Air | Air | Thailand | 2.26 | N/A | 8.5 | N/A | N/A | N/A | N/A | N/A | 2.24 | 9 | Calorimeter Room | 3.7922 | 4.1203 | N/A | - | N/A | N/A | N/A | N/A | N/A | N/A | N/A | N/A | N/A | N/A | N/A | N/A | N/A | N/A | N/A | N/A | N/A | Single | R32 | Australia,New Zealand | 153911 | 2028-05-23 |  | Approved | Reverse Cycle | N/A | Yes | Class 9 | Yes | N/A | N/A | N/A | N/A | N/A | N/A | N/A | Available | N/A | N/A |  |  | N/A |  |  | AAC7528 | Yes | Variable output compressor | Inverter | No | - | 8500 | 2.26 | - | 975 | 4250 | No | - | - | - | 2065.64 | 9154.5 | No | 891.15 | 4577.25 | No | - | - | 9000 | 2.24 | 920 | 4500 | No | - | - | Yes | 3560 | 8800 | No | - | - | No | - | - | - | - | - | No | - | - | No | - | - | No | - | - | 69 | 64.7 | 4.668 | 4.51 | 4.688 | 5.314 | 5.002 | 4.942 | 511 | 795 | 2375 | 1170 | 1464 | 3228 | 3 | 3 | 3 | 3.65 | 4.126 | 4.503 | 3.868 | 4.264 | 4.497 | 3220 | 1185 | 168 | 1026 | 529 | 106 | 2 | 2.5 | 3 | No | - | - | - | - | N/A | N/A | N/A | 0.278 | 3.7595 | 4.0162
[SEER Non Multi-Split <=65kW] GEMS (Air Conditioners up to 65kW) Determination 2019 | MEPS 2019 | AS/NZS 3823.1.1:2012 | WH34SRU-18 / WH34SRN-18 |  | N/A | LG | N/A | Non Ducted | Single Split System | Wall Hung | Air | Air | Thailand | 2.68 | N/A | 9.4 | N/A | N/A | N/A | N/A | N/A | 2.74 | 10.3 | Calorimeter Room | 3.5345 | 3.824 | N/A | - | N/A | N/A | N/A | N/A | N/A | N/A | N/A | N/A | N/A | N/A | N/A | N/A | N/A | N/A | N/A | N/A | N/A | Single | R32 | Australia,New Zealand | 154783 | 2028-06-11 |  | Approved | Reverse Cycle | N/A | Yes | Class 9 | Yes | N/A | N/A | N/A | N/A | N/A | N/A | N/A | Available | N/A | N/A |  |  | N/A |  |  | AAC7560 | Yes | Variable output compressor | Inverter | No | - | 9400 | 2.68 | - | 1030 | 4700 | No | - | - | - | 2449.52 | 10123.8 | No | 941.42 | 5061.9 | No | - | - | 10300 | 2.74 | 1040 | 5150 | No | - | - | Yes | 3560 | 8800 | No | - | - | No | - | - | - | - | - | No | - | - | No | - | - | No | - | - | 69 | 64.7 | 4.724 | 4.512 | 4.688 | 5.459 | 5.101 | 4.976 | 558 | 879 | 2627 | 1259 | 1587 | 3546 | 3 | 3 | 3 | 3.432 | 4.007 | 4.544 | 3.733 | 4.219 | 4.547 | 3919 | 1397 | 191 | 1217 | 612 | 119 | 1.5 | 2.5 | 3 | No | - | - | - | - | N/A | N/A | N/A | 0.278 | 3.5062 | 3.7578
[SEER Non Multi-Split <=65kW] GEMS (Air Conditioners up to 65kW) Determination 2019 | MEPS 2019 | AS/NZS 3823.1.1:2012 | WS09TWU / WS09TWN |  | N/A | LG | 0.75 | Non Ducted | Single Split System | Wall Hung | Air | Air | Thailand | 0.6 | 1.85 | 2.6 | 189 | N/A | N/A | N/A | 308 | 0.743 | 3.2 | Calorimeter Room | 4.6849 | 4.7245 | Yes | - | N/A | 2.8 | 2.8 | N/A | N/A | N/A | N/A | N/A | 4.5222 | 4.7622 | N/A | N/A | 4.5445 | 5.0244 | 4.5 | 5 | Calorimeter Room | Single | R32 | Australia,New Zealand | 162458 | 2029-06-23 |  | Approved | Reverse Cycle | 837 | Yes | Class 8 | Yes | Yes | N/A | Yes | Yes | Yes | N/A | 4.5972 | Available | N/A | N/A |  |  | Yes |  | https://reg.energyrating.gov.au/static/common/images/star_ratings_2014/aircon_rating_4.5_5.png | AAC8308 | Yes | Variable output compressor | Inverter | No | - | 2600 | 0.6 | - | 280 | 1300 | Yes | 220 | 950 | - | 548.4 | 2800.2 | Yes | 218 | 1400 | - | 151 | 1000 | 3200 | 0.743 | 300 | 1600 | No | - | - | Yes | 1280 | 3420 | No | - | - | No | - | - | - | - | - | No | - | - | No | - | - | No | - | - | 60.2 | 55.9 | 5.625 | 5.526 | 6.01 | 9.539 | 7.834 | 6.946 | 125 | 193 | 562 | 195 | 282 | 699 | 4 | 4 | 4.5 | 4.048 | 4.501 | 4.907 | 4.267 | 4.653 | 4.902 | 1037 | 391 | 60 | 335 | 176 | 38 | 2.5 | 3 | 3 | No | - | - | - | - | N/A | N/A | N/A | 2.019 | 4.2846 | 4.2677
[SEER Non Multi-Split <=65kW] GEMS (Air Conditioners up to 65kW) Determination 2019 | MEPS 2019 | AS/NZS 3823.1.1:2012 | WS12TWU / WS12TWN |  | N/A | LG | 0.75 | Non Ducted | Single Split System | Wall Hung | Air | Air | Thailand | 0.895 | 1.85 | 3.4 | 189 | N/A | N/A | N/A | 308 | 0.99 | 4 | Calorimeter Room | 3.9489 | 4.192 | Yes | - | N/A | 2.8 | 2.8 | N/A | N/A | N/A | N/A | N/A | 4.5222 | 4.7622 | N/A | N/A | 4.5445 | 5.0244 | 4.5 | 5 | Calorimeter Room | Single | R32 | Australia,New Zealand | 162528 | 2029-06-20 |  | Approved | Reverse Cycle | 837 | Yes | Class 8 | Yes | Yes | N/A | Yes | Yes | Yes | N/A | 4.5972 | Available | N/A | N/A |  |  | Yes |  | https://reg.energyrating.gov.au/static/common/images/star_ratings_2014/aircon_rating_4.5_5.png | AAC8307 | Yes | Variable output compressor | Inverter | No | - | 3400 | 0.895 | - | 370 | 1700 | Yes | 267 | 1240 | - | 818.03 | 3661.8 | Yes | 278 | 1819 | - | 197 | 1300 | 4000 | 0.99 | 409 | 2000 | No | - | - | Yes | 1450 | 3650 | No | - | - | No | - | - | - | - | - | No | - | - | No | - | - | No | - | - | 60.2 | 58.3 | 5.508 | 5.281 | 5.719 | 8.583 | 7.202 | 6.604 | 169 | 267 | 774 | 286 | 403 | 963 | 4 | 3.5 | 4 | 3.58 | 4.105 | 4.503 | 3.816 | 4.25 | 4.497 | 1463 | 535 | 80 | 466 | 240 | 51 | 2 | 2.5 | 3 | No | - | - | - | - | N/A | N/A | N/A | 2.005 | 3.7703 | 4.0129
[SEER Non Multi-Split <=65kW] GEMS (Air Conditioners up to 65kW) Determination 2019 | MEPS 2019 | AS/NZS 3823.1.1:2012 | WS18TWU / WS18TWN |  | N/A | LG | N/A | Non Ducted | Single Split System | Wall Hung | Air | Air | Thailand | 1.46 | N/A | 4.8 | N/A | N/A | N/A | N/A | N/A | 1.675 | 5.9 | Calorimeter Room | 3.5727 | 3.6786 | N/A | - | N/A | N/A | N/A | N/A | N/A | N/A | N/A | N/A | N/A | N/A | N/A | N/A | N/A | N/A | N/A | N/A | N/A | Single | R32 | Australia,New Zealand | 163380 | 2029-07-17 |  | Approved | Reverse Cycle | N/A | Yes | Class 9 | Yes | N/A | N/A | N/A | N/A | N/A | N/A | N/A | Available | N/A | N/A |  |  | N/A |  |  | AAC8354 | Yes | Variable output compressor | Inverter | No | - | 4800 | 1.46 | - | 490 | 2400 | Yes | 380 | 1750 | - | 1334.44 | 5169.6 | Yes | 400 | 2585 | - | 280 | 1850 | 5900 | 1.675 | 597 | 2950 | No | - | - | Yes | 1870 | 4420 | No | - | - | No | - | - | - | - | - | No | - | - | No | - | - | No | - | - | 63.2 | 60.9 | 5.331 | 5.006 | 5.326 | 8.174 | 6.855 | 6.073 | 248 | 400 | 1176 | 425 | 599 | 1480 | 3.5 | 3.5 | 3.5 | 3.133 | 3.767 | 4.523 | 3.412 | 4.091 | 4.533 | 2464 | 856 | 115 | 767 | 365 | 72 | 1.5 | 2 | 3 | No | - | - | - | - | N/A | N/A | N/A | 2.0309 | 3.2723 | 3.508
[SEER Non Multi-Split <=65kW] GEMS (Air Conditioners up to 65kW) Determination 2019 | MEPS 2019 | AS/NZS 3823.1.1:2012 | WS24SLU-23 / WS24SLN-23 |  | N/A | LG | N/A | Non Ducted | Single Split System | Wall Hung | Air | Air | Thailand | 2.15 | N/A | 7.1 | N/A | N/A | N/A | N/A | N/A | 2.1 | 7.7 | Calorimeter Room | 3.3753 | 3.8402 | N/A | - | N/A | N/A | N/A | N/A | N/A | N/A | N/A | N/A | N/A | N/A | N/A | N/A | N/A | N/A | N/A | N/A | N/A | Single | R32 | Australia,New Zealand | 156387 | 2028-09-02 |  | Approved | Reverse Cycle | N/A | Yes | Class 9 | Yes | N/A | N/A | N/A | N/A | N/A | N/A | N/A | Available | N/A | N/A |  |  | N/A |  |  | AAC7755 | Yes | Variable output compressor | Inverter | No | - | 7100 | 2.15 | - | 710 | 3550 | Yes | 500 | 2600 | - | 1965.1 | 7646.7 | Yes | 630 | 3760 | - | 265 | 1900 | 7700 | 2.1 | 740 | 3850 | No | - | - | Yes | 1800 | 5200 | No | - | - | No | - | - | - | - | - | No | - | - | No | - | - | No | - | - | 65.3 | 63.4 | 5.802 | 5.512 | 5.591 | 2.32 | 14.944 | 4.715 | 342 | 542 | 1663 | 2238 | 408 | 2826 | 4 | 4 | 4 | 3.009 | 3.608 | 4.76 | 3.36 | 4.112 | 4.772 | 3342 | 1161 | 137 | 1012 | 470 | 86 | 1.5 | 2 | 3 | No | - | - | - | - | N/A | N/A | N/A | 0.61 | 3.2992 | 3.6631
[SEER Non Multi-Split <=65kW] GEMS (Air Conditioners up to 65kW) Determination 2019 | MEPS 2019 | AS/NZS 3823.1.1:2012 | WS24TWU / WS24TWN |  | N/A | LG | 0.75 | Non Ducted | Single Split System | Wall Hung | Air | Air | Thailand | 1.92 | 1.85 | 6.3 | 189 | N/A | N/A | N/A | 308 | 2.235 | 7.3 | Calorimeter Room | 3.3855 | 3.3187 | Yes | - | N/A | 2.8 | 2.8 | N/A | N/A | N/A | N/A | N/A | 4.5222 | 4.7622 | N/A | N/A | 4.5445 | 5.0244 | 4.5 | 5 | Calorimeter Room | Single | R32 | Australia,New Zealand | 162938 | 2029-07-09 |  | Approved | Reverse Cycle | 837 | Yes | Class 9 | Yes | Yes | N/A | Yes | Yes | Yes | N/A | 4.5972 | Available | N/A | N/A |  |  | Yes |  | https://reg.energyrating.gov.au/static/common/images/star_ratings_2014/aircon_rating_4.5_5.png | AAC8342 | Yes | Variable output compressor | Inverter | No | - | 6300 | 1.92 | - | 680 | 3150 | Yes | 410 | 2000 | - | 1754.88 | 6785.1 | Yes | 572 | 3393 | - | 297 | 2100 | 7300 | 2.235 | 810 | 3650 | No | - | - | Yes | 2250 | 5500 | No | - | - | No | - | - | - | - | - | No | - | - | No | - | - | No | - | - | 62.5 | 63.3 | 5.294 | 5.004 | 5.182 | 8.229 | 6.898 | 5.85 | 331 | 529 | 1590 | 558 | 785 | 2020 | 3.5 | 3.5 | 3.5 | 3.017 | 3.532 | 4.128 | 3.224 | 3.785 | 4.135 | 3163 | 1126 | 151 | 1001 | 485 | 95 | 1.5 | 2 | 2.5 | No | - | - | - | - | N/A | N/A | N/A | 1.1855 | 3.2744 | 3.2604
[SEER Non Multi-Split <=65kW] GEMS (Air Conditioners up to 65kW) Determination 2019 | MEPS Oct 2011 | AS/NZS 3823.1.3:2005 | L036HHE |  | N/A | Mammoth | 2.4 | Ducted | Packaged | - | Water loop | Water Loop | China | 2.55 | 8.59 | 10.99 | 559 | 0 | - | - | 533 | 2.51 | 13.5 | Enthalpy Test Room | 4.045 | 5.1793 | No | - | N/A | 7.5 | 7.5 | 0 | 0 | N/A | N/A | N/A | 4.0059 | 5.1275 | N/A | N/A | 0 | 0 | 0 | 0 | None | Single | R410A | Australia,New Zealand | 127030 | 2025-03-19 |  | Approved | Reverse Cycle | 1067 | No | Class 6 | No | - | No | - | - | - | - | 4.045 | Available | N/A | N/A | http://en.mammothchina.com/ | http://en.mammothchina.com/ | No |  |  | AAC4657 | N/A | - | - | N/A | N/A | N/A | 2.55 | N/A | N/A | N/A | N/A | N/A | N/A | N/A | N/A | N/A | N/A | N/A | N/A | N/A | N/A | N/A | N/A | 2.51 | N/A | N/A | N/A | N/A | N/A | N/A | N/A | N/A | N/A | N/A | N/A | N/A | N/A | N/A | N/A | N/A | N/A | N/A | N/A | N/A | N/A | N/A | N/A | N/A | N/A | N/A | N/A | N/A | N/A | N/A | N/A | N/A | N/A | N/A | N/A | N/A | N/A | N/A | N/A | N/A | N/A | N/A | N/A | N/A | N/A | N/A | N/A | N/A | N/A | N/A | N/A | N/A | N/A | N/A | N/A | N/A | N/A | N/A | N/A | N/A | N/A | N/A | N/A | N/A | N/A | N/A | N/A | 4.2674 | 5.3247
[SEER Non Multi-Split <=65kW] GEMS (Air Conditioners up to 65kW) Determination 2019 | MEPS Oct 2011 | AS/NZS 3823.1.3:2005 | MSR-J043 | MSR-J043 | N/A | Mammoth | 2.77 | Ducted | Packaged | - | Water loop | Water Loop | China | 3.08 | 9.53 | 12.3 | 559 | 0 | - | - | 533 | 3.15 | 14.8 | Enthalpy Test Room | 3.9714 | 4.6349 | No | - | N/A | 7.5 | 7.5 | 0 | 0 | N/A | N/A | N/A | 3.939 | 4.5979 | N/A | N/A | 0 | 0 | 0 | 0 | None | Three | R410A | Australia,Fiji,New Zealand | 127024 | 2025-03-19 |  | Approved | Reverse Cycle | 1067 | No | Class 6 | No | - | No | - | - | - | - | 3.9714 | Available | N/A | N/A | http://en.mammothchina.com/ | http://en.mammothchina.com/ | No |  |  | AAC4652 | N/A | - | - | N/A | N/A | N/A | 3.08 | N/A | N/A | N/A | N/A | N/A | N/A | N/A | N/A | N/A | N/A | N/A | N/A | N/A | N/A | N/A | N/A | 3.15 | N/A | N/A | N/A | N/A | N/A | N/A | N/A | N/A | N/A | N/A | N/A | N/A | N/A | N/A | N/A | N/A | N/A | N/A | N/A | N/A | N/A | N/A | N/A | N/A | N/A | N/A | N/A | N/A | N/A | N/A | N/A | N/A | N/A | N/A | N/A | N/A | N/A | N/A | N/A | N/A | N/A | N/A | N/A | N/A | N/A | N/A | N/A | N/A | N/A | N/A | N/A | N/A | N/A | N/A | N/A | N/A | N/A | N/A | N/A | N/A | N/A | N/A | N/A | N/A | N/A | N/A | N/A | 3.9609 | 4.6609
[SEER Non Multi-Split <=65kW] GEMS (Air Conditioners up to 65kW) Determination 2019 | MEPS Oct 2011 | AS/NZS 3823.1.3:2005 | MSR-J052 | MSR-J052 | N/A | Mammoth | 3.462 | Ducted | Packaged | - | Water loop | Water Loop | China | 3.62 | 11.538 | 15 | 686 | 0 | - | - | 534 | 3.71 | 17.6 | Enthalpy Test Room | 4.1264 | 4.8575 | No | - | N/A | 9 | 9 | 0 | 0 | N/A | N/A | N/A | 4.0907 | 4.8166 | N/A | N/A | 0 | 0 | 0 | 0 | None | Three | R410A | Australia,New Zealand | 127023 | 2025-03-19 |  | Approved | Reverse Cycle | 1321 | No | Class 6 | No | - | No | - | - | - | - | 4.1264 | Available | N/A | N/A | http://en.mammothchina.com/ | http://en.mammothchina.com/ | No |  |  | AAC4651 | N/A | - | - | N/A | N/A | N/A | 3.62 | N/A | N/A | N/A | N/A | N/A | N/A | N/A | N/A | N/A | N/A | N/A | N/A | N/A | N/A | N/A | N/A | 3.71 | N/A | N/A | N/A | N/A | N/A | N/A | N/A | N/A | N/A | N/A | N/A | N/A | N/A | N/A | N/A | N/A | N/A | N/A | N/A | N/A | N/A | N/A | N/A | N/A | N/A | N/A | N/A | N/A | N/A | N/A | N/A | N/A | N/A | N/A | N/A | N/A | N/A | N/A | N/A | N/A | N/A | N/A | N/A | N/A | N/A | N/A | N/A | N/A | N/A | N/A | N/A | N/A | N/A | N/A | N/A | N/A | N/A | N/A | N/A | N/A | N/A | N/A | N/A | N/A | N/A | N/A | N/A | 4.1091 | 4.7054
[SEER Non Multi-Split <=65kW] GEMS (Air Conditioners up to 65kW) Determination 2019 | MEPS Oct 2011 | AS/NZS 3823.1.3:2005 | MSR-J062 |  | N/A | Mammoth | 4.27 | Ducted | Packaged | - | Water loop | Water Loop | China | 4.4 | 12.23 | 16.5 | 686 | 0 | - | - | 531 | 4.79 | 20.31 | Enthalpy Test Room | 3.6358 | 4.1791 | No | - | N/A | 9 | 9 | 0 | 0 | N/A | N/A | N/A | 3.6107 | 4.1531 | N/A | N/A | 0 | 0 | 0 | 0 | None | Three | R410A | Australia,New Zealand | 127034 | 2025-03-19 |  | Approved | Reverse Cycle | 1321 | No | Class 6 | No | - | No | - | - | - | - | 3.6358 | Available | N/A | N/A | http://en.mammothchina.com/ | http://en.mammothchina.com/ | No |  |  | AAC4661 | N/A | - | - | N/A | N/A | N/A | 4.4 | N/A | N/A | N/A | N/A | N/A | N/A | N/A | N/A | N/A | N/A | N/A | N/A | N/A | N/A | N/A | N/A | 4.79 | N/A | N/A | N/A | N/A | N/A | N/A | N/A | N/A | N/A | N/A | N/A | N/A | N/A | N/A | N/A | N/A | N/A | N/A | N/A | N/A | N/A | N/A | N/A | N/A | N/A | N/A | N/A | N/A | N/A | N/A | N/A | N/A | N/A | N/A | N/A | N/A | N/A | N/A | N/A | N/A | N/A | N/A | N/A | N/A | N/A | N/A | N/A | N/A | N/A | N/A | N/A | N/A | N/A | N/A | N/A | N/A | N/A | N/A | N/A | N/A | N/A | N/A | N/A | N/A | N/A | N/A | N/A | 3.7243 | 4.2133
[SEER Non Multi-Split <=65kW] GEMS (Air Conditioners up to 65kW) Determination 2019 | MEPS Oct 2011 | AS/NZS 3823.1.3:2005 | MSR-J072 | MSR-J072 | N/A | Mammoth | 5.51 | Ducted | Packaged | - | Water loop | Water Loop | China | 5.1 | 13.79 | 19.3 | 686 | 0 | - | - | 534 | 5.212 | 22.5 | Enthalpy Test Room | 3.6588 | 4.3534 | No | - | N/A | 9.2 | 9.2 | 0 | 0 | N/A | N/A | N/A | 3.6366 | 4.3276 | N/A | N/A | 0 | 0 | 0 | 0 | None | Three | R410A | Australia,New Zealand | 127033 | 2025-03-19 |  | Approved | Reverse Cycle | 1321 | No | Class 6 | No | - | No | - | - | - | - | 3.6588 | Available | N/A | N/A | http://en.mammothchina.com/ | http://en.mammothchina.com/ | No |  |  | AAC4660 | N/A | - | - | N/A | N/A | N/A | 5.1 | N/A | N/A | N/A | N/A | N/A | N/A | N/A | N/A | N/A | N/A | N/A | N/A | N/A | N/A | N/A | N/A | 5.212 | N/A | N/A | N/A | N/A | N/A | N/A | N/A | N/A | N/A | N/A | N/A | N/A | N/A | N/A | N/A | N/A | N/A | N/A | N/A | N/A | N/A | N/A | N/A | N/A | N/A | N/A | N/A | N/A | N/A | N/A | N/A | N/A | N/A | N/A | N/A | N/A | N/A | N/A | N/A | N/A | N/A | N/A | N/A | N/A | N/A | N/A | N/A | N/A | N/A | N/A | N/A | N/A | N/A | N/A | N/A | N/A | N/A | N/A | N/A | N/A | N/A | N/A | N/A | N/A | N/A | N/A | N/A | 3.7614 | 4.2914
[Water Source] GEMS (Air Conditioners up to 65kW) Determination 2019 | MEPS 2019 | AS/NZS 3823.1.3:2005 | MSR-J086 | MSR-J086 | N/A | Mammoth | 3.7 | Ducted | Packaged | - | Water loop | Water Loop | China | 5.6 | 18.3 | 22 | 2125 | N/A | N/A | N/A | 715 | 5.9 | 26 | Enthalpy Test Room | 3.8094 | 4.4076 | N/A | - | N/A | 9.7 | 9.7 | - | - | N/A | N/A | N/A | 3.7882 | 4.3823 | N/A | N/A | N/A | N/A | N/A | N/A | None | Three | R410A | Australia,New Zealand | 137173 | 2026-04-12 |  | Approved | Reverse Cycle | 1080 | No | Class 22 | No | N/A | N/A | N/A | N/A | N/A | N/A | 3.8094 | Available | N/A | N/A | http://en.mammothchina.com/ | http://en.mammothchina.com/ | N/A |  |  | AAC5886 | No | - | - | N/A | N/A | 22000 | 5.6 | N/A | N/A | N/A | N/A | N/A | N/A | N/A | N/A | N/A | N/A | N/A | N/A | N/A | N/A | N/A | 26000 | 5.9 | N/A | N/A | N/A | N/A | N/A | N/A | N/A | N/A | N/A | N/A | N/A | N/A | N/A | N/A | N/A | N/A | N/A | N/A | N/A | N/A | N/A | N/A | N/A | N/A | N/A | N/A | N/A | N/A | N/A | N/A | N/A | N/A | N/A | N/A | N/A | N/A | N/A | N/A | N/A | N/A | N/A | N/A | N/A | N/A | N/A | N/A | N/A | N/A | N/A | N/A | N/A | N/A | N/A | N/A | N/A | N/A | N/A | N/A | N/A | N/A | N/A | N/A | N/A | N/A | N/A | N/A | 9.7 | 3.9057 | 4.3824
[Water Source] GEMS (Air Conditioners up to 65kW) Determination 2019 | MEPS 2019 | AS/NZS 3823.1.3:2005 | MSR-J086HHE | MSR-J086 | N/A | Mammoth | 3.7 | Ducted | Packaged | - | Water loop | Water Loop | China | 5.6 | 18.3 | 22 | 2125 | N/A | N/A | N/A | 715 | 5.9 | 26 | Enthalpy Test Room | 3.8094 | 4.4076 | N/A | - | N/A | 9.7 | 9.7 | - | - | N/A | N/A | N/A | 3.7882 | 4.3823 | N/A | N/A | N/A | N/A | N/A | N/A | None | Three | R410A | Australia,New Zealand | 137173 | 2026-04-12 |  | Approved | Reverse Cycle | 1080 | No | Class 22 | No | N/A | N/A | N/A | N/A | N/A | N/A | 3.8094 | Available | N/A | N/A | http://en.mammothchina.com/ | http://en.mammothchina.com/ | N/A |  |  | AAC5886 | No | - | - | N/A | N/A | 22000 | 5.6 | N/A | N/A | N/A | N/A | N/A | N/A | N/A | N/A | N/A | N/A | N/A | N/A | N/A | N/A | N/A | 26000 | 5.9 | N/A | N/A | N/A | N/A | N/A | N/A | N/A | N/A | N/A | N/A | N/A | N/A | N/A | N/A | N/A | N/A | N/A | N/A | N/A | N/A | N/A | N/A | N/A | N/A | N/A | N/A | N/A | N/A | N/A | N/A | N/A | N/A | N/A | N/A | N/A | N/A | N/A | N/A | N/A | N/A | N/A | N/A | N/A | N/A | N/A | N/A | N/A | N/A | N/A | N/A | N/A | N/A | N/A | N/A | N/A | N/A | N/A | N/A | N/A | N/A | N/A | N/A | N/A | N/A | N/A | N/A | 9.7 | 3.9057 | 4.3824
[Water Source] GEMS (Air Conditioners up to 65kW) Determination 2019 | MEPS 2019 | AS/NZS 3823.1.3:2005 | MSR-J086HLE | MSR-J086 | N/A | Mammoth | 3.7 | Ducted | Packaged | - | Water loop | Water Loop | China | 5.6 | 18.3 | 22 | 2125 | N/A | N/A | N/A | 715 | 5.9 | 26 | Enthalpy Test Room | 3.8094 | 4.4076 | N/A | - | N/A | 9.7 | 9.7 | - | - | N/A | N/A | N/A | 3.7882 | 4.3823 | N/A | N/A | N/A | N/A | N/A | N/A | None | Three | R410A | Australia,New Zealand | 137173 | 2026-04-12 |  | Approved | Reverse Cycle | 1080 | No | Class 22 | No | N/A | N/A | N/A | N/A | N/A | N/A | 3.8094 | Available | N/A | N/A | http://en.mammothchina.com/ | http://en.mammothchina.com/ | N/A |  |  | AAC5886 | No | - | - | N/A | N/A | 22000 | 5.6 | N/A | N/A | N/A | N/A | N/A | N/A | N/A | N/A | N/A | N/A | N/A | N/A | N/A | N/A | N/A | 26000 | 5.9 | N/A | N/A | N/A | N/A | N/A | N/A | N/A | N/A | N/A | N/A | N/A | N/A | N/A | N/A | N/A | N/A | N/A | N/A | N/A | N/A | N/A | N/A | N/A | N/A | N/A | N/A | N/A | N/A | N/A | N/A | N/A | N/A | N/A | N/A | N/A | N/A | N/A | N/A | N/A | N/A | N/A | N/A | N/A | N/A | N/A | N/A | N/A | N/A | N/A | N/A | N/A | N/A | N/A | N/A | N/A | N/A | N/A | N/A | N/A | N/A | N/A | N/A | N/A | N/A | N/A | N/A | 9.7 | 3.9057 | 4.3824
[Water Source] GEMS (Air Conditioners up to 65kW) Determination 2019 | MEPS 2019 | AS/NZS 3823.1.3:2005 | MSR-J086VHE | MSR-J086 | N/A | Mammoth | 3.7 | Ducted | Packaged | - | Water loop | Water Loop | China | 5.6 | 18.3 | 22 | 2125 | N/A | N/A | N/A | 715 | 5.9 | 26 | Enthalpy Test Room | 3.8094 | 4.4076 | N/A | - | N/A | 9.7 | 9.7 | - | - | N/A | N/A | N/A | 3.7882 | 4.3823 | N/A | N/A | N/A | N/A | N/A | N/A | None | Three | R410A | Australia,New Zealand | 137173 | 2026-04-12 |  | Approved | Reverse Cycle | 1080 | No | Class 22 | No | N/A | N/A | N/A | N/A | N/A | N/A | 3.8094 | Available | N/A | N/A | http://en.mammothchina.com/ | http://en.mammothchina.com/ | N/A |  |  | AAC5886 | No | - | - | N/A | N/A | 22000 | 5.6 | N/A | N/A | N/A | N/A | N/A | N/A | N/A | N/A | N/A | N/A | N/A | N/A | N/A | N/A | N/A | 26000 | 5.9 | N/A | N/A | N/A | N/A | N/A | N/A | N/A | N/A | N/A | N/A | N/A | N/A | N/A | N/A | N/A | N/A | N/A | N/A | N/A | N/A | N/A | N/A | N/A | N/A | N/A | N/A | N/A | N/A | N/A | N/A | N/A | N/A | N/A | N/A | N/A | N/A | N/A | N/A | N/A | N/A | N/A | N/A | N/A | N/A | N/A | N/A | N/A | N/A | N/A | N/A | N/A | N/A | N/A | N/A | N/A | N/A | N/A | N/A | N/A | N/A | N/A | N/A | N/A | N/A | N/A | N/A | 9.7 | 3.9057 | 4.3824
[Water Source] GEMS (Air Conditioners up to 65kW) Determination 2019 | MEPS 2019 | AS/NZS 3823.1.3:2005 | MSR-J086VLE | MSR-J086 | N/A | Mammoth | 3.7 | Ducted | Packaged | - | Water loop | Water Loop | China | 5.6 | 18.3 | 22 | 2125 | N/A | N/A | N/A | 715 | 5.9 | 26 | Enthalpy Test Room | 3.8094 | 4.4076 | N/A | - | N/A | 9.7 | 9.7 | - | - | N/A | N/A | N/A | 3.7882 | 4.3823 | N/A | N/A | N/A | N/A | N/A | N/A | None | Three | R410A | Australia,New Zealand | 137173 | 2026-04-12 |  | Approved | Reverse Cycle | 1080 | No | Class 22 | No | N/A | N/A | N/A | N/A | N/A | N/A | 3.8094 | Available | N/A | N/A | http://en.mammothchina.com/ | http://en.mammothchina.com/ | N/A |  |  | AAC5886 | No | - | - | N/A | N/A | 22000 | 5.6 | N/A | N/A | N/A | N/A | N/A | N/A | N/A | N/A | N/A | N/A | N/A | N/A | N/A | N/A | N/A | 26000 | 5.9 | N/A | N/A | N/A | N/A | N/A | N/A | N/A | N/A | N/A | N/A | N/A | N/A | N/A | N/A | N/A | N/A | N/A | N/A | N/A | N/A | N/A | N/A | N/A | N/A | N/A | N/A | N/A | N/A | N/A | N/A | N/A | N/A | N/A | N/A | N/A | N/A | N/A | N/A | N/A | N/A | N/A | N/A | N/A | N/A | N/A | N/A | N/A | N/A | N/A | N/A | N/A | N/A | N/A | N/A | N/A | N/A | N/A | N/A | N/A | N/A | N/A | N/A | N/A | N/A | N/A | N/A | 9.7 | 3.9057 | 4.3824
[Water Source] GEMS (Air Conditioners up to 65kW) Determination 2019 | MEPS 2019 | AS/NZS 3823.1.3:2005 | MSR-J100 | MSR-J100 | N/A | Mammoth | 4.9 | Ducted | Packaged | - | Water loop | Water Loop | China | 7 | 22.1 | 27 | 2125 | N/A | N/A | N/A | 715 | 7.4 | 34 | Enthalpy Test Room | 4.0161 | 4.7051 | N/A | - | N/A | 10.2 | 10.2 | - | - | N/A | N/A | N/A | 3.9952 | 4.6821 | N/A | N/A | N/A | N/A | N/A | N/A | None | Three | R410A | Australia,New Zealand | 137175 | 2026-04-12 |  | Approved | Reverse Cycle | 1080 | No | Class 22 | No | N/A | N/A | N/A | N/A | N/A | N/A | 4.0161 | Available | N/A | N/A | http://en.mammothchina.com/ | http://en.mammothchina.com/ | N/A |  |  | AAC5887 | No | - | - | N/A | N/A | 27000 | 7 | N/A | N/A | N/A | N/A | N/A | N/A | N/A | N/A | N/A | N/A | N/A | N/A | N/A | N/A | N/A | 34000 | 7.4 | N/A | N/A | N/A | N/A | N/A | N/A | N/A | N/A | N/A | N/A | N/A | N/A | N/A | N/A | N/A | N/A | N/A | N/A | N/A | N/A | N/A | N/A | N/A | N/A | N/A | N/A | N/A | N/A | N/A | N/A | N/A | N/A | N/A | N/A | N/A | N/A | N/A | N/A | N/A | N/A | N/A | N/A | N/A | N/A | N/A | N/A | N/A | N/A | N/A | N/A | N/A | N/A | N/A | N/A | N/A | N/A | N/A | N/A | N/A | N/A | N/A | N/A | N/A | N/A | N/A | N/A | 10.2 | 3.8382 | 4.5733
[Water Source] GEMS (Air Conditioners up to 65kW) Determination 2019 | MEPS 2019 | AS/NZS 3823.1.3:2005 | MSR-J100HHE | MSR-J100 | N/A | Mammoth | 4.9 | Ducted | Packaged | - | Water loop | Water Loop | China | 7 | 22.1 | 27 | 2125 | N/A | N/A | N/A | 715 | 7.4 | 34 | Enthalpy Test Room | 4.0161 | 4.7051 | N/A | - | N/A | 10.2 | 10.2 | - | - | N/A | N/A | N/A | 3.9952 | 4.6821 | N/A | N/A | N/A | N/A | N/A | N/A | None | Three | R410A | Australia,New Zealand | 137175 | 2026-04-12 |  | Approved | Reverse Cycle | 1080 | No | Class 22 | No | N/A | N/A | N/A | N/A | N/A | N/A | 4.0161 | Available | N/A | N/A | http://en.mammothchina.com/ | http://en.mammothchina.com/ | N/A |  |  | AAC5887 | No | - | - | N/A | N/A | 27000 | 7 | N/A | N/A | N/A | N/A | N/A | N/A | N/A | N/A | N/A | N/A | N/A | N/A | N/A | N/A | N/A | 34000 | 7.4 | N/A | N/A | N/A | N/A | N/A | N/A | N/A | N/A | N/A | N/A | N/A | N/A | N/A | N/A | N/A | N/A | N/A | N/A | N/A | N/A | N/A | N/A | N/A | N/A | N/A | N/A | N/A | N/A | N/A | N/A | N/A | N/A | N/A | N/A | N/A | N/A | N/A | N/A | N/A | N/A | N/A | N/A | N/A | N/A | N/A | N/A | N/A | N/A | N/A | N/A | N/A | N/A | N/A | N/A | N/A | N/A | N/A | N/A | N/A | N/A | N/A | N/A | N/A | N/A | N/A | N/A | 10.2 | 3.8382 | 4.5733
[Water Source] GEMS (Air Conditioners up to 65kW) Determination 2019 | MEPS 2019 | AS/NZS 3823.1.3:2005 | MSR-J100HLE | MSR-J100 | N/A | Mammoth | 4.9 | Ducted | Packaged | - | Water loop | Water Loop | China | 7 | 22.1 | 27 | 2125 | N/A | N/A | N/A | 715 | 7.4 | 34 | Enthalpy Test Room | 4.0161 | 4.7051 | N/A | - | N/A | 10.2 | 10.2 | - | - | N/A | N/A | N/A | 3.9952 | 4.6821 | N/A | N/A | N/A | N/A | N/A | N/A | None | Three | R410A | Australia,New Zealand | 137175 | 2026-04-12 |  | Approved | Reverse Cycle | 1080 | No | Class 22 | No | N/A | N/A | N/A | N/A | N/A | N/A | 4.0161 | Available | N/A | N/A | http://en.mammothchina.com/ | http://en.mammothchina.com/ | N/A |  |  | AAC5887 | No | - | - | N/A | N/A | 27000 | 7 | N/A | N/A | N/A | N/A | N/A | N/A | N/A | N/A | N/A | N/A | N/A | N/A | N/A | N/A | N/A | 34000 | 7.4 | N/A | N/A | N/A | N/A | N/A | N/A | N/A | N/A | N/A | N/A | N/A | N/A | N/A | N/A | N/A | N/A | N/A | N/A | N/A | N/A | N/A | N/A | N/A | N/A | N/A | N/A | N/A | N/A | N/A | N/A | N/A | N/A | N/A | N/A | N/A | N/A | N/A | N/A | N/A | N/A | N/A | N/A | N/A | N/A | N/A | N/A | N/A | N/A | N/A | N/A | N/A | N/A | N/A | N/A | N/A | N/A | N/A | N/A | N/A | N/A | N/A | N/A | N/A | N/A | N/A | N/A | 10.2 | 3.8382 | 4.5733
[Water Source] GEMS (Air Conditioners up to 65kW) Determination 2019 | MEPS 2019 | AS/NZS 3823.1.3:2005 | MSR-J100VHE | MSR-J100 | N/A | Mammoth | 4.9 | Ducted | Packaged | - | Water loop | Water Loop | China | 7 | 22.1 | 27 | 2125 | N/A | N/A | N/A | 715 | 7.4 | 34 | Enthalpy Test Room | 4.0161 | 4.7051 | N/A | - | N/A | 10.2 | 10.2 | - | - | N/A | N/A | N/A | 3.9952 | 4.6821 | N/A | N/A | N/A | N/A | N/A | N/A | None | Three | R410A | Australia,New Zealand | 137175 | 2026-04-12 |  | Approved | Reverse Cycle | 1080 | No | Class 22 | No | N/A | N/A | N/A | N/A | N/A | N/A | 4.0161 | Available | N/A | N/A | http://en.mammothchina.com/ | http://en.mammothchina.com/ | N/A |  |  | AAC5887 | No | - | - | N/A | N/A | 27000 | 7 | N/A | N/A | N/A | N/A | N/A | N/A | N/A | N/A | N/A | N/A | N/A | N/A | N/A | N/A | N/A | 34000 | 7.4 | N/A | N/A | N/A | N/A | N/A | N/A | N/A | N/A | N/A | N/A | N/A | N/A | N/A | N/A | N/A | N/A | N/A | N/A | N/A | N/A | N/A | N/A | N/A | N/A | N/A | N/A | N/A | N/A | N/A | N/A | N/A | N/A | N/A | N/A | N/A | N/A | N/A | N/A | N/A | N/A | N/A | N/A | N/A | N/A | N/A | N/A | N/A | N/A | N/A | N/A | N/A | N/A | N/A | N/A | N/A | N/A | N/A | N/A | N/A | N/A | N/A | N/A | N/A | N/A | N/A | N/A | 10.2 | 3.8382 | 4.5733
[Water Source] GEMS (Air Conditioners up to 65kW) Determination 2019 | MEPS 2019 | AS/NZS 3823.1.3:2005 | MSR-J100VLE | MSR-J100 | N/A | Mammoth | 4.9 | Ducted | Packaged | - | Water loop | Water Loop | China | 7 | 22.1 | 27 | 2125 | N/A | N/A | N/A | 715 | 7.4 | 34 | Enthalpy Test Room | 4.0161 | 4.7051 | N/A | - | N/A | 10.2 | 10.2 | - | - | N/A | N/A | N/A | 3.9952 | 4.6821 | N/A | N/A | N/A | N/A | N/A | N/A | None | Three | R410A | Australia,New Zealand | 137175 | 2026-04-12 |  | Approved | Reverse Cycle | 1080 | No | Class 22 | No | N/A | N/A | N/A | N/A | N/A | N/A | 4.0161 | Available | N/A | N/A | http://en.mammothchina.com/ | http://en.mammothchina.com/ | N/A |  |  | AAC5887 | No | - | - | N/A | N/A | 27000 | 7 | N/A | N/A | N/A | N/A | N/A | N/A | N/A | N/A | N/A | N/A | N/A | N/A | N/A | N/A | N/A | 34000 | 7.4 | N/A | N/A | N/A | N/A | N/A | N/A | N/A | N/A | N/A | N/A | N/A | N/A | N/A | N/A | N/A | N/A | N/A | N/A | N/A | N/A | N/A | N/A | N/A | N/A | N/A | N/A | N/A | N/A | N/A | N/A | N/A | N/A | N/A | N/A | N/A | N/A | N/A | N/A | N/A | N/A | N/A | N/A | N/A | N/A | N/A | N/A | N/A | N/A | N/A | N/A | N/A | N/A | N/A | N/A | N/A | N/A | N/A | N/A | N/A | N/A | N/A | N/A | N/A | N/A | N/A | N/A | 10.2 | 3.8382 | 4.5733
[SEER Non Multi-Split <=65kW] GEMS (Air Conditioners up to 65kW) Determination 2019 | MEPS Oct 2011 | AS/NZS 3823.1.3:2005 | MSR-L009 | MSR-L009 | N/A | Mammoth | 0.65 | Ducted | Packaged | - | Water loop | Water Loop | China | 0.655 | 2.35 | 3 | 483 | 0 | - | - | 381 | 0.713 | 4 | Enthalpy Test Room | 4.3319 | 5.3645 | No | - | N/A | 4.5 | 4.5 | 0 | 0 | N/A | N/A | N/A | 4.2368 | 5.2546 | N/A | N/A | 0 | 0 | 0 | 0 | None | Single | R410A | Australia,New Zealand | 127028 | 2025-03-19 |  | Approved | Reverse Cycle | 787 | No | Class 5 | No | - | No | - | - | - | - | 4.3319 | Available | N/A | N/A | http://en.mammothchina.com/ | http://en.mammothchina.com/ | No |  |  | AAC4656 | N/A | - | - | N/A | N/A | N/A | 0.655 | N/A | N/A | N/A | N/A | N/A | N/A | N/A | N/A | N/A | N/A | N/A | N/A | N/A | N/A | N/A | N/A | 0.713 | N/A | N/A | N/A | N/A | N/A | N/A | N/A | N/A | N/A | N/A | N/A | N/A | N/A | N/A | N/A | N/A | N/A | N/A | N/A | N/A | N/A | N/A | N/A | N/A | N/A | N/A | N/A | N/A | N/A | N/A | N/A | N/A | N/A | N/A | N/A | N/A | N/A | N/A | N/A | N/A | N/A | N/A | N/A | N/A | N/A | N/A | N/A | N/A | N/A | N/A | N/A | N/A | N/A | N/A | N/A | N/A | N/A | N/A | N/A | N/A | N/A | N/A | N/A | N/A | N/A | N/A | N/A | 4.4762 | 5.4929
[SEER Non Multi-Split <=65kW] GEMS (Air Conditioners up to 65kW) Determination 2019 | MEPS Oct 2011 | AS/NZS 3823.1.3:2005 | MSR-L013 | MSR-L013 | N/A | Mammoth | 0.94 | Ducted | Packaged | - | Water loop | Water Loop | China | 1.002 | 3.16 | 4.1 | 483 | 0 | - | - | 381 | 1.18 | 5.5 | Enthalpy Test Room | 4.1447 | 4.5 | No | - | N/A | 4.5 | 4.5 | 0 | 0 | N/A | N/A | N/A | 4.0827 | 4.4427 | N/A | N/A | 0 | 0 | 0 | 0 | None | Single | R410A | Australia,New Zealand | 127032 | 2025-03-19 |  | Approved | Reverse Cycle | 787 | No | Class 5 | No | - | No | - | - | - | - | 4.1447 | Available | N/A | N/A | http://en.mammothchina.com/ | http://en.mammothchina.com/ | No |  |  | AAC4659 | N/A | - | - | N/A | N/A | N/A | 1.002 | N/A | N/A | N/A | N/A | N/A | N/A | N/A | N/A | N/A | N/A | N/A | N/A | N/A | N/A | N/A | N/A | 1.18 | N/A | N/A | N/A | N/A | N/A | N/A | N/A | N/A | N/A | N/A | N/A | N/A | N/A | N/A | N/A | N/A | N/A | N/A | N/A | N/A | N/A | N/A | N/A | N/A | N/A | N/A | N/A | N/A | N/A | N/A | N/A | N/A | N/A | N/A | N/A | N/A | N/A | N/A | N/A | N/A | N/A | N/A | N/A | N/A | N/A | N/A | N/A | N/A | N/A | N/A | N/A | N/A | N/A | N/A | N/A | N/A | N/A | N/A | N/A | N/A | N/A | N/A | N/A | N/A | N/A | N/A | N/A | 4.0306 | 4.6017
[SEER Non Multi-Split <=65kW] GEMS (Air Conditioners up to 65kW) Determination 2019 | MEPS Oct 2011 | AS/NZS 3823.1.3:2005 | MSR-L016 | MSR-L016 | N/A | Mammoth | 1.07 | Ducted | Packaged | - | Water loop | Water Loop | China | 1.24 | 4.27 | 5.34 | 508 | 0 | - | - | 483 | 1.3 | 6.7 | Enthalpy Test Room | 4.1408 | 5.0192 | No | - | N/A | 5.5 | 5.5 | 0 | 0 | N/A | N/A | N/A | 4.0808 | 4.9485 | N/A | N/A | 0 | 0 | 0 | 0 | None | Single | R410A | Australia,New Zealand | 127027 | 2025-03-19 |  | Approved | Reverse Cycle | 889 | No | Class 5 | No | - | No | - | - | - | - | 4.1408 | Available | N/A | N/A | http://en.mammothchina.com/ | http://en.mammothchina.com/ | No |  |  | AAC4655 | N/A | - | - | N/A | N/A | N/A | 1.24 | N/A | N/A | N/A | N/A | N/A | N/A | N/A | N/A | N/A | N/A | N/A | N/A | N/A | N/A | N/A | N/A | 1.3 | N/A | N/A | N/A | N/A | N/A | N/A | N/A | N/A | N/A | N/A | N/A | N/A | N/A | N/A | N/A | N/A | N/A | N/A | N/A | N/A | N/A | N/A | N/A | N/A | N/A | N/A | N/A | N/A | N/A | N/A | N/A | N/A | N/A | N/A | N/A | N/A | N/A | N/A | N/A | N/A | N/A | N/A | N/A | N/A | N/A | N/A | N/A | N/A | N/A | N/A | N/A | N/A | N/A | N/A | N/A | N/A | N/A | N/A | N/A | N/A | N/A | N/A | N/A | N/A | N/A | N/A | N/A | 4.2428 | 5.0812
[SEER Non Multi-Split <=65kW] GEMS (Air Conditioners up to 65kW) Determination 2019 | MEPS Oct 2011 | AS/NZS 3823.1.3:2005 | MSR-L019 | MSR-L019 | N/A | Mammoth | 1.36 | Ducted | Packaged | - | Water loop | Water Loop | China | 1.48 | 4.84 | 6.2 | 508 | 0 | - | - | 430 | 1.68 | 7.8 | Enthalpy Test Room | 4.2225 | 4.7619 | No | - | N/A | 6 | 6 | 0 | 0 | N/A | N/A | N/A | 4.1666 | 4.7051 | N/A | N/A | 0 | 0 | 0 | 0 | None | Single | R410A | Australia,New Zealand | 127026 | 2025-03-19 |  | Approved | Reverse Cycle | 889 | No | Class 5 | No | - | No | - | - | - | - | 4.2225 | Available | N/A | N/A | http://en.mammothchina.com/ | http://en.mammothchina.com/ | No |  |  | AAC4654 | N/A | - | - | N/A | N/A | N/A | 1.48 | N/A | N/A | N/A | N/A | N/A | N/A | N/A | N/A | N/A | N/A | N/A | N/A | N/A | N/A | N/A | N/A | 1.68 | N/A | N/A | N/A | N/A | N/A | N/A | N/A | N/A | N/A | N/A | N/A | N/A | N/A | N/A | N/A | N/A | N/A | N/A | N/A | N/A | N/A | N/A | N/A | N/A | N/A | N/A | N/A | N/A | N/A | N/A | N/A | N/A | N/A | N/A | N/A | N/A | N/A | N/A | N/A | N/A | N/A | N/A | N/A | N/A | N/A | N/A | N/A | N/A | N/A | N/A | N/A | N/A | N/A | N/A | N/A | N/A | N/A | N/A | N/A | N/A | N/A | N/A | N/A | N/A | N/A | N/A | N/A | 4.1326 | 4.5875
[SEER Non Multi-Split <=65kW] GEMS (Air Conditioners up to 65kW) Determination 2019 | MEPS Oct 2011 | AS/NZS 3823.1.3:2005 | MSR-L024 | MSR-L024 | N/A | Mammoth | 1.67 | Ducted | Packaged | - | Water loop | Water Loop | China | 1.79 | 5.93 | 7.6 | 559 | 0 | - | - | 483 | 1.8 | 9 | Enthalpy Test Room | 4.0458 | 5 | No | - | N/A | 6.5 | 6.5 | 0 | 0 | N/A | N/A | N/A | 3.9968 | 4.9397 | N/A | N/A | 0 | 0 | 0 | 0 | Enthalpy Test Room | Single | R410A | Australia,New Zealand | 127031 | 2025-03-19 |  | Approved | Reverse Cycle | 1067 | No | Class 5 | No | - | No | - | - | - | - | 4.0458 | Available | N/A | N/A | http://en.mammothchina.com/ | http://en.mammothchina.com/ | No |  |  | AAC4658 | N/A | - | - | N/A | N/A | N/A | 1.79 | N/A | N/A | N/A | N/A | N/A | N/A | N/A | N/A | N/A | N/A | N/A | N/A | N/A | N/A | N/A | N/A | 1.8 | N/A | N/A | N/A | N/A | N/A | N/A | N/A | N/A | N/A | N/A | N/A | N/A | N/A | N/A | N/A | N/A | N/A | N/A | N/A | N/A | N/A | N/A | N/A | N/A | N/A | N/A | N/A | N/A | N/A | N/A | N/A | N/A | N/A | N/A | N/A | N/A | N/A | N/A | N/A | N/A | N/A | N/A | N/A | N/A | N/A | N/A | N/A | N/A | N/A | N/A | N/A | N/A | N/A | N/A | N/A | N/A | N/A | N/A | N/A | N/A | N/A | N/A | N/A | N/A | N/A | N/A | N/A | 4.1943 | 4.9397
[SEER Non Multi-Split <=65kW] GEMS (Air Conditioners up to 65kW) Determination 2019 | MEPS Oct 2011 | AS/NZS 3823.1.3:2005 | MSR-L030 | MSR-L030 | N/A | Mammoth | 2.06 | Ducted | Packaged | - | Water loop | Water Loop | China | 2.186 | 7.34 | 9.4 | 559 | 0 | - | - | 483 | 2.3 | 11.8 | Enthalpy Test Room | 4.1453 | 5.0435 | No | - | N/A | 6.8 | 6.8 | 0 | 0 | N/A | N/A | N/A | 4.103 | 4.9936 | N/A | N/A | 0 | 0 | 0 | 0 | None | Single | R410A | Australia,New Zealand | 127025 | 2025-03-19 |  | Approved | Reverse Cycle | 1067 | No | Class 5 | No | - | No | - | - | - | - | 4.1453 | Available | N/A | N/A | http://en.mammothchina.com/ | http://en.mammothchina.com/ | No |  |  | AAC4653 | N/A | - | - | N/A | N/A | N/A | 2.186 | N/A | N/A | N/A | N/A | N/A | N/A | N/A | N/A | N/A | N/A | N/A | N/A | N/A | N/A | N/A | N/A | 2.3 | N/A | N/A | N/A | N/A | N/A | N/A | N/A | N/A | N/A | N/A | N/A | N/A | N/A | N/A | N/A | N/A | N/A | N/A | N/A | N/A | N/A | N/A | N/A | N/A | N/A | N/A | N/A | N/A | N/A | N/A | N/A | N/A | N/A | N/A | N/A | N/A | N/A | N/A | N/A | N/A | N/A | N/A | N/A | N/A | N/A | N/A | N/A | N/A | N/A | N/A | N/A | N/A | N/A | N/A | N/A | N/A | N/A | N/A | N/A | N/A | N/A | N/A | N/A | N/A | N/A | N/A | N/A | 4.2553 | 5.0797
[SEER Non Multi-Split <=65kW] GEMS (Air Conditioners up to 65kW) Determination 2019 | MEPS 2019 | AS/NZS 3823.1.2:2012 | C-UV-105N8-QC3W / CDV-105A6N8-QC3W |  | N/A | MDV | N/A | Ducted | Single Split System | - | Air | Air | China | 3.2 | N/A | 10.5 | N/A | N/A | N/A | N/A | N/A | 2.7 | 11 | Enthalpy Test Room | 3.2653 | 4.1732 | N/A | - | N/A | N/A | N/A | N/A | N/A | N/A | N/A | N/A | N/A | N/A | N/A | N/A | N/A | N/A | N/A | N/A | N/A | Single | R32 | Australia,Fiji,New Zealand | 151594 | 2028-01-02 |  | Approved | Reverse Cycle | N/A | Yes | Class 11 | Yes | N/A | N/A | N/A | N/A | N/A | N/A | N/A | Available | N/A | N/A |  | http://www.iacs.com.au | N/A |  |  | AAC7219 | Yes | Variable output compressor | Inverter | No | - | 10500 | 3.2 | - | 1850 | 5000 | Yes | 750 | 2650 | - | 2924.8 | 11308.5 | Yes | 850 | 5150 | - | 350 | 2500 | 11000 | 2.7 | 1150 | 5750 | Yes | 480 | 2450 | Yes | 3300 | 9780 | No | - | - | No | - | - | - | - | - | No | - | - | No | - | - | No | - | - | - | 67.1 | 6.114 | 5.794 | 6.972 | -55.055 | -98.088 | 11.166 | 460 | 739 | 1949 | -160 | -113 | 1745 | 4.5 | 4 | 5 | 3.81 | 4.361 | 4.992 | 4.173 | 4.681 | 5.04 | 3793 | 1396 | 210 | 1183 | 609 | 135 | 2 | 2.5 | 3 | No | - | - | - | - | N/A | N/A | N/A | 10 | 3.247 | 4.0237
[SEER Non Multi-Split <=65kW] GEMS (Air Conditioners up to 65kW) Determination 2019 | MEPS 2019 | AS/NZS 3823.1.2:2012 | C-UV-105N8-QC3W / CDV-105HN8-QC3W |  | N/A | MDV | N/A | Ducted | Single Split System | - | Air | Air | China | 3.1 | N/A | 10.5 | N/A | N/A | N/A | N/A | N/A | 2.7 | 11 | Enthalpy Test Room | 3.3269 | 4.0926 | N/A | - | N/A | N/A | N/A | N/A | N/A | N/A | N/A | N/A | N/A | N/A | N/A | N/A | N/A | N/A | N/A | N/A | N/A | Single | R32 | Australia,Fiji,New Zealand | 151595 | 2028-01-02 |  | Approved | Reverse Cycle | N/A | Yes | Class 11 | Yes | N/A | N/A | N/A | N/A | N/A | N/A | N/A | Available | N/A | N/A |  | http://www.iacs.com.au | N/A |  |  | AAC7220 | Yes | Variable output compressor | Inverter | No | - | 10500 | 3.1 | - | 1650 | 5100 | Yes | 615 | 2580 | - | 2833.4 | 11308.5 | Yes | 710 | 5090 | - | 350 | 2630 | 11000 | 2.7 | 1080 | 5600 | Yes | 490 | 2300 | Yes | 3330 | 9750 | No | - | - | No | - | - | - | - | - | No | - | - | No | - | - | No | - | - | - | 68.1 | 6.407 | 5.903 | 7.471 | -63.364 | 16.442 | 25.835 | 438 | 725 | 1817 | -142 | 529 | 743 | 4.5 | 4 | 5.5 | 3.796 | 4.346 | 4.872 | 4.082 | 4.528 | 4.839 | 3806 | 1401 | 214 | 1209 | 629 | 140 | 2 | 2.5 | 3 | No | - | - | - | - | N/A | N/A | N/A | 10 | 3.3506 | 4.0237
[SEER Non Multi-Split <=65kW] GEMS (Air Conditioners up to 65kW) Determination 2019 | MEPS 2019 | AS/NZS 3823.1.1:2012 | C-UV-105N8-QC3W / CSV-105N8-QC3W |  | N/A | MDV | N/A | Non Ducted | Single Split System | Cassette | Air | Air | China | 2.864 | N/A | 10.5 | N/A | N/A | N/A | N/A | N/A | 2.7 | 11 | Enthalpy Test Room | 3.5768 | 4.0843 | N/A | - | N/A | N/A | N/A | N/A | N/A | N/A | N/A | N/A | N/A | N/A | N/A | N/A | N/A | N/A | N/A | N/A | N/A | Single | R32 | Australia,Fiji,New Zealand | 159416 | 2029-01-31 |  | Approved | Reverse Cycle | N/A | Yes | Class 11 | Yes | N/A | N/A | N/A | N/A | N/A | N/A | N/A | Available | N/A | N/A |  | http://www.iacs.com.au | N/A |  |  | AAC8042 | Yes | Variable output compressor | Inverter | No | - | 10500 | 2.864 | - | 1543 | 5605 | Yes | 631 | 3077 | - | 2617.696 | 11308.5 | Yes | 880 | 5590 | - | 450 | 3200 | 11000 | 2.7 | 1120 | 5558 | Yes | 490 | 2300 | Yes | 3356 | 9838 | No | - | - | No | - | - | - | - | - | No | - | - | No | - | - | No | - | - | 64 | 70.4 | 5.357 | 5.166 | 5.886 | 10.725 | 7.941 | 7.711 | 528 | 832 | 2313 | 695 | 1119 | 2536 | 3.5 | 3.5 | 4 | 3.755 | 4.268 | 4.775 | 4.042 | 4.477 | 4.772 | 3848 | 1426 | 218 | 1220 | 636 | 141 | 2 | 2.5 | 3 | No | - | - | - | - | N/A | N/A | N/A | 10 | 3.6234 | 4.0237
[SEER Non Multi-Split <=65kW] GEMS (Air Conditioners up to 65kW) Determination 2019 | MEPS 2019 | AS/NZS 3823.1.2:2012 | C-UV-125N8-QC3W / CDV-125A6N8-QC3W |  | N/A | MDV | N/A | Ducted | Single Split System | - | Air | Air | China | 3.6 | N/A | 12.5 | N/A | N/A | N/A | N/A | N/A | 3.2 | 13.5 | Enthalpy Test Room | 3.4895 | 4.1209 | N/A | - | N/A | N/A | N/A | N/A | N/A | N/A | N/A | N/A | N/A | N/A | N/A | N/A | N/A | N/A | N/A | N/A | N/A | Single | R32 | Australia,Fiji,New Zealand | 151597 | 2027-12-20 |  | Approved | Reverse Cycle | N/A | Yes | Class 11 | Yes | N/A | N/A | N/A | N/A | N/A | N/A | N/A | Available | N/A | N/A |  | http://www.iacs.com.au | N/A |  |  | AAC7213 | Yes | Variable output compressor | Inverter | No | - | 12500 | 3.6 | - | 1260 | 5950 | Yes | 1020 | 3750 | - | 3290.4 | 13462.5 | Yes | 1100 | 6500 | - | 530 | 3450 | 13500 | 3.2 | 1250 | 6200 | Yes | 580 | 2960 | Yes | 5740 | 16120 | No | - | - | No | - | - | - | - | - | No | - | - | No | - | - | No | - | - | - | 69.7 | 5.232 | 5.131 | 5.498 | 4.602 | 8.279 | 6.641 | 642 | 994 | 2947 | 1960 | 1274 | 3507 | 3.5 | 3.5 | 3.5 | 4.083 | 4.425 | 4.959 | 4.382 | 4.726 | 5.019 | 4346 | 1691 | 261 | 1385 | 742 | 168 | 2.5 | 2.5 | 3 | No | - | - | - | - | N/A | N/A | N/A | 13 | 3.4304 | 4.1616
[SEER Non Multi-Split <=65kW] GEMS (Air Conditioners up to 65kW) Determination 2019 | MEPS 2019 | AS/NZS 3823.1.2:2012 | C-UV-125N8-QC3W / CDV-125HN8-QC3W |  | N/A | MDV | N/A | Ducted | Single Split System | - | Air | Air | China | 3.7 | N/A | 12.5 | N/A | N/A | N/A | N/A | N/A | 3.3 | 13.5 | Enthalpy Test Room | 3.5633 | 3.9762 | N/A | - | N/A | N/A | N/A | N/A | N/A | N/A | N/A | N/A | N/A | N/A | N/A | N/A | N/A | N/A | N/A | N/A | N/A | Single | R32 | Australia,Fiji,New Zealand | 151596 | 2027-12-20 |  | Approved | Reverse Cycle | N/A | Yes | Class 11 | Yes | N/A | N/A | N/A | N/A | N/A | N/A | N/A | Available | N/A | N/A |  | http://www.iacs.com.au | N/A |  |  | AAC7210 | Yes | Variable output compressor | Inverter | No | - | 12500 | 3.7 | - | 1580 | 6400 | Yes | 900 | 3200 | - | 3381.8 | 13462.5 | Yes | 965 | 6200 | - | 530 | 3750 | 13500 | 3.3 | 1300 | 6450 | Yes | 570 | 2750 | Yes | 5050 | 14100 | No | - | - | No | - | - | - | - | - | No | - | - | No | - | - | No | - | - | - | 69.4 | 5.549 | 5.277 | 5.833 | 15.233 | 9.447 | 7.834 | 610 | 974 | 2783 | 580 | 1119 | 2975 | 4 | 3.5 | 4 | 3.915 | 4.327 | 4.842 | 4.198 | 4.574 | 4.866 | 4525 | 1721 | 259 | 1438 | 760 | 166 | 2 | 2.5 | 3 | No | - | - | - | - | N/A | N/A | N/A | 10 | 3.3478 | 4.0494
[SEER Non Multi-Split <=65kW] GEMS (Air Conditioners up to 65kW) Determination 2019 | MEPS 2019 | AS/NZS 3823.1.1:2012 | C-UV-125N8-QC3W / CSV-125N8-QC3W |  | N/A | MDV | N/A | Non Ducted | Single Split System | Cassette | Air | Air | China | 3.39 | N/A | 12.5 | N/A | N/A | N/A | N/A | N/A | 3.42 | 13 | Enthalpy Test Room | 3.6874 | 3.8138 | N/A | - | N/A | N/A | N/A | N/A | N/A | N/A | N/A | N/A | N/A | N/A | N/A | N/A | N/A | N/A | N/A | N/A | N/A | Single | R32 | Australia,Fiji,New Zealand | 151230 | 2027-12-13 |  | Approved | Reverse Cycle | N/A | Yes | Class 11 | Yes | N/A | N/A | N/A | N/A | N/A | N/A | N/A | Available | N/A | N/A |  | http://www.iacs.com.au | N/A |  |  | AAC7207 | Yes | Variable output compressor | Inverter | No | - | 12500 | 3.39 | - | 1655 | 5950 | Yes | 725 | 3760 | - | 3098.46 | 13462.5 | Yes | 935 | 6060 | - | 460 | 3720 | 13000 | 3.42 | 1240 | 6155 | Yes | 540 | 2760 | Yes | 5780 | 14800 | No | - | - | No | - | - | - | - | - | No | - | - | No | - | - | No | - | - | 64.5 | 70.8 | 5.803 | 5.544 | 6.273 | 15.93 | 9.667 | 8.857 | 583 | 926 | 2586 | 553 | 1093 | 2629 | 4 | 4 | 4.5 | 3.852 | 4.267 | 4.946 | 4.224 | 4.645 | 5.028 | 4430 | 1681 | 245 | 1378 | 721 | 156 | 2 | 2.5 | 3 | No | - | - | - | - | N/A | N/A | N/A | 10 | 3.6509 | 3.764
[SEER Non Multi-Split <=65kW] GEMS (Air Conditioners up to 65kW) Determination 2019 | MEPS 2019 | AS/NZS 3823.1.2:2012 | C-UV-140N8-QC3W / CDV-140A6N8-QC3W |  | N/A | MDV | N/A | Ducted | Single Split System | - | Air | Air | China | 4.2 | N/A | 14 | N/A | N/A | N/A | N/A | N/A | 3.8 | 14.5 | Enthalpy Test Room | 3.2964 | 3.8109 | N/A | - | N/A | N/A | N/A | N/A | N/A | N/A | N/A | N/A | N/A | N/A | N/A | N/A | N/A | N/A | N/A | N/A | N/A | Single | R32 | Australia,Fiji,New Zealand | 151693 | 2027-12-20 |  | Approved | Reverse Cycle | N/A | Yes | Class 11 | Yes | N/A | N/A | N/A | N/A | N/A | N/A | N/A | Available | N/A | N/A |  | http://www.iacs.com.au | N/A |  |  | AAC7215 | Yes | Variable output compressor | Inverter | No | - | 14000 | 4.2 | - | 1490 | 7000 | Yes | 900 | 3700 | - | 3838.8 | 15078 | Yes | 1270 | 7600 | - | 510 | 3660 | 14500 | 3.8 | 1400 | 6900 | Yes | 590 | 3050 | Yes | 5320 | 15550 | No | - | - | No | - | - | - | - | - | No | - | - | No | - | - | No | - | - | - | 69.7 | 5.235 | 5.072 | 5.409 | 14.084 | 9.883 | 10.516 | 722 | 1131 | 3359 | 700 | 1194 | 2473 | 3.5 | 3.5 | 3.5 | 3.899 | 4.282 | 4.959 | 4.271 | 4.676 | 5.055 | 4885 | 1874 | 278 | 1524 | 803 | 177 | 2 | 2.5 | 3 | No | - | - | - | - | N/A | N/A | N/A | 13 | 3.2988 | 3.7722
[SEER Non Multi-Split <=65kW] GEMS (Air Conditioners up to 65kW) Determination 2019 | MEPS 2019 | AS/NZS 3823.1.2:2012 | C-UV-140N8-QC3W / CDV-140HFN8-QC3W |  | N/A | MDV | N/A | Ducted | Single Split System | - | Air | Air | China | 4.2 | N/A | 14 | N/A | N/A | N/A | N/A | N/A | 3.7 | 14.5 | Enthalpy Test Room | 3.324 | 3.8683 | N/A | - | N/A | N/A | N/A | N/A | N/A | N/A | N/A | N/A | N/A | N/A | N/A | N/A | N/A | N/A | N/A | N/A | N/A | Single | R32 | Australia,Fiji,New Zealand | 151688 | 2027-12-20 |  | Approved | Reverse Cycle | N/A | Yes | Class 11 | Yes | N/A | N/A | N/A | N/A | N/A | N/A | N/A | Available | N/A | N/A |  | http://www.iacs.com.au | N/A |  |  | AAC7211 | Yes | Variable output compressor | Inverter | No | - | 14000 | 4.2 | - | 1750 | 6500 | Yes | 900 | 3200 | - | 3838.8 | 15078 | Yes | 1100 | 7050 | - | 535 | 3750 | 14500 | 3.7 | 1300 | 6550 | Yes | 565 | 2800 | Yes | 5060 | 14130 | No | - | - | No | - | - | - | - | - | No | - | - | No | - | - | No | - | - | - | 69.4 | 5.586 | 5.293 | 5.84 | 15.379 | 9.513 | 7.755 | 681 | 1091 | 3117 | 645 | 1247 | 3369 | 4 | 3.5 | 4 | 3.817 | 4.294 | 4.928 | 4.168 | 4.62 | 4.979 | 4983 | 1860 | 272 | 1554 | 806 | 173 | 2 | 2.5 | 3 | No | - | - | - | - | N/A | N/A | N/A | 10 | 3.3067 | 3.8834
[SEER Non Multi-Split <=65kW] GEMS (Air Conditioners up to 65kW) Determination 2019 | MEPS 2019 | AS/NZS 3823.1.1:2012 | C-UV-140N8-QC3W / CSV-140N8-QC3W |  | N/A | MDV | N/A | Non Ducted | Single Split System | Cassette | Air | Air | China | 4.25 | N/A | 14 | N/A | N/A | N/A | N/A | N/A | 4.05 | 14.5 | Enthalpy Test Room | 3.2873 | 3.5913 | N/A | - | N/A | N/A | N/A | N/A | N/A | N/A | N/A | N/A | N/A | N/A | N/A | N/A | N/A | N/A | N/A | N/A | N/A | Single | R32 | Australia,Fiji,New Zealand | 151232 | 2027-12-13 |  | Approved | Reverse Cycle | N/A | Yes | Class 11 | Yes | N/A | N/A | N/A | N/A | N/A | N/A | N/A | Available | N/A | N/A |  | http://www.iacs.com.au | N/A |  |  | AAC7208 | Yes | Variable output compressor | Inverter | No | - | 14000 | 4.25 | - | 1800 | 7075 | Yes | 750 | 3580 | - | 3884.5 | 15078 | Yes | 1090 | 7365 | - | 475 | 3520 | 14500 | 4.05 | 1380 | 7220 | Yes | 545 | 3070 | Yes | 4270 | 12500 | No | - | - | No | - | - | - | - | - | No | - | - | No | - | - | No | - | - | 64.5 | 70.8 | 5.63 | 5.29 | 5.894 | 15.064 | 9.077 | 7.814 | 676 | 1091 | 3088 | 659 | 1308 | 3343 | 4 | 3.5 | 4 | 3.733 | 4.349 | 5.317 | 4.25 | 4.89 | 5.455 | 5095 | 1837 | 254 | 1525 | 763 | 160 | 2 | 2.5 | 3.5 | No | - | - | - | - | N/A | N/A | N/A | 10 | 3.2681 | 3.5506
[SEER Non Multi-Split <=65kW] GEMS (Air Conditioners up to 65kW) Determination 2019 | MEPS 2019 | AS/NZS 3823.1.2:2012 | C-UV-170N8-QC3W / CDV-170HFN8-QC3W |  | N/A | MDV | N/A | Ducted | Single Split System | - | Air | Air | China | 5.25 | N/A | 17 | N/A | N/A | N/A | N/A | N/A | 4.5 | 17.5 | Enthalpy Test Room | 3.2966 | 3.9192 | N/A | - | N/A | N/A | N/A | N/A | N/A | N/A | N/A | N/A | N/A | N/A | N/A | N/A | N/A | N/A | N/A | N/A | N/A | Single | R32 | Australia,Fiji,New Zealand | 151695 | 2027-12-20 |  | Approved | Reverse Cycle | N/A | Yes | Class 11 | Yes | N/A | N/A | N/A | N/A | N/A | N/A | N/A | Available | N/A | N/A |  | http://www.iacs.com.au | N/A |  |  | AAC7216 | Yes | Variable output compressor | Inverter | No | - | 17000 | 5.25 | - | 2750 | 7950 | Yes | 1150 | 4650 | - | 4798.5 | 18309 | Yes | 1340 | 8250 | - | 670 | 4110 | 17500 | 4.5 | 1750 | 8000 | Yes | 780 | 4100 | Yes | 4870 | 14100 | No | - | - | No | - | - | - | - | - | No | - | - | No | - | - | No | - | - | - | 70.9 | 5.612 | 5.25 | 6.202 | 6.781 | 13.899 | 7.754 | 822 | 1333 | 3560 | 1807 | 1027 | 4090 | 4 | 3.5 | 4.5 | 3.495 | 4.063 | 4.81 | 3.94 | 4.522 | 4.943 | 6567 | 2374 | 338 | 1985 | 996 | 212 | 1.5 | 2.5 | 3 | No | - | - | - | - | N/A | N/A | N/A | 13 | 3.2112 | 3.8513
[SEER Non Multi-Split <=65kW] GEMS (Air Conditioners up to 65kW) Determination 2019 | MEPS 2019 | AS/NZS 3823.1.2:2012 | C-UV-74N8-QC3W / CDV-74A6N8-QC3W |  | N/A | MDV | N/A | Ducted | Single Split System | - | Air | Air | China | 2.13 | N/A | 7.4 | N/A | N/A | N/A | N/A | N/A | 1.7 | 7.5 | Enthalpy Test Room | 3.4868 | 4.398 | N/A | - | N/A | N/A | N/A | N/A | N/A | N/A | N/A | N/A | N/A | N/A | N/A | N/A | N/A | N/A | N/A | N/A | N/A | Single | R32 | Australia,Fiji,New Zealand | 151573 | 2027-12-20 |  | Approved | Reverse Cycle | N/A | Yes | Class 10 | Yes | N/A | N/A | N/A | N/A | N/A | N/A | N/A | Available | N/A | N/A |  | http://www.iacs.com.au | N/A |  |  | AAC7212 | Yes | Variable output compressor | Inverter | No | - | 7400 | 2.13 | - | 1120 | 3800 | Yes | 550 | 2790 | - | 1946.82 | 7969.8 | Yes | 600 | 3650 | - | 280 | 2190 | 7500 | 1.7 | 700 | 3700 | Yes | 370 | 1850 | Yes | 2700 | 7850 | No | - | - | No | - | - | - | - | - | No | - | - | No | - | - | No | - | - | - | 63.9 | 5.445 | 5.29 | 6.177 | 7.792 | 3.692 | 8.42 | 359 | 564 | 1545 | 674 | 1706 | 1630 | 3.5 | 3.5 | 4.5 | 4.145 | 4.586 | 5.05 | 4.385 | 4.75 | 5.018 | 2385 | 915 | 150 | 775 | 416 | 99 | 2.5 | 3 | 3.5 | No | - | - | - | - | N/A | N/A | N/A | 10 | 3.4199 | 4.3258
[SEER Non Multi-Split <=65kW] GEMS (Air Conditioners up to 65kW) Determination 2019 | MEPS 2019 | AS/NZS 3823.1.1:2012 | C-UV-74N8-QC3W / CSV-72N8-QC7W |  | N/A | MDV | N/A | Non Ducted | Single Split System | Cassette | Air | Air | China | 1.83 | N/A | 7.2 | N/A | N/A | N/A | N/A | N/A | 1.72 | 7.7 | Enthalpy Test Room | 3.7957 | 4.3389 | N/A | - | N/A | N/A | N/A | N/A | N/A | N/A | N/A | N/A | N/A | N/A | N/A | N/A | N/A | N/A | N/A | N/A | N/A | Single | R32 | Australia,Fiji,New Zealand | 159419 | 2029-01-31 |  | Approved | Reverse Cycle | N/A | Yes | Class 9 | Yes | N/A | N/A | N/A | N/A | N/A | N/A | N/A | Available | N/A | N/A |  | http://www.iacs.com.au | N/A |  |  | AAC8041 | Yes | Variable output compressor | Inverter | No | - | 7200 | 1.83 | - | 947 | 3734 | Yes | 685 | 2755 | - | 1672.62 | 7754.4 | Yes | 520 | 3700 | - | 500 | 3000 | 7700 | 1.72 | 640 | 3583 | Yes | 367 | 2202 | Yes | 2629 | 7362 | No | - | - | No | - | - | - | - | - | No | - | - | No | - | - | No | - | - | 57.7 | 63.7 | 5.98 | 5.626 | 6.398 | 11.43 | 8.146 | 8.619 | 331 | 533 | 1467 | 455 | 755 | 1562 | 4 | 4 | 4.5 | 4.177 | 4.846 | 5.661 | 4.634 | 5.263 | 5.722 | 2414 | 871 | 122 | 739 | 372 | 77 | 2.5 | 3 | 4 | No | - | - | - | - | N/A | N/A | N/A | 3 | 3.9127 | 4.4505
[SEER Non Multi-Split <=65kW] GEMS (Air Conditioners up to 65kW) Determination 2019 | MEPS 2019 | AS/NZS 3823.1.1:2012 | C-UVC-105HFN8-QC3W/CSV-105N8-QC3W |  | N/A | MDV | N/A | Non Ducted | Single Split System | Cassette | Air | Air | China | 2.63 | N/A | 10.5 | N/A | N/A | N/A | N/A | N/A | 2.7 | 11 | Enthalpy Test Room | 3.9943 | 4.1015 | N/A | - | N/A | N/A | N/A | N/A | N/A | N/A | N/A | N/A | N/A | N/A | N/A | N/A | N/A | N/A | N/A | N/A | N/A | Single | R32 | Australia,Fiji,New Zealand | 150981 | 2027-12-13 |  | Approved | Reverse Cycle | N/A | Yes | Class 11 | Yes | N/A | N/A | N/A | N/A | N/A | N/A | N/A | Available | N/A | N/A |  | http://www.iacs.com.au | N/A |  |  | AAC7206 | Yes | Variable output compressor | Inverter | No | - | 10500 | 2.63 | - | 1330 | 5210 | Yes | 725 | 3760 | - | 2403.82 | 11308.5 | Yes | 770 | 5330 | - | 460 | 3720 | 11000 | 2.7 | 1050 | 5355 | Yes | 540 | 2760 | Yes | 6000 | 14800 | No | - | - | No | - | - | - | - | - | No | - | - | No | - | - | No | - | - | 64.5 | 70.8 | 5.949 | 5.746 | 6.548 | 14.583 | 9.698 | 8.84 | 473 | 745 | 2076 | 506 | 912 | 2210 | 4 | 4 | 5 | 4.067 | 4.433 | 5.011 | 4.367 | 4.707 | 5.027 | 3554 | 1374 | 209 | 1131 | 606 | 135 | 2.5 | 2.5 | 3.5 | No | - | - | - | - | N/A | N/A | N/A | 10 | 3.9417 | 4.0237
[SEER Non Multi-Split <=65kW] GEMS (Air Conditioners up to 65kW) Determination 2019 | MEPS 2019 | AS/NZS 3823.1.1:2012 | C-WMV-25HRFN8-QD7GW |  | N/A | MDV | N/A | Non Ducted | Single Split System | Wall Hung | Air | Air | China | 0.52 | N/A | 2.5 | N/A | N/A | N/A | N/A | N/A | 0.67 | 3.2 | Calorimeter Room | 4.8912 | 4.7019 | N/A | - | N/A | N/A | N/A | N/A | N/A | N/A | N/A | N/A | N/A | N/A | N/A | N/A | N/A | N/A | N/A | N/A | N/A | Single | R32 | Australia,Fiji,New Zealand | 134623 | 2026-03-22 |  | Approved | Reverse Cycle | N/A | Yes | Class 8 | Yes | N/A | N/A | N/A | N/A | N/A | N/A | N/A | Available | N/A | N/A |  | http://www.iacs.com.au | N/A |  |  | AAC5849 | Yes | Variable output compressor | Inverter | No | - | 2500 | 0.52 | - | 250 | 1240 | Yes | 215 | 1070 | - | 475.28 | 2692.5 | Yes | 180 | 1270 | - | 160 | 1170 | 3200 | 0.67 | 280 | 1650 | Yes | 220 | 1280 | Yes | 950 | 2520 | No | - | - | No | - | - | - | - | - | - | - | - | No | - | - | No | - | - | 58 | 60 | 6.463 | 6.259 | 6.68 | 9.901 | 8.311 | 7.714 | 107 | 167 | 489 | 183 | 258 | 607 | 4.5 | 4.5 | 5 | 3.841 | 4.74 | 5.53 | 4.291 | 4.98 | 5.507 | 1090 | 368 | 50 | 330 | 162 | 32 | 2 | 3 | 4 | No | - | - | - | - | N/A | N/A | N/A | 0.7 | 4.7859 | 4.7593
[SEER Non Multi-Split <=65kW] GEMS (Air Conditioners up to 65kW) Determination 2019 | MEPS 2019 | AS/NZS 3823.1.1:2012 | C-WMV-35HRFN8-QD1GW |  | N/A | MDV | N/A | Non Ducted | Single Split System | Wall Hung | Air | Air | China | 0.82 | N/A | 3.5 | N/A | N/A | N/A | N/A | N/A | 0.94 | 4 | Calorimeter Room | 4.2771 | 4.2731 | N/A | - | N/A | N/A | N/A | N/A | N/A | N/A | N/A | N/A | N/A | N/A | N/A | N/A | N/A | N/A | N/A | N/A | N/A | Single | R32 | Australia,Fiji,New Zealand | 134636 | 2026-01-27 |  | Approved | Reverse Cycle | N/A | Yes | Class 8 | Yes | N/A | N/A | N/A | N/A | N/A | N/A | N/A | Available | N/A | N/A |  | http://www.iacs.com.au | N/A |  |  | AAC5729 | Yes | Variable output compressor | Inverter | No | - | 3500 | 0.82 | - | 370 | 1850 | Yes | 205 | 970 | - | 749.48 | 3769.5 | Yes | 240 | 1800 | - | 140 | 1100 | 4000 | 0.94 | 360 | 2000 | Yes | 230 | 1230 | Yes | 1125 | 3560 | No | - | - | No | - | - | - | - | - | - | - | - | No | - | - | No | - | - | 58 | 60 | 6.773 | 6.413 | 6.842 | 12.726 | 9.561 | 8.42 | 144 | 229 | 669 | 200 | 314 | 779 | 5 | 4.5 | 5 | 4.041 | 4.64 | 5.259 | 4.367 | 4.865 | 5.227 | 1294 | 470 | 66 | 405 | 207 | 42 | 2.5 | 3 | 3.5 | No | - | - | - | - | N/A | N/A | N/A | 0.7 | 4.256 | 4.2446
[SEER Non Multi-Split <=65kW] GEMS (Air Conditioners up to 65kW) Determination 2019 | MEPS 2019 | AS/NZS 3823.1.1:2012 | C-WMV-50HRFN8-QD0GW |  | N/A | MDV | N/A | Non Ducted | Single Split System | Wall Hung | Air | Air | China | 1.24 | N/A | 5 | N/A | N/A | N/A | N/A | N/A | 1.45 | 6 | Calorimeter Room | 4.2523 | 4.1961 | N/A | - | N/A | N/A | N/A | N/A | N/A | N/A | N/A | N/A | N/A | N/A | N/A | N/A | N/A | N/A | N/A | N/A | N/A | Single | R32 | Australia,Fiji,New Zealand | 134640 | 2026-01-27 |  | Approved | Reverse Cycle | N/A | Yes | Class 9 | Yes | N/A | N/A | N/A | N/A | N/A | N/A | N/A | Available | N/A | N/A |  | http://www.iacs.com.au | N/A |  |  | AAC5730 | Yes | Variable output compressor | Inverter | No | - | 5000 | 1.24 | - | 505 | 2700 | Yes | 470 | 2530 | - | 1133.36 | 5385 | No | 461.57 | 2907.9 | - | 360 | 2625 | 6000 | 1.45 | 470 | 2750 | Yes | 275 | 1450 | Yes | 1430 | 4360 | No | - | - | No | - | - | - | - | - | No | - | - | No | - | - | No | - | - | 63 | 65 | 5.818 | 5.586 | 5.788 | 8.15 | 7.179 | 6.379 | 239 | 375 | 1130 | 447 | 598 | 1470 | 4 | 4 | 4 | 3.633 | 4.437 | 5.416 | 3.984 | 4.805 | 5.371 | 2159 | 737 | 95 | 666 | 315 | 61 | 2 | 2.5 | 3.5 | No | - | - | - | - | N/A | N/A | N/A | 1 | 4.0213 | 4.1283
[SEER Non Multi-Split <=65kW] GEMS (Air Conditioners up to 65kW) Determination 2019 | MEPS 2019 | AS/NZS 3823.1.1:2012 | C-WMV-71HRFN8-QD5GW |  | N/A | MDV | N/A | Non Ducted | Single Split System | Wall Hung | Air | Air | China | 2.02 | N/A | 7.1 | N/A | N/A | N/A | N/A | N/A | 2.27 | 8 | Calorimeter Room | 3.5678 | 3.7941 | N/A | - | N/A | N/A | N/A | N/A | N/A | N/A | N/A | N/A | N/A | N/A | N/A | N/A | N/A | N/A | N/A | N/A | N/A | Single | R32 | Australia,Fiji,New Zealand | 134641 | 2026-03-22 |  | Approved | Reverse Cycle | N/A | Yes | Class 9 | Yes | N/A | N/A | N/A | N/A | N/A | N/A | N/A | Available | N/A | N/A |  | http://www.iacs.com.au | N/A |  |  | AAC5850 | Yes | Variable output compressor | Inverter | No | - | 7100 | 2.02 | - | 810 | 3900 | Yes | 715 | 3450 | - | 1846.28 | 7646.7 | Yes | 645 | 3900 | - | 520 | 3300 | 8000 | 2.27 | 790 | 4200 | Yes | 450 | 2500 | Yes | 2550 | 6100 | No | - | - | No | - | - | - | - | - | - | - | - | No | - | - | No | - | - | 65 | 66 | 5.329 | 5.051 | 5.267 | 7.76 | 6.592 | 5.891 | 372 | 591 | 1764 | 667 | 926 | 2261 | 3.5 | 3.5 | 3.5 | 3.338 | 4.11 | 5.28 | 3.754 | 4.634 | 5.317 | 3132 | 1060 | 130 | 942 | 434 | 81 | 1.5 | 2.5 | 3.5 | No | - | - | - | - | N/A | N/A | N/A | 1 | 3.509 | 3.519
[SEER Non Multi-Split <=65kW] GEMS (Air Conditioners up to 65kW) Determination 2019 | MEPS 2019 | AS/NZS 3823.1.1:2012 | C-WMV-90HRFN8-QC5GW |  | N/A | MDV | N/A | Non Ducted | Single Split System | Wall Hung | Air | Air | China | 2.57 | N/A | 9 | N/A | N/A | N/A | N/A | N/A | 2.855 | 10 | Calorimeter Room | 3.8343 | 3.7949 | N/A | - | N/A | N/A | N/A | N/A | N/A | N/A | N/A | N/A | N/A | N/A | N/A | N/A | N/A | N/A | N/A | N/A | N/A | Single | R32 | Australia,Fiji,New Zealand | 135058 | 2026-01-27 |  | Approved | Reverse Cycle | N/A | Yes | Class 9 | Yes | N/A | N/A | N/A | N/A | N/A | N/A | N/A | Available | N/A | N/A |  | http://www.iacs.com.au | N/A |  |  | AAC5731 | Yes | Variable output compressor | Inverter | No | - | 9000 | 2.57 | - | 940 | 4700 | Yes | 820 | 4110 | - | 2348.98 | 9693 | No | 859.16 | 5061.9 | - | 515 | 3600 | 10000 | 2.855 | 890 | 4800 | Yes | 500 | 2500 | Yes | 3275 | 8250 | No | - | - | No | - | - | - | - | - | No | - | - | No | - | - | No | - | - | 63 | 66 | 5.505 | 5.246 | 5.358 | 10.681 | 7.763 | 6.152 | 457 | 722 | 2199 | 614 | 997 | 2744 | 4 | 3.5 | 3.5 | 3.497 | 4.17 | 5.034 | 3.927 | 4.511 | 5.022 | 3737 | 1305 | 169 | 1125 | 557 | 107 | 1.5 | 2.5 | 3.5 | No | - | - | - | - | N/A | N/A | N/A | 1 | 3.4973 | 3.4985
[SEER Multi-Split <=65kW] GEMS (Air Conditioners up to 65kW) Determination 2019 | MEPS 2019 | AS/NZS 3823.1.4:2012 | MDV-V100W/DN1(C) |  | N/A | MDV | N/A | Non Ducted | vrf | N/A | Air | Air | China | 2.88 | N/A | 10 | N/A | N/A | N/A | N/A | N/A | 3.31 | 12 | Enthalpy Test Room | 3.3564 | 3.5434 | N/A | - | N/A | N/A | N/A | N/A | N/A | N/A | N/A | N/A | N/A | N/A | N/A | N/A | N/A | N/A | N/A | N/A | N/A | Single | R410A | Australia,Fiji,New Zealand | 133160 | 2025-10-09 |  | Approved | Reverse Cycle | N/A | No | Class 20 | No | N/A | N/A | N/A | N/A | N/A | N/A | N/A | Available | N/A | N/A |  |  | N/A |  |  | AAC5390 | Yes | Variable output compressor | Inverter | No | - | 10000 | 2.88 | - | 1150 | 5000 | No | - | - | - | 2632.32 | 10770 | No | 1051.1 | 5385 | No | - | - | 12000 | 3.31 | 1280 | 6000 | No | - | - | Yes | 3330 | 8900 | No | - | - | No | - | - | - | - | - | No | - | - | No | - | - | No | - | - | N/A | 68 | 3.988 | 3.941 | 4.386 | 4.946 | 4.686 | 4.707 | 668 | 1029 | 2948 | 1446 | 1806 | 3956 | 2 | 2 | 2.5 | 3.17 | 3.725 | 4.305 | 3.38 | 3.966 | 4.306 | 4978 | 1792 | 274 | 1598 | 791 | 179 | 1.5 | 2 | 2.5 | N/A | N/A | N/A | N/A | N/A | N/A | N/A | N/A | 16 | 3.4082 | 3.5671
[SEER Multi-Split <=65kW] GEMS (Air Conditioners up to 65kW) Determination 2019 | MEPS 2019 | AS/NZS 3823.1.4:2012 | MDV-V120W/DN1(C) |  | N/A | MDV | N/A | Non Ducted | vrf | N/A | Air | Air | China | 3.75 | N/A | 12 | N/A | N/A | N/A | N/A | N/A | 3.86 | 14 | Enthalpy Test Room | 3.1619 | 3.4695 | N/A | - | N/A | N/A | N/A | N/A | N/A | N/A | N/A | N/A | N/A | N/A | N/A | N/A | N/A | N/A | N/A | N/A | N/A | Single | R410A | Australia,Fiji,New Zealand | 133163 | 2025-10-09 |  | Approved | Reverse Cycle | N/A | No | Class 20 | No | N/A | N/A | N/A | N/A | N/A | N/A | N/A | Available | N/A | N/A |  |  | N/A |  |  | AAC5386 | Yes | Variable output compressor | Inverter | No | - | 12000 | 3.75 | - | 1500 | 6000 | No | - | - | - | 3427.5 | 12924 | No | 1371 | 6462 | No | - | - | 14000 | 3.86 | 1620 | 7000 | No | - | - | Yes | 3850 | 10080 | No | - | - | No | - | - | - | - | - | No | - | - | No | - | - | No | - | - | N/A | 70 | 3.93 | 3.826 | 4.11 | 4.689 | 4.417 | 4.379 | 835 | 1298 | 3802 | 1852 | 2320 | 5124 | 2 | 2 | 2.5 | 3.009 | 3.508 | 3.982 | 3.184 | 3.566 | 3.974 | 6097 | 2194 | 320 | 1959 | 1003 | 205 | 1.5 | 2 | 2 | N/A | N/A | N/A | N/A | N/A | N/A | N/A | N/A | 10 | 3.1714 | 3.5955
[SEER Multi-Split <=65kW] GEMS (Air Conditioners up to 65kW) Determination 2019 | MEPS 2019 | AS/NZS 3823.1.4:2012 | MDV-V140W/DN1(C) |  | N/A | MDV | N/A | Non Ducted | vrf | N/A | Air | Air | China | 4.35 | N/A | 14 | N/A | N/A | N/A | N/A | N/A | 4.27 | 16 | Enthalpy Test Room | 3.1857 | 3.6387 | N/A | - | N/A | N/A | N/A | N/A | N/A | N/A | N/A | N/A | N/A | N/A | N/A | N/A | N/A | N/A | N/A | N/A | N/A | Single | R410A | Australia,Fiji,New Zealand | 133171 | 2025-10-09 |  | Approved | Reverse Cycle | N/A | No | Class 20 | No | N/A | N/A | N/A | N/A | N/A | N/A | N/A | Available | N/A | N/A |  |  | N/A |  |  | AAC5387 | Yes | Variable output compressor | Inverter | No | - | 14000 | 4.35 | - | 1700 | 7000 | No | - | - | - | 3975.9 | 15078 | No | 1553.8 | 7539 | No | - | - | 16000 | 4.27 | 2120 | 8000 | No | - | - | Yes | 4970 | 13000 | No | - | - | No | - | - | - | - | - | No | - | - | No | - | - | No | - | - | N/A | 71 | 3.873 | 3.793 | 4.153 | 4.732 | 4.465 | 4.447 | 975 | 1511 | 4373 | 2127 | 2664 | 5874 | 2 | 2 | 2.5 | 3.014 | 3.349 | 3.502 | 3.116 | 3.372 | 3.481 | 6971 | 2642 | 428 | 2301 | 1225 | 278 | 1.5 | 1.5 | 2 | N/A | N/A | N/A | N/A | N/A | N/A | N/A | N/A | 18 | 3.174 | 3.6944
[SEER Multi-Split <=65kW] GEMS (Air Conditioners up to 65kW) Determination 2019 | MEPS 2019 | AS/NZS 3823.1.4:2012 | MDV-V160W/DN1(C) |  | N/A | MDV | N/A | Non Ducted | vrf | N/A | Air | Air | China | 4.67 | N/A | 15.5 | N/A | N/A | N/A | N/A | N/A | 4.78 | 18 | Enthalpy Test Room | 3.2209 | 3.6457 | N/A | - | N/A | N/A | N/A | N/A | N/A | N/A | N/A | N/A | N/A | N/A | N/A | N/A | N/A | N/A | N/A | N/A | N/A | Single | R410A | Australia,Fiji,New Zealand | 133173 | 2025-10-09 |  | Approved | Reverse Cycle | N/A | No | Class 20 | No | N/A | N/A | N/A | N/A | N/A | N/A | N/A | Available | N/A | N/A |  |  | N/A |  |  | AAC5388 | Yes | Variable output compressor | Inverter | No | - | 15500 | 4.67 | - | 1940 | 7750 | No | - | - | - | 4268.38 | 16693.5 | No | 1773.16 | 8346.75 | No | - | - | 18000 | 4.78 | 2260 | 9000 | No | - | - | Yes | 4830 | 13600 | No | - | - | No | - | - | - | - | - | No | - | - | No | - | - | No | - | - | N/A | 71 | 3.886 | 3.814 | 4.144 | 4.67 | 4.417 | 4.415 | 1082 | 1671 | 4859 | 2393 | 2988 | 6556 | 2 | 2 | 2.5 | 3.027 | 3.42 | 3.688 | 3.106 | 3.507 | 3.67 | 7802 | 2903 | 452 | 2590 | 1320 | 292 | 1.5 | 1.5 | 2 | N/A | N/A | N/A | N/A | N/A | N/A | N/A | N/A | 17 | 3.2787 | 3.721
[SEER Multi-Split <=65kW] GEMS (Air Conditioners up to 65kW) Determination 2019 | N/A | AS/NZS 3823.1.4:2012 | MDV-V180W/DRN1-AU/MI-18T2/DHN1-DA5-AU |  | N/A | MDV | 1.05 | Ducted | Multiple split - VRF | N/A | Air | Air | China | 5.15 | 16.95 | 18 | N/A | 0 | 0 | 0 | N/A | 5.1 | 18 | Enthalpy Test Room | 3.4255 | 3.5021 | Yes | 0 | N/A | 38.2 | 37.8 | 0 | 0 | N/A | N/A | N/A | 3.3417 | 3.4178 | N/A | N/A | N/A | N/A | N/A | N/A | Enthalpy Test Room | Three | R410A | Australia,Fiji,New Zealand | 127373 | 2025-03-20 |  | Approved | Reverse Cycle | N/A | No | Class 20 | No | N/A | No | - | - | - | - | 3.4255 | Available | N/A | N/A |  |  | Yes |  |  | AAC4662 | N/A | Variable output compressor | Inverter | N/A | N/A | N/A | 5.15 | N/A | N/A | N/A | N/A | N/A | N/A | N/A | N/A | N/A | N/A | N/A | N/A | N/A | N/A | N/A | N/A | 5.1 | N/A | N/A | N/A | N/A | N/A | N/A | N/A | N/A | N/A | N/A | N/A | N/A | N/A | N/A | N/A | N/A | N/A | N/A | N/A | N/A | N/A | N/A | N/A | N/A | N/A | N/A | N/A | N/A | N/A | N/A | N/A | N/A | N/A | N/A | N/A | N/A | N/A | N/A | N/A | N/A | N/A | N/A | N/A | N/A | N/A | N/A | N/A | N/A | N/A | N/A | N/A | N/A | N/A | N/A | N/A | N/A | N/A | N/A | N/A | N/A | N/A | N/A | N/A | N/A | N/A | N/A | N/A | 3.4097 | 3.4432
[SEER Multi-Split <=65kW] GEMS (Air Conditioners up to 65kW) Determination 2019 | N/A | AS/NZS 3823.1.4:2012 | MDV-V200W/DRN1-AU / MI-18T2/DHN1-DA5-AU |  | N/A | MDV | 1.25 | Ducted | Multiple split - VRF | N/A | Air | Air | China | 5.95 | 18.75 | 20 | N/A | 0 | 0 | 0 | N/A | 5.9 | 20 | Enthalpy Test Room | 3.3283 | 3.3617 | Yes | 0 | N/A | 37.2 | 36.8 | 0 | 0 | N/A | N/A | N/A | 3.2582 | 3.2928 | N/A | N/A | N/A | N/A | N/A | N/A | Enthalpy Test Room | Three | R410A | Australia,Fiji,New Zealand | 127573 | 2025-03-20 |  | Approved | Reverse Cycle | N/A | No | Class 20 | No | N/A | No | - | - | - | - | 3.3283 | Available | N/A | N/A |  |  | Yes |  |  | AAC4665 | N/A | Variable output compressor | Inverter | N/A | N/A | N/A | 5.95 | N/A | N/A | N/A | N/A | N/A | N/A | N/A | N/A | N/A | N/A | N/A | N/A | N/A | N/A | N/A | N/A | 5.9 | N/A | N/A | N/A | N/A | N/A | N/A | N/A | N/A | N/A | N/A | N/A | N/A | N/A | N/A | N/A | N/A | N/A | N/A | N/A | N/A | N/A | N/A | N/A | N/A | N/A | N/A | N/A | N/A | N/A | N/A | N/A | N/A | N/A | N/A | N/A | N/A | N/A | N/A | N/A | N/A | N/A | N/A | N/A | N/A | N/A | N/A | N/A | N/A | N/A | N/A | N/A | N/A | N/A | N/A | N/A | N/A | N/A | N/A | N/A | N/A | N/A | N/A | N/A | N/A | N/A | N/A | N/A | 3.2918 | 3.3198
[SEER Multi-Split <=65kW] GEMS (Air Conditioners up to 65kW) Determination 2019 | N/A | AS/NZS 3823.1.4:2012 | MDV-V224W/DRN1-AU/MI-18T2/DHN1-DA5-AU |  | N/A | MDV | 2.05 | Ducted | Multiple split - VRF | N/A | Air | Air | China | 6.15 | 20.35 | 22.4 | N/A | 0 | 0 | 0 | N/A | 5.95 | 22.4 | Enthalpy Test Room | 3.684 | 3.7702 | Yes | 0 | N/A | 38.2 | 37.8 | 0 | 0 | N/A | N/A | N/A | 3.6085 | 3.691 | N/A | N/A | N/A | N/A | N/A | N/A | Enthalpy Test Room | Three | R410A | Australia,Fiji,New Zealand | 127575 | 2025-03-20 |  | Approved | Reverse Cycle | N/A | No | Class 20 | No | N/A | No | - | - | - | - | 3.684 | Available | N/A | N/A |  |  | Yes |  |  | AAC4667 | N/A | Variable output compressor | Inverter | N/A | N/A | N/A | 6.15 | N/A | N/A | N/A | N/A | N/A | N/A | N/A | N/A | N/A | N/A | N/A | N/A | N/A | N/A | N/A | N/A | 5.95 | N/A | N/A | N/A | N/A | N/A | N/A | N/A | N/A | N/A | N/A | N/A | N/A | N/A | N/A | N/A | N/A | N/A | N/A | N/A | N/A | N/A | N/A | N/A | N/A | N/A | N/A | N/A | N/A | N/A | N/A | N/A | N/A | N/A | N/A | N/A | N/A | N/A | N/A | N/A | N/A | N/A | N/A | N/A | N/A | N/A | N/A | N/A | N/A | N/A | N/A | N/A | N/A | N/A | N/A | N/A | N/A | N/A | N/A | N/A | N/A | N/A | N/A | N/A | N/A | N/A | N/A | N/A | 3.5674 | 3.6856
[SEER Multi-Split <=65kW] GEMS (Air Conditioners up to 65kW) Determination 2019 | N/A | AS/NZS 3823.1.4:2012 | MDV-V240W/DRN1-AU / MI-18T2/DHN1-DA5-AU |  | N/A | MDV | 1.8 | Ducted | Multiple split - VRF | N/A | Air | Air | China | 6.7 | 21.7 | 23.5 | N/A | 0 | 0 | 0 | N/A | 7.15 | 25 | Enthalpy Test Room | 3.4693 | 3.4696 | Yes | 0 | N/A | 38.2 | 37.8 | 0 | 0 | N/A | N/A | N/A | 3.4042 | 3.4092 | N/A | N/A | N/A | N/A | N/A | N/A | Enthalpy Test Room | Three | R410A | Australia,Fiji,New Zealand | 127576 | 2025-03-24 |  | Approved | Reverse Cycle | N/A | No | Class 20 | No | N/A | No | - | - | - | - | 3.4693 | Available | N/A | N/A |  |  | Yes |  |  | AAC4685 | N/A | Variable output compressor | Inverter | N/A | N/A | N/A | 6.7 | N/A | N/A | N/A | N/A | N/A | N/A | N/A | N/A | N/A | N/A | N/A | N/A | N/A | N/A | N/A | N/A | 7.15 | N/A | N/A | N/A | N/A | N/A | N/A | N/A | N/A | N/A | N/A | N/A | N/A | N/A | N/A | N/A | N/A | N/A | N/A | N/A | N/A | N/A | N/A | N/A | N/A | N/A | N/A | N/A | N/A | N/A | N/A | N/A | N/A | N/A | N/A | N/A | N/A | N/A | N/A | N/A | N/A | N/A | N/A | N/A | N/A | N/A | N/A | N/A | N/A | N/A | N/A | N/A | N/A | N/A | N/A | N/A | N/A | N/A | N/A | N/A | N/A | N/A | N/A | N/A | N/A | N/A | N/A | N/A | 3.4411 | 3.4351
[SEER Multi-Split <=65kW] GEMS (Air Conditioners up to 65kW) Determination 2019 | MEPS 2019 | AS/NZS 3823.1.4:2012 | MDV-V28W/DHN1(At) |  | N/A | MDV | N/A | Non Ducted | vrf | N/A | Air | Air | China | 2.4 | N/A | 8 | N/A | N/A | N/A | N/A | N/A | 2.55 | 9 | Enthalpy Test Room | 3.2785 | 3.4284 | N/A | - | N/A | N/A | N/A | N/A | N/A | N/A | N/A | N/A | N/A | N/A | N/A | N/A | N/A | N/A | N/A | N/A | N/A | Single | R410A | Australia,Fiji,New Zealand | 134945 | 2026-01-04 |  | Approved | Reverse Cycle | N/A | No | Class 19 | No | N/A | N/A | N/A | N/A | N/A | N/A | N/A | Available | N/A | N/A |  |  | N/A |  |  | AAC5619 | Yes | Variable output compressor | Inverter | No | - | 8000 | 2.4 | - | 1020 | 4000 | No | - | - | - | 2193.6 | 8616 | No | 932.28 | 4308 | No | - | - | 9000 | 2.55 | 1130 | 4500 | No | - | - | Yes | 2620 | 6600 | No | - | - | No | - | - | - | - | - | No | - | - | No | - | - | No | - | - | N/A | 65 | 3.764 | 3.719 | 4.084 | 4.563 | 4.328 | 4.354 | 572 | 879 | 2540 | 1260 | 1570 | 3427 | 2 | 2 | 2.5 | 2.883 | 3.31 | 3.678 | 3.012 | 3.451 | 3.666 | 4100 | 1506 | 233 | 1340 | 676 | 151 | 1 | 1.5 | 2 | N/A | N/A | N/A | N/A | N/A | N/A | N/A | N/A | 11 | 3.2825 | 3.4787
[SEER Multi-Split <=65kW] GEMS (Air Conditioners up to 65kW) Determination 2019 | MEPS 2019 | AS/NZS 3823.1.4:2012 | MDV-V36W/DHN1(At) |  | N/A | MDV | N/A | Non Ducted | vrf | N/A | Air | Air | China | 2.88 | N/A | 10 | N/A | N/A | N/A | N/A | N/A | 3.31 | 12 | Enthalpy Test Room | 3.3564 | 3.5434 | N/A | - | N/A | N/A | N/A | N/A | N/A | N/A | N/A | N/A | N/A | N/A | N/A | N/A | N/A | N/A | N/A | N/A | N/A | Single | R410A | Australia,Fiji,New Zealand | 134946 | 2026-01-05 |  | Approved | Reverse Cycle | N/A | No | Class 20 | No | N/A | N/A | N/A | N/A | N/A | N/A | N/A | Available | N/A | N/A |  |  | N/A |  |  | AAC5622 | Yes | Variable output compressor | Inverter | No | - | 10000 | 2.88 | - | 1150 | 5000 | No | - | - | - | 2632.32 | 10770 | No | 1051.1 | 5385 | No | - | - | 12000 | 3.31 | 1280 | 6000 | No | - | - | Yes | 3330 | 8900 | No | - | - | No | - | - | - | - | - | No | - | - | No | - | - | No | - | - | N/A | 68 | 3.988 | 3.941 | 4.386 | 4.946 | 4.686 | 4.707 | 668 | 1029 | 2948 | 1446 | 1806 | 3956 | 2 | 2 | 2.5 | 3.17 | 3.725 | 4.305 | 3.38 | 3.966 | 4.306 | 4978 | 1792 | 274 | 1598 | 791 | 179 | 1.5 | 2 | 2.5 | N/A | N/A | N/A | N/A | N/A | N/A | N/A | N/A | 16 | 3.4082 | 3.5671
[SEER Multi-Split <=65kW] GEMS (Air Conditioners up to 65kW) Determination 2019 | MEPS 2019 | AS/NZS 3823.1.4:2012 | MDV-V42W/DHN1(At) |  | N/A | MDV | N/A | Non Ducted | vrf | N/A | Air | Air | China | 3.75 | N/A | 12 | N/A | N/A | N/A | N/A | N/A | 3.86 | 14 | Enthalpy Test Room | 3.1619 | 3.4695 | N/A | - | N/A | N/A | N/A | N/A | N/A | N/A | N/A | N/A | N/A | N/A | N/A | N/A | N/A | N/A | N/A | N/A | N/A | Single | R410A | Australia,Fiji,New Zealand | 134948 | 2026-01-05 |  | Approved | Reverse Cycle | N/A | No | Class 20 | No | N/A | N/A | N/A | N/A | N/A | N/A | N/A | Available | N/A | N/A |  |  | N/A |  |  | AAC5623 | Yes | Variable output compressor | Inverter | No | - | 12000 | 3.75 | - | 1500 | 6000 | No | - | - | - | 3427.5 | 12924 | No | 1371 | 6462 | No | - | - | 14000 | 3.86 | 1620 | 7000 | No | - | - | Yes | 3850 | 10080 | No | - | - | No | - | - | - | - | - | No | - | - | No | - | - | No | - | - | N/A | 70 | 3.93 | 3.826 | 4.11 | 4.689 | 4.417 | 4.379 | 835 | 1298 | 3802 | 1852 | 2320 | 5124 | 2 | 2 | 2.5 | 3.009 | 3.508 | 3.982 | 3.184 | 3.566 | 3.974 | 6097 | 2194 | 320 | 1959 | 1003 | 205 | 1.5 | 2 | 2 | N/A | N/A | N/A | N/A | N/A | N/A | N/A | N/A | 10 | 3.1714 | 3.5955
[SEER Multi-Split <=65kW] GEMS (Air Conditioners up to 65kW) Determination 2019 | MEPS 2019 | AS/NZS 3823.1.4:2012 | MDV-V48W/DHN1(At) |  | N/A | MDV | N/A | Non Ducted | vrf | N/A | Air | Air | China | 4.35 | N/A | 14 | N/A | N/A | N/A | N/A | N/A | 4.27 | 16 | Enthalpy Test Room | 3.1857 | 3.6387 | N/A | - | N/A | N/A | N/A | N/A | N/A | N/A | N/A | N/A | N/A | N/A | N/A | N/A | N/A | N/A | N/A | N/A | N/A | Single | R410A | Australia,Fiji,New Zealand | 134950 | 2026-01-05 |  | Approved | Reverse Cycle | N/A | No | Class 20 | No | N/A | N/A | N/A | N/A | N/A | N/A | N/A | Available | N/A | N/A |  |  | N/A |  |  | AAC5624 | Yes | Variable output compressor | Inverter | No | - | 14000 | 4.35 | - | 1700 | 7000 | No | - | - | - | 3975.9 | 15078 | No | 1553.8 | 7539 | No | - | - | 16000 | 4.27 | 2120 | 8000 | No | - | - | Yes | 4970 | 13000 | No | - | - | No | - | - | - | - | - | No | - | - | No | - | - | No | - | - | N/A | 71 | 3.873 | 3.793 | 4.153 | 4.732 | 4.465 | 4.447 | 975 | 1511 | 4373 | 2127 | 2664 | 5874 | 2 | 2 | 2.5 | 3.014 | 3.349 | 3.502 | 3.116 | 3.372 | 3.481 | 6971 | 2642 | 428 | 2301 | 1225 | 278 | 1.5 | 1.5 | 2 | N/A | N/A | N/A | N/A | N/A | N/A | N/A | N/A | 18 | 3.174 | 3.6944
[SEER Multi-Split <=65kW] GEMS (Air Conditioners up to 65kW) Determination 2019 | MEPS 2019 | AS/NZS 3823.1.4:2012 | MDV-V56W/DHN1(At) |  | N/A | MDV | N/A | Non Ducted | vrf | N/A | Air | Air | China | 4.67 | N/A | 15.5 | N/A | N/A | N/A | N/A | N/A | 4.78 | 18 | Enthalpy Test Room | 3.2209 | 3.6457 | N/A | - | N/A | N/A | N/A | N/A | N/A | N/A | N/A | N/A | N/A | N/A | N/A | N/A | N/A | N/A | N/A | N/A | N/A | Single | R410A | Australia,Fiji,New Zealand | 134951 | 2026-01-06 |  | Approved | Reverse Cycle | N/A | No | Class 20 | No | N/A | N/A | N/A | N/A | N/A | N/A | N/A | Available | N/A | N/A |  |  | N/A |  |  | AAC5625 | Yes | Variable output compressor | Inverter | No | - | 15500 | 4.67 | - | 1940 | 7750 | No | - | - | - | 4268.38 | 16693.5 | No | 1773.16 | 8346.75 | No | - | - | 18000 | 4.78 | 2260 | 9000 | No | - | - | Yes | 4830 | 13600 | No | - | - | No | - | - | - | - | - | No | - | - | No | - | - | No | - | - | N/A | 71 | 3.886 | 3.814 | 4.144 | 4.67 | 4.417 | 4.415 | 1082 | 1671 | 4859 | 2393 | 2988 | 6556 | 2 | 2 | 2.5 | 3.027 | 3.42 | 3.688 | 3.106 | 3.507 | 3.67 | 7802 | 2903 | 452 | 2590 | 1320 | 292 | 1.5 | 1.5 | 2 | N/A | N/A | N/A | N/A | N/A | N/A | N/A | N/A | 17 | 3.2787 | 3.721
[SEER Multi-Split <=65kW] GEMS (Air Conditioners up to 65kW) Determination 2019 | MEPS 2019 | AS/NZS 3823.1.4:2012 | MDV-V80W/DN1(C) |  | N/A | MDV | N/A | Non Ducted | vrf | N/A | Air | Air | China | 2.4 | N/A | 8 | N/A | N/A | N/A | N/A | N/A | 2.55 | 9 | Enthalpy Test Room | 3.2785 | 3.4284 | N/A | - | N/A | N/A | N/A | N/A | N/A | N/A | N/A | N/A | N/A | N/A | N/A | N/A | N/A | N/A | N/A | N/A | N/A | Single | R410A | Australia,Fiji,New Zealand | 133158 | 2025-10-09 |  | Approved | Reverse Cycle | N/A | No | Class 19 | No | N/A | N/A | N/A | N/A | N/A | N/A | N/A | Available | N/A | N/A |  |  | N/A |  |  | AAC5389 | Yes | Variable output compressor | Inverter | No | - | 8000 | 2.4 | - | 1020 | 4000 | No | - | - | - | 2193.6 | 8616 | No | 932.28 | 4308 | No | - | - | 9000 | 2.55 | 1130 | 4500 | No | - | - | Yes | 2620 | 6600 | No | - | - | No | - | - | - | - | - | No | - | - | No | - | - | No | - | - | N/A | 65 | 3.764 | 3.719 | 4.084 | 4.563 | 4.328 | 4.354 | 572 | 879 | 2540 | 1260 | 1570 | 3427 | 2 | 2 | 2.5 | 2.883 | 3.31 | 3.678 | 3.012 | 3.451 | 3.666 | 4100 | 1506 | 233 | 1340 | 676 | 151 | 1 | 1.5 | 2 | N/A | N/A | N/A | N/A | N/A | N/A | N/A | N/A | 11 | 3.2825 | 3.4787
[SEER Multi-Split <=65kW] GEMS (Air Conditioners up to 65kW) Determination 2019 | MEPS 2019 | AS/NZS 3823.1.4:2012 | MV6-252WV2GN1 |  | N/A | MDV | N/A | Non Ducted | vrf | N/A | Air | Air | China | 6.12 | N/A | 25.2 | N/A | N/A | N/A | N/A | N/A | 5.85 | 25.2 | Enthalpy Test Room | 3.9698 | 4.236 | N/A | - | N/A | N/A | N/A | N/A | N/A | N/A | N/A | N/A | N/A | N/A | N/A | N/A | N/A | N/A | N/A | N/A | N/A | Three | R410A | Australia,Fiji,New Zealand | 130314 | 2025-07-01 |  | Approved | Reverse Cycle | N/A | Yes | Class 20 | Yes | N/A | N/A | N/A | N/A | N/A | N/A | N/A | Available | N/A | N/A |  |  | N/A |  |  | AAC4957 | Yes | Variable output compressor | Inverter | No | - | 25200 | 6.12 | - | 2570 | 12600 | No | - | - | - | 5593.68 | 27140.4 | No | 2348.98 | 13570.2 | No | - | - | 25200 | 5.85 | 2460 | 12600 | No | - | - | Yes | 7320 | 18200 | No | - | - | No | - | - | - | - | - | No | - | - | No | - | - | No | - | - | N/A | 81 | 3.694 | 3.822 | 4.748 | 5.096 | 4.93 | 5.2 | 1691 | 2517 | 6704 | 3408 | 4194 | 8893 | 2 | 2 | 3 | 3.266 | 3.99 | 4.72 | 3.566 | 4.108 | 4.711 | 10299 | 3697 | 700 | 3325 | 1746 | 486 | 1.5 | 2 | 3 | N/A | N/A | N/A | N/A | N/A | N/A | N/A | N/A | 101 | 3.9001 | 4.0702
[SEER Multi-Split <=65kW] GEMS (Air Conditioners up to 65kW) Determination 2019 | N/A | AS/NZS 3823.1.4:2012 | MV6-252WV2GN1-AU/MI2-50Q4DHN1(E)-AU |  | N/A | MDV | 0.89 | Non Ducted | Multiple split - VRF | N/A | Air | Air | China | 6.1 | 24.31 | 25.2 | N/A | 0 | 0 | 0 | N/A | 6.35 | 27 | Enthalpy Test Room | 3.9358 | 4.114 | Yes | 0 | N/A | 68.9 | 65.3 | 0 | 0 | N/A | N/A | N/A | 3.7922 | 3.9738 | N/A | N/A | N/A | N/A | N/A | N/A | None | Three | R410A | Australia,Fiji,New Zealand | 127837 | 2025-03-26 |  | Approved | Reverse Cycle | N/A | Yes | Class 20 | Yes | N/A | - | Yes | No | No | - | 3.9358 | Available | N/A | N/A |  |  | Yes |  |  | AAC4734 | N/A | Variable output compressor | Inverter | N/A | N/A | N/A | 6.1 | N/A | N/A | N/A | N/A | N/A | N/A | N/A | N/A | N/A | N/A | N/A | N/A | N/A | N/A | N/A | N/A | 6.35 | N/A | N/A | N/A | N/A | N/A | N/A | N/A | N/A | N/A | N/A | N/A | N/A | N/A | N/A | N/A | N/A | N/A | N/A | N/A | N/A | N/A | N/A | N/A | N/A | N/A | N/A | N/A | N/A | N/A | N/A | N/A | N/A | N/A | N/A | N/A | N/A | N/A | N/A | N/A | N/A | N/A | N/A | N/A | N/A | N/A | N/A | N/A | N/A | N/A | N/A | N/A | N/A | N/A | N/A | N/A | N/A | N/A | N/A | N/A | N/A | N/A | N/A | N/A | N/A | N/A | N/A | N/A | 3.9792 | 4.1091
[SEER Multi-Split <=65kW] GEMS (Air Conditioners up to 65kW) Determination 2019 | MEPS 2019 | AS/NZS 3823.1.4:2012 | MV6-280WV2GN1 |  | N/A | MDV | N/A | Non Ducted | vrf | N/A | Air | Air | China | 7.6 | N/A | 28 | N/A | N/A | N/A | N/A | N/A | 6.65 | 28 | Enthalpy Test Room | 3.5915 | 4.1129 | N/A | - | N/A | N/A | N/A | N/A | N/A | N/A | N/A | N/A | N/A | N/A | N/A | N/A | N/A | N/A | N/A | N/A | N/A | Three | R410A | Australia,Fiji,New Zealand | 130315 | 2025-07-01 |  | Approved | Reverse Cycle | N/A | Yes | Class 20 | Yes | N/A | N/A | N/A | N/A | N/A | N/A | N/A | Available | N/A | N/A |  |  | N/A |  |  | AAC4962 | Yes | Variable output compressor | Inverter | No | - | 28000 | 7.6 | - | 2870 | 14000 | No | - | - | - | 6946.4 | 30156 | No | 2623.18 | 15078 | No | - | - | 28000 | 6.65 | 2880 | 14000 | No | - | - | Yes | 7900 | 19200 | No | - | - | No | - | - | - | - | - | No | - | - | No | - | - | No | - | - | N/A | 83 | 3.706 | 3.774 | 4.587 | 5.07 | 4.861 | 5.03 | 1897 | 2865 | 7747 | 3830 | 4753 | 10246 | 2 | 2 | 3 | 2.857 | 3.448 | 4.485 | 3.191 | 3.898 | 4.474 | 13024 | 4678 | 776 | 4078 | 2008 | 534 | 1 | 1.5 | 2.5 | N/A | N/A | N/A | N/A | N/A | N/A | N/A | N/A | 101 | 3.5258 | 4.0049
[SEER Multi-Split <=65kW] GEMS (Air Conditioners up to 65kW) Determination 2019 | N/A | AS/NZS 3823.1.4:2012 | MV6-280WV2GN1-AU/MI2-56Q4DHN1(E)-AU |  | N/A | MDV | 1.05 | Non Ducted | Multiple split - VRF | N/A | Air | Air | China | 7.45 | 26.95 | 28 | N/A | 0 | 0 | 0 | N/A | 8 | 31.5 | Enthalpy Test Room | 3.6244 | 3.702 | Yes | 0 | N/A | 68.9 | 65.3 | 0 | 0 | N/A | N/A | N/A | 3.5136 | 3.604 | N/A | N/A | N/A | N/A | N/A | N/A | None | Three | R410A | Australia,Fiji,New Zealand | 127838 | 2025-03-26 |  | Approved | Reverse Cycle | N/A | Yes | Class 20 | Yes | N/A | - | Yes | No | No | - | 3.6244 | Available | N/A | N/A |  |  | Yes |  |  | AAC4735 | N/A | Variable output compressor | Inverter | N/A | N/A | N/A | 7.45 | N/A | N/A | N/A | N/A | N/A | N/A | N/A | N/A | N/A | N/A | N/A | N/A | N/A | N/A | N/A | N/A | 8 | N/A | N/A | N/A | N/A | N/A | N/A | N/A | N/A | N/A | N/A | N/A | N/A | N/A | N/A | N/A | N/A | N/A | N/A | N/A | N/A | N/A | N/A | N/A | N/A | N/A | N/A | N/A | N/A | N/A | N/A | N/A | N/A | N/A | N/A | N/A | N/A | N/A | N/A | N/A | N/A | N/A | N/A | N/A | N/A | N/A | N/A | N/A | N/A | N/A | N/A | N/A | N/A | N/A | N/A | N/A | N/A | N/A | N/A | N/A | N/A | N/A | N/A | N/A | N/A | N/A | N/A | N/A | 3.6445 | 3.8318
[SEER Multi-Split <=65kW] GEMS (Air Conditioners up to 65kW) Determination 2019 | MEPS 2019 | AS/NZS 3823.1.4:2012 | MV6-335WV2GN1 |  | N/A | MDV | N/A | Non Ducted | vrf | N/A | Air | Air | China | 9.58 | N/A | 33.5 | N/A | N/A | N/A | N/A | N/A | 8.8 | 33.5 | Enthalpy Test Room | 3.3418 | 3.7077 | N/A | - | N/A | N/A | N/A | N/A | N/A | N/A | N/A | N/A | N/A | N/A | N/A | N/A | N/A | N/A | N/A | N/A | N/A | Three | R410A | Australia,Fiji,New Zealand | 130316 | 2025-07-01 |  | Approved | Reverse Cycle | N/A | Yes | Class 20 | Yes | N/A | N/A | N/A | N/A | N/A | N/A | N/A | Available | N/A | N/A |  |  | N/A |  |  | AAC4958 | Yes | Variable output compressor | Inverter | No | No | 33500 | 9.58 | - | 3490 | 16750 | No | - | - | - | 8756.12 | 36079.5 | No | 3189.86 | 18039.75 | No | - | - | 33500 | 8.8 | 3470 | 16750 | No | - | - | Yes | 8900 | 20100 | No | - | - | No | - | - | - | - | - | No | - | - | No | - | - | No | - | - | N/A | - | 3.761 | 3.787 | 4.505 | 5.058 | 4.82 | 4.926 | 2268 | 3457 | 9484 | 4628 | 5770 | 12554 | 2 | 2 | 3 | 2.389 | 2.875 | 4.365 | 2.83 | 3.244 | 4.435 | 18548 | 6606 | 906 | 5436 | 2803 | 610 | 0.5 | 1 | 2.5 | N/A | N/A | N/A | N/A | N/A | N/A | N/A | N/A | 105 | 3.372 | 3.6592
[SEER Multi-Split <=65kW] GEMS (Air Conditioners up to 65kW) Determination 2019 | N/A | AS/NZS 3823.1.4:2012 | MV6-335WV2GN1-AU/MI2-56Q4DHN1(E)-AU |  | N/A | MDV | 1.2 | Non Ducted | Multiple split - VRF | N/A | Air | Air | China | 9.16 | 32.3 | 33.5 | N/A | 0 | 0 | 0 | N/A | 10.17 | 37.5 | Enthalpy Test Room | 3.5877 | 3.457 | Yes | 0 | N/A | 70.9 | 67.3 | 0 | 0 | N/A | N/A | N/A | 3.4946 | 3.3826 | N/A | N/A | N/A | N/A | N/A | N/A | None | Three | R410A | Australia,Fiji,New Zealand | 127839 | 2025-03-26 |  | Approved | Reverse Cycle | N/A | Yes | Class 20 | Yes | N/A | - | Yes | No | No | - | 3.5877 | Available | N/A | N/A |  |  | Yes |  |  | AAC4736 | N/A | Variable output compressor | Inverter | N/A | N/A | N/A | 9.16 | N/A | N/A | N/A | N/A | N/A | N/A | N/A | N/A | N/A | N/A | N/A | N/A | N/A | N/A | N/A | N/A | 10.17 | N/A | N/A | N/A | N/A | N/A | N/A | N/A | N/A | N/A | N/A | N/A | N/A | N/A | N/A | N/A | N/A | N/A | N/A | N/A | N/A | N/A | N/A | N/A | N/A | N/A | N/A | N/A | N/A | N/A | N/A | N/A | N/A | N/A | N/A | N/A | N/A | N/A | N/A | N/A | N/A | N/A | N/A | N/A | N/A | N/A | N/A | N/A | N/A | N/A | N/A | N/A | N/A | N/A | N/A | N/A | N/A | N/A | N/A | N/A | N/A | N/A | N/A | N/A | N/A | N/A | N/A | N/A | 3.564 | 3.6066
[SEER Multi-Split <=65kW] GEMS (Air Conditioners up to 65kW) Determination 2019 | MEPS 2019 | AS/NZS 3823.1.4:2012 | MV6-400WV2GN1 |  | N/A | MDV | N/A | Non Ducted | vrf | N/A | Air | Air | China | 11.25 | N/A | 40 | N/A | N/A | N/A | N/A | N/A | 9.45 | 40 | Enthalpy Test Room | 3.4291 | 4.0649 | N/A | - | N/A | N/A | N/A | N/A | N/A | N/A | N/A | N/A | N/A | N/A | N/A | N/A | N/A | N/A | N/A | N/A | N/A | Three | R410A | Australia,Fiji,New Zealand | 130063 | 2025-06-23 |  | Approved | Reverse Cycle | N/A | Yes | Class 21 | Yes | N/A | N/A | N/A | N/A | N/A | N/A | N/A | Available | N/A | N/A |  |  | N/A |  |  | AAC4945 | Yes | Variable output compressor | Inverter | No | No | 40000 | 11.25 | - | 4230 | 20000 | No | - | - | - | 10282.5 | 43080 | No | 3866.22 | 21540 | No | - | - | 40000 | 9.45 | 4080 | 20000 | No | - | - | Yes | 11115 | 25800 | No | - | - | No | - | - | - | - | - | No | - | - | No | - | - | No | - | - | N/A | - | 3.854 | 3.869 | 4.532 | 5.083 | 4.841 | 4.931 | 2669 | 4075 | 11292 | 5528 | 6891 | 15005 | 2 | 2 | 3 | 2.758 | 3.373 | 4.523 | 3.124 | 3.575 | 4.511 | 19183 | 6731 | 1017 | 5872 | 3029 | 689 | 1 | 1.5 | 3 | N/A | N/A | N/A | N/A | N/A | N/A | N/A | N/A | 110 | 3.4418 | 4.0726
[SEER Multi-Split <=65kW] GEMS (Air Conditioners up to 65kW) Determination 2019 | N/A | AS/NZS 3823.1.4:2012 | MV6-400WV2GN1-AU / MI2-50Q4DHN1(E)-AU |  | N/A | MDV | 8.52 | Non Ducted | Multiple split - VRF | N/A | Air | Air | China | 10.96 | 31.48 | 40 | N/A | 0 | 0 | 0 | N/A | 11.61 | 45 | Enthalpy Test Room | 3.6308 | 3.6291 | Yes | 0 | N/A | 76.9 | 73.3 | 0 | 0 | N/A | N/A | N/A | 3.5437 | 3.5547 | N/A | N/A | N/A | N/A | N/A | N/A | None | Three | R410A | Australia,Fiji,New Zealand | 127851 | 2025-03-27 |  | Approved | Reverse Cycle | N/A | Yes | Class 21 | Yes | N/A | - | Yes | No | No | - | 3.6308 | Available | N/A | N/A |  |  | Yes |  |  | AAC4743 | N/A | Variable output compressor | Inverter | N/A | N/A | N/A | 10.96 | N/A | N/A | N/A | N/A | N/A | N/A | N/A | N/A | N/A | N/A | N/A | N/A | N/A | N/A | N/A | N/A | 11.61 | N/A | N/A | N/A | N/A | N/A | N/A | N/A | N/A | N/A | N/A | N/A | N/A | N/A | N/A | N/A | N/A | N/A | N/A | N/A | N/A | N/A | N/A | N/A | N/A | N/A | N/A | N/A | N/A | N/A | N/A | N/A | N/A | N/A | N/A | N/A | N/A | N/A | N/A | N/A | N/A | N/A | N/A | N/A | N/A | N/A | N/A | N/A | N/A | N/A | N/A | N/A | N/A | N/A | N/A | N/A | N/A | N/A | N/A | N/A | N/A | N/A | N/A | N/A | N/A | N/A | N/A | N/A | 3.5651 | 3.795
[SEER Multi-Split <=65kW] GEMS (Air Conditioners up to 65kW) Determination 2019 | MEPS 2019 | AS/NZS 3823.1.4:2012 | MV6-450WV2GN1 |  | N/A | MDV | N/A | Non Ducted | vrf | N/A | Air | Air | China | 13.8 | N/A | 45 | N/A | N/A | N/A | N/A | N/A | 11.35 | 45 | Enthalpy Test Room | 3.099 | 3.8221 | N/A | - | N/A | N/A | N/A | N/A | N/A | N/A | N/A | N/A | N/A | N/A | N/A | N/A | N/A | N/A | N/A | N/A | N/A | Three | R410A | Australia,Fiji,New Zealand | 130064 | 2025-06-23 |  | Approved | Reverse Cycle | N/A | Yes | Class 21 | Yes | N/A | N/A | N/A | N/A | N/A | N/A | N/A | Available | N/A | N/A |  |  | N/A |  |  | AAC4944 | Yes | Variable output compressor | Inverter | No | No | 45000 | 13.8 | - | 4650 | 22500 | No | - | - | - | 12613.2 | 48465 | No | 4250.1 | 24232.5 | No | - | - | 45000 | 11.35 | 4820 | 22500 | No | - | - | Yes | 11900 | 27000 | No | - | - | No | - | - | - | - | - | No | - | - | No | - | - | No | - | - | N/A | - | 3.917 | 3.87 | 4.473 | 5.164 | 4.871 | 4.884 | 2981 | 4619 | 12911 | 6147 | 7731 | 17074 | 2 | 2 | 2.5 | 2.377 | 2.85 | 4.236 | 2.798 | 3.188 | 4.294 | 24966 | 8867 | 1166 | 7319 | 3762 | 774 | 0.5 | 1 | 2.5 | N/A | N/A | N/A | N/A | N/A | N/A | N/A | N/A | 110 | 3.1753 | 3.839
[SEER Multi-Split <=65kW] GEMS (Air Conditioners up to 65kW) Determination 2019 | N/A | AS/NZS 3823.1.4:2012 | MV6-450WV2GN1-AU / MI2-56Q4DHN1(E)-AU |  | N/A | MDV | 1.29 | Non Ducted | Multiple split - VRF | N/A | Air | Air | China | 13.66 | 43.71 | 45 | N/A | 0 | 0 | 0 | N/A | 13.76 | 50 | Enthalpy Test Room | 3.1353 | 3.5088 | Yes | 0 | N/A | 76.9 | 73.3 | 0 | 0 | N/A | N/A | N/A | 3.0776 | 3.4461 | N/A | N/A | N/A | N/A | N/A | N/A | None | Three | R410A | Australia,Fiji,New Zealand | 127852 | 2025-03-25 |  | Approved | Reverse Cycle | N/A | Yes | Class 21 | Yes | N/A | - | Yes | No | No | - | 3.1353 | Available | N/A | N/A |  |  | Yes |  |  | AAC4712 | N/A | Variable output compressor | Inverter | N/A | N/A | N/A | 13.66 | N/A | N/A | N/A | N/A | N/A | N/A | N/A | N/A | N/A | N/A | N/A | N/A | N/A | N/A | N/A | N/A | 13.76 | N/A | N/A | N/A | N/A | N/A | N/A | N/A | N/A | N/A | N/A | N/A | N/A | N/A | N/A | N/A | N/A | N/A | N/A | N/A | N/A | N/A | N/A | N/A | N/A | N/A | N/A | N/A | N/A | N/A | N/A | N/A | N/A | N/A | N/A | N/A | N/A | N/A | N/A | N/A | N/A | N/A | N/A | N/A | N/A | N/A | N/A | N/A | N/A | N/A | N/A | N/A | N/A | N/A | N/A | N/A | N/A | N/A | N/A | N/A | N/A | N/A | N/A | N/A | N/A | N/A | N/A | N/A | 3.2328 | 3.5695
[SEER Multi-Split <=65kW] GEMS (Air Conditioners up to 65kW) Determination 2019 | MEPS 2019 | AS/NZS 3823.1.4:2012 | MV6-500WV2GN1 |  | N/A | MDV | N/A | Non Ducted | vrf | N/A | Air | Air | China | 14.9 | N/A | 50 | N/A | N/A | N/A | N/A | N/A | 12.8 | 50 | Enthalpy Test Room | 3.2605 | 3.7992 | N/A | - | N/A | N/A | N/A | N/A | N/A | N/A | N/A | N/A | N/A | N/A | N/A | N/A | N/A | N/A | N/A | N/A | N/A | Three | R410A | Australia,Fiji,New Zealand | 130065 | 2025-06-23 |  | Approved | Reverse Cycle | N/A | Yes | Class 21 | Yes | N/A | N/A | N/A | N/A | N/A | N/A | N/A | Available | N/A | N/A |  |  | N/A |  |  | AAC4943 | Yes | Variable output compressor | Inverter | No | No | 50000 | 14.9 | - | 5550 | 25000 | No | - | - | - | 13618.6 | 53850 | No | 5072.7 | 26925 | No | - | - | 50000 | 12.8 | 5090 | 25000 | No | - | - | Yes | 14200 | 30000 | No | - | - | No | - | - | - | - | - | No | - | - | No | - | - | No | - | - | N/A | - | 3.436 | 3.49 | 4.224 | 4.689 | 4.489 | 4.63 | 3663 | 5546 | 15040 | 7406 | 9203 | 19888 | 1.5 | 1.5 | 2.5 | 2.355 | 2.857 | 4.437 | 2.817 | 3.24 | 4.514 | 28149 | 10008 | 1420 | 8218 | 4258 | 968 | 0.5 | 1 | 2.5 | N/A | N/A | N/A | N/A | N/A | N/A | N/A | N/A | 190 | 3.217 | 3.7196
[SEER Multi-Split <=65kW] GEMS (Air Conditioners up to 65kW) Determination 2019 | N/A | AS/NZS 3823.1.4:2012 | MV6-504WV2GN1-AU / MI2-56Q4DHN1(E)-AU |  | N/A | MDV | 1.26 | Non Ducted | Multiple split - VRF | N/A | Air | Air | China | 15.43 | 49.14 | 50.4 | N/A | 0 | 0 | 0 | N/A | 15.73 | 56.5 | Enthalpy Test Room | 3.1254 | 3.4449 | Yes | 0 | N/A | 77.9 | 74.3 | 0 | 0 | N/A | N/A | N/A | 3.0732 | 3.3904 | N/A | N/A | N/A | N/A | N/A | N/A | None | Three | R410A | Australia,Fiji,New Zealand | 127853 | 2025-03-27 |  | Approved | Reverse Cycle | N/A | Yes | Class 21 | Yes | N/A | - | Yes | No | No | - | 3.1254 | Available | N/A | N/A |  |  | Yes |  |  | AAC4744 | N/A | Variable output compressor | Inverter | N/A | N/A | N/A | 15.43 | N/A | N/A | N/A | N/A | N/A | N/A | N/A | N/A | N/A | N/A | N/A | N/A | N/A | N/A | N/A | N/A | 15.73 | N/A | N/A | N/A | N/A | N/A | N/A | N/A | N/A | N/A | N/A | N/A | N/A | N/A | N/A | N/A | N/A | N/A | N/A | N/A | N/A | N/A | N/A | N/A | N/A | N/A | N/A | N/A | N/A | N/A | N/A | N/A | N/A | N/A | N/A | N/A | N/A | N/A | N/A | N/A | N/A | N/A | N/A | N/A | N/A | N/A | N/A | N/A | N/A | N/A | N/A | N/A | N/A | N/A | N/A | N/A | N/A | N/A | N/A | N/A | N/A | N/A | N/A | N/A | N/A | N/A | N/A | N/A | 3.2116 | 3.5354
[SEER Multi-Split <=65kW] GEMS (Air Conditioners up to 65kW) Determination 2019 | MEPS 2019 | AS/NZS 3823.1.4:2012 | MV6-560WV2GN1 |  | N/A | MDV | N/A | Non Ducted | vrf | N/A | Air | Air | China | 17.1 | N/A | 56 | N/A | N/A | N/A | N/A | N/A | 14.7 | 56 | Enthalpy Test Room | 3.1726 | 3.6841 | N/A | - | N/A | N/A | N/A | N/A | N/A | N/A | N/A | N/A | N/A | N/A | N/A | N/A | N/A | N/A | N/A | N/A | N/A | Three | R410A | Australia,Fiji,New Zealand | 130066 | 2025-06-22 |  | Approved | Reverse Cycle | N/A | Yes | Class 21 | Yes | N/A | N/A | N/A | N/A | N/A | N/A | N/A | Available | N/A | N/A |  |  | N/A |  |  | AAC4939 | Yes | Variable output compressor | Inverter | No | No | 56000 | 17.1 | - | 6350 | 28000 | No | - | - | - | 15629.4 | 60312 | No | 5803.9 | 30156 | No | - | - | 56000 | 14.7 | 6060 | 28000 | No | - | - | Yes | 16000 | 32800 | No | - | - | No | - | - | - | - | - | No | - | - | No | - | - | No | - | - | N/A | - | 3.466 | 3.498 | 4.167 | 4.657 | 4.444 | 4.553 | 4109 | 6252 | 17133 | 8399 | 10457 | 22700 | 1.5 | 1.5 | 2.5 | 2.263 | 2.727 | 4.181 | 2.694 | 3.076 | 4.249 | 32740 | 11661 | 1603 | 9563 | 4957 | 1082 | 0.5 | 1 | 2.5 | N/A | N/A | N/A | N/A | N/A | N/A | N/A | N/A | 192 | 3.1551 | 3.6485
[SEER Multi-Split <=65kW] GEMS (Air Conditioners up to 65kW) Determination 2019 | N/A | AS/NZS 3823.1.4:2012 | MV6-560WV2GN1-AU / MI2-56Q4DHN1(E)-AU |  | N/A | MDV | 2.07 | Non Ducted | Multiple split - VRF | N/A | Air | Air | China | 17.7 | 53.93 | 56 | N/A | 0 | 0 | 0 | N/A | 18.7 | 63 | Enthalpy Test Room | 3.149 | 3.314 | Yes | 0 | N/A | 79.9 | 76.3 | 0 | 0 | N/A | N/A | N/A | 3.0998 | 3.2676 | N/A | N/A | N/A | N/A | N/A | N/A | None | Three | R410A | Australia,Fiji,New Zealand | 127854 | 2025-03-25 |  | Approved | Reverse Cycle | N/A | Yes | Class 21 | Yes | N/A | - | Yes | No | No | - | 3.149 | Available | N/A | N/A |  |  | Yes |  |  | AAC4713 | N/A | Variable output compressor | Inverter | N/A | N/A | N/A | 17.7 | N/A | N/A | N/A | N/A | N/A | N/A | N/A | N/A | N/A | N/A | N/A | N/A | N/A | N/A | N/A | N/A | 18.7 | N/A | N/A | N/A | N/A | N/A | N/A | N/A | N/A | N/A | N/A | N/A | N/A | N/A | N/A | N/A | N/A | N/A | N/A | N/A | N/A | N/A | N/A | N/A | N/A | N/A | N/A | N/A | N/A | N/A | N/A | N/A | N/A | N/A | N/A | N/A | N/A | N/A | N/A | N/A | N/A | N/A | N/A | N/A | N/A | N/A | N/A | N/A | N/A | N/A | N/A | N/A | N/A | N/A | N/A | N/A | N/A | N/A | N/A | N/A | N/A | N/A | N/A | N/A | N/A | N/A | N/A | N/A | 3.1163 | 3.3232
[SEER Multi-Split <=65kW] GEMS (Air Conditioners up to 65kW) Determination 2019 | N/A | AS/NZS 3823.1.4:2012 | MV6-615WV2GN1-AU / MI2-50Q4DHN1(E)-AU |  | N/A | MDV | 0.94 | Non Ducted | Multiple split - VRF | N/A | Air | Air | China | 19.64 | 60.56 | 61.5 | N/A | 0 | 0 | 0 | N/A | 21.54 | 69 | Enthalpy Test Room | 3.1276 | 3.1785 | Yes | 0 | N/A | 83.9 | 80.3 | 0 | 0 | N/A | N/A | N/A | 3.0811 | 3.1374 | N/A | N/A | N/A | N/A | N/A | N/A | None | Three | R410A | Australia,Fiji,New Zealand | 127857 | 2025-03-27 |  | Approved | Reverse Cycle | N/A | Yes | Class 21 | Yes | N/A | - | Yes | No | No | - | 3.1276 | Available | N/A | N/A |  |  | Yes |  |  | AAC4745 | N/A | Variable output compressor | Inverter | N/A | N/A | N/A | 19.64 | N/A | N/A | N/A | N/A | N/A | N/A | N/A | N/A | N/A | N/A | N/A | N/A | N/A | N/A | N/A | N/A | 21.54 | N/A | N/A | N/A | N/A | N/A | N/A | N/A | N/A | N/A | N/A | N/A | N/A | N/A | N/A | N/A | N/A | N/A | N/A | N/A | N/A | N/A | N/A | N/A | N/A | N/A | N/A | N/A | N/A | N/A | N/A | N/A | N/A | N/A | N/A | N/A | N/A | N/A | N/A | N/A | N/A | N/A | N/A | N/A | N/A | N/A | N/A | N/A | N/A | N/A | N/A | N/A | N/A | N/A | N/A | N/A | N/A | N/A | N/A | N/A | N/A | N/A | N/A | N/A | N/A | N/A | N/A | N/A | 3.0868 | 3.1635
[SEER Multi-Split <=65kW] GEMS (Air Conditioners up to 65kW) Determination 2019 | N/A | AS/NZS 3823.1.4:2012 | MV6-R252WV2GN1/MI2-45Q4DHN1(E)-AU |  | N/A | MDV | 0.06 | Non Ducted | Multiple split - VRF | N/A | Air | Air | China | 5.78 | 22.34 | 22.4 | N/A | 0 | 0 | 0 | N/A | 5.79 | 25 | Enthalpy Test Room | 3.8029 | 4.4449 | Yes | 0 | N/A | 50 | 48.8 | 0 | 0 | N/A | N/A | N/A | 3.6934 | 4.3136 | N/A | N/A | N/A | N/A | N/A | N/A | None | Three | R410A | Australia,Fiji,New Zealand | 127787 | 2025-03-26 |  | Approved | Reverse Cycle | N/A | Yes | Class 20 | Yes | N/A | - | Yes | No | No | - | 3.8029 | Available | N/A | N/A |  |  | Yes |  |  | AAC4721 | N/A | Variable output compressor | Inverter | N/A | N/A | N/A | 5.78 | N/A | N/A | N/A | N/A | N/A | N/A | N/A | N/A | N/A | N/A | N/A | N/A | N/A | N/A | N/A | N/A | 5.79 | N/A | N/A | N/A | N/A | N/A | N/A | N/A | N/A | N/A | N/A | N/A | N/A | N/A | N/A | N/A | N/A | N/A | N/A | N/A | N/A | N/A | N/A | N/A | N/A | N/A | N/A | N/A | N/A | N/A | N/A | N/A | N/A | N/A | N/A | N/A | N/A | N/A | N/A | N/A | N/A | N/A | N/A | N/A | N/A | N/A | N/A | N/A | N/A | N/A | N/A | N/A | N/A | N/A | N/A | N/A | N/A | N/A | N/A | N/A | N/A | N/A | N/A | N/A | N/A | N/A | N/A | N/A | 3.7653 | 4.1982
[SEER Multi-Split <=65kW] GEMS (Air Conditioners up to 65kW) Determination 2019 | N/A | AS/NZS 3823.1.4:2012 | MV6-R280WV2GN1/MI2-56Q4DHN1(E)-AU |  | N/A | MDV | 0.37 | Non Ducted | Multiple split - VRF | N/A | Air | Air | China | 7.84 | 27.63 | 28 | N/A | 0 | 0 | 0 | N/A | 8.17 | 31.5 | Enthalpy Test Room | 3.5038 | 3.7807 | Yes | 0 | N/A | 50 | 48.8 | 0 | 0 | N/A | N/A | N/A | 3.4278 | 3.7054 | N/A | N/A | N/A | N/A | N/A | N/A | None | Three | R410A | Australia,Fiji,New Zealand | 127822 | 2025-03-26 |  | Approved | Reverse Cycle | N/A | Yes | Class 20 | Yes | N/A | - | Yes | No | No | - | 3.5038 | Available | N/A | N/A |  |  | Yes |  |  | AAC4724 | N/A | Variable output compressor | Inverter | N/A | N/A | N/A | 7.84 | N/A | N/A | N/A | N/A | N/A | N/A | N/A | N/A | N/A | N/A | N/A | N/A | N/A | N/A | N/A | N/A | 8.17 | N/A | N/A | N/A | N/A | N/A | N/A | N/A | N/A | N/A | N/A | N/A | N/A | N/A | N/A | N/A | N/A | N/A | N/A | N/A | N/A | N/A | N/A | N/A | N/A | N/A | N/A | N/A | N/A | N/A | N/A | N/A | N/A | N/A | N/A | N/A | N/A | N/A | N/A | N/A | N/A | N/A | N/A | N/A | N/A | N/A | N/A | N/A | N/A | N/A | N/A | N/A | N/A | N/A | N/A | N/A | N/A | N/A | N/A | N/A | N/A | N/A | N/A | N/A | N/A | N/A | N/A | N/A | 3.4961 | 3.7793
[SEER Multi-Split <=65kW] GEMS (Air Conditioners up to 65kW) Determination 2019 | N/A | AS/NZS 3823.1.4:2012 | MV6-R335WV2GN1/MI2-56Q4DHN1(E)-AU |  | N/A | MDV | 0.19 | Non Ducted | Multiple split - VRF | N/A | Air | Air | China | 9.68 | 33.31 | 33.5 | N/A | 0 | 0 | 0 | N/A | 9.54 | 35 | Enthalpy Test Room | 3.2864 | 3.5609 | Yes | 0 | N/A | 53.3 | 52.1 | 0 | 0 | N/A | N/A | N/A | 3.2265 | 3.495 | N/A | N/A | N/A | N/A | N/A | N/A | None | Three | R410A | Australia,Fiji,New Zealand | 127823 | 2025-03-26 |  | Approved | Reverse Cycle | N/A | Yes | Class 20 | Yes | N/A | - | Yes | No | No | - | 3.2864 | Available | N/A | N/A |  |  | Yes |  |  | AAC4720 | N/A | Variable output compressor | Inverter | N/A | N/A | N/A | 9.68 | N/A | N/A | N/A | N/A | N/A | N/A | N/A | N/A | N/A | N/A | N/A | N/A | N/A | N/A | N/A | N/A | 9.54 | N/A | N/A | N/A | N/A | N/A | N/A | N/A | N/A | N/A | N/A | N/A | N/A | N/A | N/A | N/A | N/A | N/A | N/A | N/A | N/A | N/A | N/A | N/A | N/A | N/A | N/A | N/A | N/A | N/A | N/A | N/A | N/A | N/A | N/A | N/A | N/A | N/A | N/A | N/A | N/A | N/A | N/A | N/A | N/A | N/A | N/A | N/A | N/A | N/A | N/A | N/A | N/A | N/A | N/A | N/A | N/A | N/A | N/A | N/A | N/A | N/A | N/A | N/A | N/A | N/A | N/A | N/A | 3.3975 | 3.6023
[SEER Multi-Split <=65kW] GEMS (Air Conditioners up to 65kW) Determination 2019 | N/A | AS/NZS 3823.1.4:2012 | MV6-R400WV2GN1/MI2-56Q4DHN1(E)-AU |  | N/A | MDV | 0.06 | Non Ducted | Multiple split - VRF | N/A | Air | Air | China | 11.48 | 39.94 | 40 | N/A | 0 | 0 | 0 | N/A | 11.71 | 45 | Enthalpy Test Room | 3.4982 | 3.861 | Yes | 0 | N/A | 57 | 56 | 0 | 0 | N/A | N/A | N/A | 3.4381 | 3.7968 | N/A | N/A | N/A | N/A | N/A | N/A | None | Three | R410A | Australia,Fiji,New Zealand | 127827 | 2025-03-26 |  | Approved | Reverse Cycle | N/A | Yes | Class 21 | Yes | N/A | - | Yes | No | No | - | 3.4982 | Available | N/A | N/A |  |  | Yes |  |  | AAC4727 | N/A | Variable output compressor | Inverter | N/A | N/A | N/A | 11.48 | N/A | N/A | N/A | N/A | N/A | N/A | N/A | N/A | N/A | N/A | N/A | N/A | N/A | N/A | N/A | N/A | 11.71 | N/A | N/A | N/A | N/A | N/A | N/A | N/A | N/A | N/A | N/A | N/A | N/A | N/A | N/A | N/A | N/A | N/A | N/A | N/A | N/A | N/A | N/A | N/A | N/A | N/A | N/A | N/A | N/A | N/A | N/A | N/A | N/A | N/A | N/A | N/A | N/A | N/A | N/A | N/A | N/A | N/A | N/A | N/A | N/A | N/A | N/A | N/A | N/A | N/A | N/A | N/A | N/A | N/A | N/A | N/A | N/A | N/A | N/A | N/A | N/A | N/A | N/A | N/A | N/A | N/A | N/A | N/A | 3.4268 | 3.7817
[SEER Multi-Split <=65kW] GEMS (Air Conditioners up to 65kW) Determination 2019 | N/A | AS/NZS 3823.1.4:2012 | MV6-R450WV2GN1/MI2-56Q4DHN1(E)-AU |  | N/A | MDV | 0 | Non Ducted | Multiple split - VRF | N/A | Air | Air | China | 12.95 | 45 | 45 | N/A | 0 | 0 | 0 | N/A | 13.91 | 50 | Enthalpy Test Room | 3.4546 | 3.6149 | Yes | 0 | N/A | 60 | 59 | 0 | 0 | N/A | N/A | N/A | 3.399 | 3.5616 | N/A | N/A | N/A | N/A | N/A | N/A | None | Three | R410A | Australia,Fiji,New Zealand | 127828 | 2025-03-25 |  | Approved | Reverse Cycle | N/A | Yes | Class 21 | Yes | N/A | - | Yes | No | No | - | 3.4546 | Available | N/A | N/A |  |  | Yes |  |  | AAC4710 | N/A | Variable output compressor | Inverter | N/A | N/A | N/A | 12.95 | N/A | N/A | N/A | N/A | N/A | N/A | N/A | N/A | N/A | N/A | N/A | N/A | N/A | N/A | N/A | N/A | 13.91 | N/A | N/A | N/A | N/A | N/A | N/A | N/A | N/A | N/A | N/A | N/A | N/A | N/A | N/A | N/A | N/A | N/A | N/A | N/A | N/A | N/A | N/A | N/A | N/A | N/A | N/A | N/A | N/A | N/A | N/A | N/A | N/A | N/A | N/A | N/A | N/A | N/A | N/A | N/A | N/A | N/A | N/A | N/A | N/A | N/A | N/A | N/A | N/A | N/A | N/A | N/A | N/A | N/A | N/A | N/A | N/A | N/A | N/A | N/A | N/A | N/A | N/A | N/A | N/A | N/A | N/A | N/A | 3.4213 | 3.5437
[SEER Multi-Split <=65kW] GEMS (Air Conditioners up to 65kW) Determination 2019 | N/A | AS/NZS 3823.1.4:2012 | MV6-R500WV2GN1/MI2-63Q4DHN1(E)-AU |  | N/A | MDV | 0.04 | Non Ducted | Multiple split - VRF | N/A | Air | Air | China | 15.89 | 49.96 | 50 | N/A | 0 | 0 | 0 | N/A | 16.29 | 54.5 | Enthalpy Test Room | 3.1248 | 3.1302 | Yes | 0 | N/A | 60 | 59 | 0 | 0 | N/A | N/A | N/A | 3.0841 | 3.0939 | N/A | N/A | N/A | N/A | N/A | N/A | None | Three | R410A | Australia,Fiji,New Zealand | 127829 | 2025-03-26 |  | Approved | Reverse Cycle | N/A | Yes | Class 21 | Yes | N/A | - | Yes | No | No | - | 3.1248 | Available | N/A | N/A |  |  | Yes |  |  | AAC4728 | N/A | Variable output compressor | Inverter | N/A | N/A | N/A | 15.89 | N/A | N/A | N/A | N/A | N/A | N/A | N/A | N/A | N/A | N/A | N/A | N/A | N/A | N/A | N/A | N/A | 16.29 | N/A | N/A | N/A | N/A | N/A | N/A | N/A | N/A | N/A | N/A | N/A | N/A | N/A | N/A | N/A | N/A | N/A | N/A | N/A | N/A | N/A | N/A | N/A | N/A | N/A | N/A | N/A | N/A | N/A | N/A | N/A | N/A | N/A | N/A | N/A | N/A | N/A | N/A | N/A | N/A | N/A | N/A | N/A | N/A | N/A | N/A | N/A | N/A | N/A | N/A | N/A | N/A | N/A | N/A | N/A | N/A | N/A | N/A | N/A | N/A | N/A | N/A | N/A | N/A | N/A | N/A | N/A | 3.107 | 3.3051
[SEER Multi-Split <=65kW] GEMS (Air Conditioners up to 65kW) Determination 2019 | MEPS 2019 | AS/NZS 3823.1.4:2012 | MV8M-100WV2N8 |  | N/A | MDV | N/A | Non Ducted | vrf | N/A | Air | Air | China | 3 | N/A | 10 | N/A | N/A | N/A | N/A | N/A | 3.26 | 12 | Enthalpy Test Room | 3.4255 | 3.6732 | N/A | - | N/A | N/A | N/A | N/A | N/A | N/A | N/A | N/A | N/A | N/A | N/A | N/A | N/A | N/A | N/A | N/A | N/A | Single | R32 | Australia,Fiji,New Zealand | 154560 | 2028-06-03 |  | Approved | Reverse Cycle | N/A | No | Class 20 | No | N/A | N/A | N/A | N/A | N/A | N/A | N/A | Available | N/A | N/A |  |  | N/A |  |  | AAC7548 | Yes | Variable output compressor | Inverter | No | - | 10000 | 3 | - | 1140 | 5000 | No | - | - | - | 2742 | 10770 | No | 1041.96 | 5385 | No | - | - | 12000 | 3.26 | 1290 | 6000 | No | - | - | No | - | - | - | 3400 | 10200 | No | - | - | - | - | - | - | - | - | No | - | - | No | - | - | N/A | 71 | 3.937 | 3.879 | 4.331 | 4.932 | 4.661 | 4.664 | 675 | 1044 | 2983 | 1448 | 1813 | 3991 | 2 | 2 | 2.5 | 3.428 | 3.863 | 4.272 | 3.654 | 4.024 | 4.273 | 4609 | 1732 | 278 | 1483 | 782 | 182 | 1.5 | 2 | 2.5 | N/A | N/A | N/A | N/A | N/A | N/A | N/A | N/A | 17 | 3.2707 | 3.6172
[SEER Multi-Split <=65kW] GEMS (Air Conditioners up to 65kW) Determination 2019 | MEPS 2019 | AS/NZS 3823.1.4:2012 | MV8M-120WV2N8 |  | N/A | MDV | N/A | Non Ducted | vrf | N/A | Air | Air | China | 3.3 | N/A | 12 | N/A | N/A | N/A | N/A | N/A | 3.3 | 14 | Enthalpy Test Room | 3.636 | 4.273 | N/A | - | N/A | N/A | N/A | N/A | N/A | N/A | N/A | N/A | N/A | N/A | N/A | N/A | N/A | N/A | N/A | N/A | N/A | Single | R32 | Australia,Fiji,New Zealand | 154561 | 2028-06-03 |  | Approved | Reverse Cycle | N/A | No | Class 20 | No | N/A | N/A | N/A | N/A | N/A | N/A | N/A | Available | N/A | N/A |  |  | N/A |  |  | AAC7541 | Yes | Variable output compressor | Inverter | No | - | 12000 | 3.3 | - | 1260 | 6150 | No | - | - | - | 3016.2 | 12924 | No | 1151.64 | 6623.55 | No | - | - | 14000 | 3.3 | 1380 | 7000 | No | - | - | No | - | - | - | 3180 | 10800 | No | - | - | - | - | - | - | - | - | No | - | - | No | - | - | N/A | 71 | 4.406 | 4.319 | 4.8 | 5.491 | 5.176 | 5.167 | 727 | 1128 | 3234 | 1563 | 1962 | 4326 | 2.5 | 2.5 | 3 | 3.618 | 4.148 | 4.656 | 3.9 | 4.351 | 4.659 | 5091 | 1878 | 295 | 1618 | 841 | 192 | 2 | 2.5 | 3 | N/A | N/A | N/A | N/A | N/A | N/A | N/A | N/A | 17 | 3.5741 | 4.1698
[SEER Multi-Split <=65kW] GEMS (Air Conditioners up to 65kW) Determination 2019 | MEPS 2019 | AS/NZS 3823.1.4:2012 | MV8M-120WV2RN8 |  | N/A | MDV | N/A | Non Ducted | vrf | N/A | Air | Air | China | 3.3 | N/A | 12 | N/A | N/A | N/A | N/A | N/A | 3.3 | 14 | Enthalpy Test Room | 3.636 | 4.273 | N/A | - | N/A | N/A | N/A | N/A | N/A | N/A | N/A | N/A | N/A | N/A | N/A | N/A | N/A | N/A | N/A | N/A | N/A | Three | R32 | Australia,Fiji,New Zealand | 154581 | 2028-06-03 |  | Approved | Reverse Cycle | N/A | No | Class 20 | No | N/A | N/A | N/A | N/A | N/A | N/A | N/A | Available | N/A | N/A |  |  | N/A |  |  | AAC7543 | Yes | Variable output compressor | Inverter | No | - | 12000 | 3.3 | - | 1260 | 6150 | No | - | - | - | 3016.2 | 12924 | No | 1151.64 | 6623.55 | No | - | - | 14000 | 3.3 | 1380 | 7000 | No | - | - | No | - | - | - | 3180 | 10800 | No | - | - | - | - | - | - | - | - | No | - | - | No | - | - | N/A | 71 | 4.406 | 4.319 | 4.8 | 5.491 | 5.176 | 5.167 | 727 | 1128 | 3234 | 1563 | 1962 | 4326 | 2.5 | 2.5 | 3 | 3.618 | 4.148 | 4.656 | 3.9 | 4.351 | 4.659 | 5091 | 1878 | 295 | 1618 | 841 | 192 | 2 | 2.5 | 3 | N/A | N/A | N/A | N/A | N/A | N/A | N/A | N/A | 17 | 3.5741 | 4.1698
[SEER Multi-Split <=65kW] GEMS (Air Conditioners up to 65kW) Determination 2019 | MEPS 2019 | AS/NZS 3823.1.4:2012 | MV8M-140WV2N8 |  | N/A | MDV | N/A | Non Ducted | vrf | N/A | Air | Air | China | 4.12 | N/A | 14 | N/A | N/A | N/A | N/A | N/A | 3.86 | 16 | Enthalpy Test Room | 3.3972 | 4.1585 | N/A | - | N/A | N/A | N/A | N/A | N/A | N/A | N/A | N/A | N/A | N/A | N/A | N/A | N/A | N/A | N/A | N/A | N/A | Single | R32 | Australia,Fiji,New Zealand | 154562 | 2028-06-03 |  | Approved | Reverse Cycle | N/A | No | Class 20 | No | N/A | N/A | N/A | N/A | N/A | N/A | N/A | Available | N/A | N/A |  |  | N/A |  |  | AAC7549 | Yes | Variable output compressor | Inverter | No | - | 14000 | 4.12 | - | 1500 | 7000 | No | - | - | - | 3765.68 | 15078 | No | 1371 | 7539 | No | - | - | 16000 | 3.86 | 1600 | 8000 | No | - | - | No | - | - | - | 3650 | 12300 | No | - | - | - | - | - | - | - | - | No | - | - | No | - | - | N/A | 71 | 4.278 | 4.165 | 4.57 | 5.287 | 4.968 | 4.917 | 881 | 1374 | 3972 | 1902 | 2393 | 5311 | 2.5 | 2.5 | 3 | 3.573 | 4.092 | 4.59 | 3.849 | 4.291 | 4.593 | 5886 | 2168 | 335 | 1868 | 969 | 217 | 2 | 2.5 | 3 | N/A | N/A | N/A | N/A | N/A | N/A | N/A | N/A | 17 | 3.3513 | 4.0843
[SEER Multi-Split <=65kW] GEMS (Air Conditioners up to 65kW) Determination 2019 | MEPS 2019 | AS/NZS 3823.1.4:2012 | MV8M-140WV2RN8 |  | N/A | MDV | N/A | Non Ducted | vrf | N/A | Air | Air | China | 4.12 | N/A | 14 | N/A | N/A | N/A | N/A | N/A | 3.86 | 16 | Enthalpy Test Room | 3.3972 | 4.1585 | N/A | - | N/A | N/A | N/A | N/A | N/A | N/A | N/A | N/A | N/A | N/A | N/A | N/A | N/A | N/A | N/A | N/A | N/A | Three | R32 | Australia,Fiji,New Zealand | 154583 | 2028-06-03 |  | Approved | Reverse Cycle | N/A | No | Class 20 | No | N/A | N/A | N/A | N/A | N/A | N/A | N/A | Available | N/A | N/A |  |  | N/A |  |  | AAC7544 | Yes | Variable output compressor | Inverter | No | - | 14000 | 4.12 | - | 1500 | 7000 | No | - | - | - | 3765.68 | 15078 | No | 1371 | 7539 | No | - | - | 16000 | 3.86 | 1600 | 8000 | No | - | - | No | - | - | - | 3650 | 12300 | No | - | - | - | - | - | - | - | - | No | - | - | No | - | - | N/A | 71 | 4.278 | 4.165 | 4.57 | 5.287 | 4.968 | 4.917 | 881 | 1374 | 3972 | 1902 | 2393 | 5311 | 2.5 | 2.5 | 3 | 3.573 | 4.092 | 4.59 | 3.849 | 4.291 | 4.593 | 5886 | 2168 | 335 | 1868 | 969 | 217 | 2 | 2.5 | 3 | N/A | N/A | N/A | N/A | N/A | N/A | N/A | N/A | 17 | 3.3513 | 4.0843
[SEER Multi-Split <=65kW] GEMS (Air Conditioners up to 65kW) Determination 2019 | MEPS 2019 | AS/NZS 3823.1.4:2012 | MV8M-160WV2N8 |  | N/A | MDV | N/A | Non Ducted | vrf | N/A | Air | Air | China | 4.6 | N/A | 15.5 | N/A | N/A | N/A | N/A | N/A | 4.5 | 18 | Enthalpy Test Room | 3.4068 | 4.0409 | N/A | - | N/A | N/A | N/A | N/A | N/A | N/A | N/A | N/A | N/A | N/A | N/A | N/A | N/A | N/A | N/A | N/A | N/A | Single | R32 | Australia,Fiji,New Zealand | 154563 | 2028-06-03 |  | Approved | Reverse Cycle | N/A | No | Class 20 | No | N/A | N/A | N/A | N/A | N/A | N/A | N/A | Available | N/A | N/A |  |  | N/A |  |  | AAC7542 | Yes | Variable output compressor | Inverter | No | - | 15500 | 4.6 | - | 1740 | 7750 | No | - | - | - | 4204.4 | 16693.5 | No | 1590.36 | 8346.75 | No | - | - | 18000 | 4.5 | 1820 | 9000 | No | - | - | No | - | - | - | 4160 | 13800 | No | - | - | - | - | - | - | - | - | No | - | - | No | - | - | N/A | 71 | 4.184 | 4.078 | 4.444 | 5.109 | 4.807 | 4.764 | 1002 | 1560 | 4528 | 2184 | 2743 | 6074 | 2.5 | 2.5 | 2.5 | 3.522 | 4.036 | 4.538 | 3.8 | 4.238 | 4.542 | 6711 | 2467 | 375 | 2123 | 1099 | 243 | 2 | 2.5 | 3 | N/A | N/A | N/A | N/A | N/A | N/A | N/A | N/A | 17 | 3.328 | 3.9496
[SEER Multi-Split <=65kW] GEMS (Air Conditioners up to 65kW) Determination 2019 | MEPS 2019 | AS/NZS 3823.1.4:2012 | MV8M-160WV2RN8 |  | N/A | MDV | N/A | Non Ducted | vrf | N/A | Air | Air | China | 4.6 | N/A | 15.5 | N/A | N/A | N/A | N/A | N/A | 4.5 | 18 | Enthalpy Test Room | 3.4068 | 4.0409 | N/A | - | N/A | N/A | N/A | N/A | N/A | N/A | N/A | N/A | N/A | N/A | N/A | N/A | N/A | N/A | N/A | N/A | N/A | Three | R32 | Australia,Fiji,New Zealand | 154587 | 2028-06-03 |  | Approved | Reverse Cycle | N/A | No | Class 20 | No | N/A | N/A | N/A | N/A | N/A | N/A | N/A | Available | N/A | N/A |  |  | N/A |  |  | AAC7545 | Yes | Variable output compressor | Inverter | No | - | 15500 | 4.6 | - | 1740 | 7750 | No | - | - | - | 4204.4 | 16693.5 | No | 1590.36 | 8346.75 | No | - | - | 18000 | 4.5 | 1820 | 9000 | No | - | - | No | - | - | - | 4160 | 13800 | No | - | - | - | - | - | - | - | - | No | - | - | No | - | - | N/A | 71 | 4.184 | 4.078 | 4.444 | 5.109 | 4.807 | 4.764 | 1002 | 1560 | 4528 | 2184 | 2743 | 6074 | 2.5 | 2.5 | 2.5 | 3.522 | 4.036 | 4.538 | 3.8 | 4.238 | 4.542 | 6711 | 2467 | 375 | 2123 | 1099 | 243 | 2 | 2.5 | 3 | N/A | N/A | N/A | N/A | N/A | N/A | N/A | N/A | 17 | 3.328 | 3.9496
[SEER Multi-Split <=65kW] GEMS (Air Conditioners up to 65kW) Determination 2019 | MEPS 2019 | AS/NZS 3823.1.4:2012 | MV8M-180WV2N8 |  | N/A | MDV | N/A | Non Ducted | vrf | N/A | Air | Air | China | 5.53 | N/A | 17.5 | N/A | N/A | N/A | N/A | N/A | 4.93 | 19.5 | Enthalpy Test Room | 3.1667 | 3.9546 | N/A | - | N/A | N/A | N/A | N/A | N/A | N/A | N/A | N/A | N/A | N/A | N/A | N/A | N/A | N/A | N/A | N/A | N/A | Single | R32 | Australia,Fiji,New Zealand | 154564 | 2028-06-03 |  | Approved | Reverse Cycle | N/A | No | Class 20 | No | N/A | N/A | N/A | N/A | N/A | N/A | N/A | Available | N/A | N/A |  |  | N/A |  |  | AAC7550 | Yes | Variable output compressor | Inverter | No | - | 17500 | 5.53 | - | 2060 | 8750 | No | - | - | - | 5054.42 | 18847.5 | No | 1882.84 | 9423.75 | No | - | - | 19500 | 4.93 | 2010 | 9750 | No | - | - | No | - | - | - | 4730 | 14900 | No | - | - | - | - | - | - | - | - | No | - | - | No | - | - | N/A | 71 | 4.031 | 3.909 | 4.228 | 4.891 | 4.591 | 4.53 | 1181 | 1846 | 5382 | 2582 | 3249 | 7218 | 2.5 | 2 | 2.5 | 3.427 | 3.922 | 4.446 | 3.711 | 4.138 | 4.453 | 7468 | 2745 | 410 | 2352 | 1215 | 264 | 1.5 | 2 | 2.5 | N/A | N/A | N/A | N/A | N/A | N/A | N/A | N/A | 17 | 3.132 | 3.9098
[SEER Multi-Split <=65kW] GEMS (Air Conditioners up to 65kW) Determination 2019 | MEPS 2019 | AS/NZS 3823.1.4:2012 | MV8M-180WV2RN8 |  | N/A | MDV | N/A | Non Ducted | vrf | N/A | Air | Air | China | 5.53 | N/A | 17.5 | N/A | N/A | N/A | N/A | N/A | 4.93 | 19.5 | Enthalpy Test Room | 3.1667 | 3.9546 | N/A | - | N/A | N/A | N/A | N/A | N/A | N/A | N/A | N/A | N/A | N/A | N/A | N/A | N/A | N/A | N/A | N/A | N/A | Three | R32 | Australia,Fiji,New Zealand | 154588 | 2028-06-03 |  | Approved | Reverse Cycle | N/A | No | Class 20 | No | N/A | N/A | N/A | N/A | N/A | N/A | N/A | Available | N/A | N/A |  |  | N/A |  |  | AAC7551 | Yes | Variable output compressor | Inverter | No | - | 17500 | 5.53 | - | 2060 | 8750 | No | - | - | - | 5054.42 | 18847.5 | No | 1882.84 | 9423.75 | No | - | - | 19500 | 4.93 | 2010 | 9750 | No | - | - | No | - | - | - | 4730 | 14900 | No | - | - | - | - | - | - | - | - | No | - | - | No | - | - | N/A | 71 | 4.031 | 3.909 | 4.228 | 4.891 | 4.591 | 4.53 | 1181 | 1846 | 5382 | 2582 | 3249 | 7218 | 2.5 | 2 | 2.5 | 3.427 | 3.922 | 4.446 | 3.711 | 4.138 | 4.453 | 7468 | 2745 | 410 | 2352 | 1215 | 264 | 1.5 | 2 | 2.5 | N/A | N/A | N/A | N/A | N/A | N/A | N/A | N/A | 17 | 3.132 | 3.9098
[SEER Multi-Split <=65kW] GEMS (Air Conditioners up to 65kW) Determination 2019 | MEPS 2019 | AS/NZS 3823.1.4:2012 | MV8M-80WV2N8 |  | N/A | MDV | N/A | Non Ducted | vrf | N/A | Air | Air | China | 2.24 | N/A | 8 | N/A | N/A | N/A | N/A | N/A | 2.24 | 9 | Enthalpy Test Room | 3.6478 | 4.0638 | N/A | - | N/A | N/A | N/A | N/A | N/A | N/A | N/A | N/A | N/A | N/A | N/A | N/A | N/A | N/A | N/A | N/A | N/A | Single | R32 | Australia,Fiji,New Zealand | 154559 | 2028-06-03 |  | Approved | Reverse Cycle | N/A | No | Class 19 | No | N/A | N/A | N/A | N/A | N/A | N/A | N/A | Available | N/A | N/A |  |  | N/A |  |  | AAC7540 | Yes | Variable output compressor | Inverter | No | - | 8000 | 2.24 | - | 880 | 4000 | No | - | - | - | 2047.36 | 8616 | No | 804.32 | 4308 | No | - | - | 9000 | 2.24 | 910 | 4500 | No | - | - | No | - | - | - | 2400 | 7600 | No | - | - | - | - | - | - | - | - | No | - | - | No | - | - | N/A | 71 | 3.959 | 3.946 | 4.499 | 5.048 | 4.797 | 4.856 | 530 | 811 | 2288 | 1124 | 1402 | 3059 | 2 | 2 | 2.5 | 3.612 | 4.095 | 4.541 | 3.86 | 4.272 | 4.543 | 3291 | 1239 | 209 | 1063 | 563 | 139 | 2 | 2.5 | 3 | N/A | N/A | N/A | N/A | N/A | N/A | N/A | N/A | 17 | 3.4821 | 3.9174
[SEER Multi-Split <=65kW] GEMS (Air Conditioners up to 65kW) Determination 2019 | MEPS 2019 | AS/NZS 3823.1.4:2012 | MVI-180WV2GN1(A) |  | N/A | MDV | N/A | Non Ducted | vrf | N/A | Air | Air | China | 4.9 | N/A | 18 | N/A | N/A | N/A | N/A | N/A | 4.9 | 20 | Enthalpy Test Room | 3.6804 | 3.8306 | N/A | - | N/A | N/A | N/A | N/A | N/A | N/A | N/A | N/A | N/A | N/A | N/A | N/A | N/A | N/A | N/A | N/A | N/A | Three | R410A | Australia,Fiji,New Zealand | 134667 | 2025-12-18 |  | Approved | Reverse Cycle | N/A | No | Class 20 | No | N/A | N/A | N/A | N/A | N/A | N/A | N/A | Available | N/A | N/A |  |  | N/A |  |  | AAC5608 | Yes | Variable output compressor | Inverter | No | - | 18000 | 4.9 | - | 2200 | 9000 | No | - | - | - | 4478.6 | 19386 | No | 2010.8 | 9693 | No | - | - | 20000 | 4.9 | 1900 | 10000 | No | - | - | Yes | 6700 | 15000 | No | - | - | No | - | - | - | - | - | No | - | - | No | - | - | No | - | - | N/A | 77 | 3.797 | 3.808 | 4.295 | 4.701 | 4.491 | 4.59 | 1253 | 1904 | 5405 | 2728 | 3380 | 7292 | 2 | 2 | 2.5 | 3.223 | 3.98 | 4.834 | 3.562 | 4.342 | 4.835 | 8182 | 2822 | 434 | 2548 | 1226 | 288 | 1.5 | 2 | 3 | N/A | N/A | N/A | N/A | N/A | N/A | N/A | N/A | 35 | 3.5869 | 3.9854
[SEER Multi-Split <=65kW] GEMS (Air Conditioners up to 65kW) Determination 2019 | MEPS 2019 | AS/NZS 3823.1.4:2012 | MVI-200WV2GN1(A) |  | N/A | MDV | N/A | Non Ducted | vrf | N/A | Air | Air | China | 6 | N/A | 20 | N/A | N/A | N/A | N/A | N/A | 5.6 | 22 | Enthalpy Test Room | 3.316 | 3.8313 | N/A | - | N/A | N/A | N/A | N/A | N/A | N/A | N/A | N/A | N/A | N/A | N/A | N/A | N/A | N/A | N/A | N/A | N/A | Three | R410A | Australia,Fiji,New Zealand | 134673 | 2025-12-18 |  | Approved | Reverse Cycle | N/A | No | Class 20 | No | N/A | N/A | N/A | N/A | N/A | N/A | N/A | Available | N/A | N/A |  |  | N/A |  |  | AAC5609 | Yes | Variable output compressor | Inverter | No | - | 20000 | 6 | - | 2500 | 10000 | No | - | - | - | 5484 | 21540 | No | 2285 | 10770 | No | - | - | 22000 | 5.6 | 2200 | 11000 | No | - | - | Yes | 7000 | 15500 | No | - | - | No | - | - | - | - | - | No | - | - | No | - | - | No | - | - | N/A | 77 | 3.707 | 3.679 | 4.101 | 4.579 | 4.35 | 4.391 | 1437 | 2203 | 6304 | 3123 | 3889 | 8480 | 2 | 2 | 2.5 | 2.806 | 3.417 | 4.595 | 3.39 | 3.929 | 4.594 | 10314 | 3589 | 489 | 2933 | 1474 | 322 | 1 | 1.5 | 3 | N/A | N/A | N/A | N/A | N/A | N/A | N/A | N/A | 35 | 3.2689 | 3.8473
[SEER Multi-Split <=65kW] GEMS (Air Conditioners up to 65kW) Determination 2019 | MEPS 2019 | AS/NZS 3823.1.4:2012 | MVI-224WV2GN1(A) |  | N/A | MDV | N/A | Non Ducted | vrf | N/A | Air | Air | China | 6.5 | N/A | 22.4 | N/A | N/A | N/A | N/A | N/A | 6.5 | 24 | Enthalpy Test Room | 3.3478 | 3.6588 | N/A | - | N/A | N/A | N/A | N/A | N/A | N/A | N/A | N/A | N/A | N/A | N/A | N/A | N/A | N/A | N/A | N/A | N/A | Three | R410A | Australia,Fiji,New Zealand | 134674 | 2025-12-18 |  | Approved | Reverse Cycle | N/A | No | Class 20 | No | N/A | N/A | N/A | N/A | N/A | N/A | N/A | Available | N/A | N/A |  |  | N/A |  |  | AAC5604 | Yes | Variable output compressor | Inverter | No | - | 22400 | 6.5 | - | 2700 | 12100 | No | - | - | - | 5941 | 24124.8 | No | 2467.8 | 13031.7 | No | - | - | 24000 | 6.5 | 2600 | 12000 | No | - | - | Yes | 7500 | 16000 | No | - | - | No | - | - | - | - | - | No | - | - | No | - | - | No | - | - | N/A | 77 | 4.076 | 4.005 | 4.466 | 5.05 | 4.77 | 4.794 | 1465 | 2269 | 6486 | 3172 | 3974 | 8701 | 2.5 | 2.5 | 2.5 | 2.62 | 3.167 | 4.245 | 2.955 | 3.638 | 4.242 | 12041 | 4208 | 562 | 3653 | 1724 | 368 | 1 | 1.5 | 2.5 | N/A | N/A | N/A | N/A | N/A | N/A | N/A | N/A | 35 | 3.3846 | 3.6263
[SEER Multi-Split <=65kW] GEMS (Air Conditioners up to 65kW) Determination 2019 | MEPS 2019 | AS/NZS 3823.1.4:2012 | MVI-260WV2GN1(A) |  | N/A | MDV | N/A | Non Ducted | vrf | N/A | Air | Air | China | 7.26 | N/A | 26 | N/A | N/A | N/A | N/A | N/A | 7.5 | 28 | Enthalpy Test Room | 3.5772 | 3.7859 | N/A | - | N/A | N/A | N/A | N/A | N/A | N/A | N/A | N/A | N/A | N/A | N/A | N/A | N/A | N/A | N/A | N/A | N/A | Three | R410A | Australia,Fiji,New Zealand | 134686 | 2025-12-18 |  | Approved | Reverse Cycle | N/A | No | Class 20 | No | N/A | N/A | N/A | N/A | N/A | N/A | N/A | Available | N/A | N/A |  |  | N/A |  |  | AAC5605 | Yes | Variable output compressor | Inverter | No | - | 26000 | 7.26 | - | 2770 | 12800 | No | - | - | - | 6635.64 | 28002 | No | 2531.78 | 13785.6 | No | - | - | 28000 | 7.5 | 3000 | 13700 | No | - | - | Yes | 8200 | 18500 | No | - | - | No | - | - | - | - | - | No | - | - | No | - | - | No | - | - | N/A | 77 | 4.261 | 4.188 | 4.623 | 5.267 | 4.974 | 4.961 | 1635 | 2529 | 7283 | 3539 | 4431 | 9768 | 2.5 | 2.5 | 3 | 2.651 | 3.186 | 4.213 | 2.974 | 3.374 | 4.209 | 13870 | 4866 | 645 | 4223 | 2150 | 420 | 1 | 1.5 | 2.5 | N/A | N/A | N/A | N/A | N/A | N/A | N/A | N/A | 35 | 3.5238 | 3.6754
[SEER Multi-Split <=65kW] GEMS (Air Conditioners up to 65kW) Determination 2019 | MEPS 2019 | AS/NZS 3823.1.4:2012 | MVI-280WV2GN1(A) |  | N/A | MDV | N/A | Non Ducted | vrf | N/A | Air | Air | China | 8.7 | N/A | 28.5 | N/A | N/A | N/A | N/A | N/A | 8.3 | 30 | Enthalpy Test Room | 3.201 | 3.634 | N/A | - | N/A | N/A | N/A | N/A | N/A | N/A | N/A | N/A | N/A | N/A | N/A | N/A | N/A | N/A | N/A | N/A | N/A | Three | R410A | Australia,Fiji,New Zealand | 134687 | 2025-12-17 |  | Approved | Reverse Cycle | N/A | No | Class 20 | No | N/A | N/A | N/A | N/A | N/A | N/A | N/A | Available | N/A | N/A |  |  | N/A |  |  | AAC5602 | Yes | Variable output compressor | Inverter | No | - | 28500 | 8.7 | - | 2950 | 13700 | No | - | - | - | 7951.8 | 30694.5 | No | 2696.3 | 14754.9 | No | - | - | 30000 | 8.3 | 3350 | 15000 | No | - | - | Yes | 8250 | 19000 | No | - | - | No | - | - | - | - | - | No | - | - | No | - | - | No | - | - | N/A | 77 | 4.212 | 4.092 | 4.483 | 5.239 | 4.911 | 4.831 | 1822 | 2849 | 8243 | 3907 | 4928 | 11004 | 2.5 | 2.5 | 2.5 | 2.385 | 2.818 | 4.062 | 2.911 | 3.297 | 4.116 | 16502 | 5874 | 707 | 4616 | 2350 | 454 | 0.5 | 1 | 2.5 | N/A | N/A | N/A | N/A | N/A | N/A | N/A | N/A | 35 | 3.2319 | 3.5637
[SEER Multi-Split <=65kW] GEMS (Air Conditioners up to 65kW) Determination 2019 | MEPS 2019 | AS/NZS 3823.1.4:2012 | MHC-AC24KWH |  | N/A | Metro Heating & Cooling | N/A | Non Ducted | vrf | N/A | Air | Air | China | 3.31 | N/A | 15.5 | N/A | N/A | N/A | N/A | N/A | 5.15 | 21 | Enthalpy Test Room | 4.6894 | 4.1704 | N/A | - | N/A | N/A | N/A | N/A | N/A | N/A | N/A | N/A | N/A | N/A | N/A | N/A | N/A | N/A | N/A | N/A | N/A | Single | R410A | Australia,Fiji,New Zealand | 159421 | 2029-01-31 |  | Approved | Reverse Cycle | N/A | No | Class 20 | No | N/A | N/A | N/A | N/A | N/A | N/A | N/A | Available | N/A | N/A |  |  | N/A |  |  | AAC8040 | Yes | Variable output compressor | Inverter | No | - | 15500 | 3.31 | - | 1280 | 7700 | No | - | - | - | 3025.34 | 16693.5 | No | 1169.92 | 8292.9 | No | - | - | 21000 | 5.15 | 1810 | 10250 | Yes | 720 | 4100 | Yes | 6300 | 19650 | Yes | 4630 | 16600 | No | - | - | - | - | - | No | - | - | No | - | - | No | - | - | N/A | 69.7 | 5.104 | 5.108 | 5.894 | 6.6 | 6.282 | 6.38 | 789 | 1206 | 3375 | 1659 | 2067 | 4503 | 3.5 | 3.5 | 4 | 4.146 | 4.749 | 5.587 | 4.604 | 5.19 | 5.671 | 6677 | 2477 | 386 | 2070 | 1072 | 252 | 2.5 | 3 | 4 | N/A | N/A | N/A | N/A | N/A | N/A | N/A | N/A | 28.5 | 4.5504 | 4.0028
[SEER Non Multi-Split <=65kW] GEMS (Air Conditioners up to 65kW) Determination 2019 | MEPS 2019 | AS/NZS 3823.1.1:2012 | CASMI105IB/UCMI105OBC |  | N/A | Midea | N/A | Non Ducted | Single Split System | Cassette | Air | Air | China | 2.63 | N/A | 10.5 | N/A | N/A | N/A | N/A | N/A | 2.7 | 11 | Calorimeter Room | 3.9943 | 4.1015 | N/A | - | N/A | N/A | N/A | N/A | N/A | N/A | N/A | N/A | N/A | N/A | N/A | N/A | N/A | N/A | N/A | N/A | Calorimeter Room | Single | R32 | Australia,Fiji,New Zealand | 150098 | 2027-09-26 |  | Approved | Reverse Cycle | N/A | Yes | Class 11 | Yes | N/A | N/A | N/A | N/A | N/A | N/A | N/A | Available | N/A | N/A |  |  | N/A |  |  | AAC7037 | Yes | Variable output compressor | Inverter | No | - | 10500 | 2.63 | - | 1330 | 5210 | Yes | 725 | 3760 | - | 2403.82 | 11308.5 | Yes | 770 | 5330 | - | 460 | 3720 | 11000 | 2.7 | 1050 | 5355 | Yes | 540 | 2760 | Yes | 6000 | 14800 | No | - | - | No | - | - | - | - | - | No | - | - | No | - | - | No | - | - | 65 | 71 | 5.949 | 5.746 | 6.548 | 14.583 | 9.698 | 8.84 | 473 | 745 | 2076 | 506 | 912 | 2210 | 4 | 4 | 5 | 4.067 | 4.433 | 5.011 | 4.367 | 4.707 | 5.027 | 3554 | 1374 | 209 | 1131 | 606 | 135 | 2.5 | 2.5 | 3.5 | No | - | - | - | - | N/A | N/A | N/A | 10 | 3.9417 | 4.0237
[SEER Non Multi-Split <=65kW] GEMS (Air Conditioners up to 65kW) Determination 2019 | MEPS 2019 | AS/NZS 3823.1.1:2012 | CASMI125IB/UCMI125OB |  | N/A | Midea | N/A | Non Ducted | Single Split System | Cassette | Air | Air | China | 3.39 | N/A | 12.5 | N/A | N/A | N/A | N/A | N/A | 3.42 | 13 | Calorimeter Room | 3.6874 | 3.8138 | N/A | - | N/A | N/A | N/A | N/A | N/A | N/A | N/A | N/A | N/A | N/A | N/A | N/A | N/A | N/A | N/A | N/A | Calorimeter Room | Single | R32 | Australia,Fiji,New Zealand | 150107 | 2027-10-02 |  | Approved | Reverse Cycle | N/A | Yes | Class 11 | Yes | N/A | N/A | N/A | N/A | N/A | N/A | N/A | Available | N/A | N/A |  |  | N/A |  |  | AAC7070 | Yes | Variable output compressor | Inverter | No | - | 12500 | 3.39 | - | 1655 | 5950 | Yes | 725 | 3760 | - | 3098.46 | 13462.5 | Yes | 935 | 6060 | - | 460 | 3720 | 13000 | 3.42 | 1240 | 6155 | Yes | 540 | 2760 | Yes | 5780 | 14800 | No | - | - | No | - | - | - | - | - | No | - | - | No | - | - | No | - | - | 65 | 71 | 5.803 | 5.544 | 6.273 | 15.93 | 9.667 | 8.857 | 583 | 926 | 2586 | 553 | 1093 | 2629 | 4 | 4 | 4.5 | 3.852 | 4.267 | 4.946 | 4.224 | 4.645 | 5.028 | 4430 | 1681 | 245 | 1378 | 721 | 156 | 2 | 2.5 | 3 | No | - | - | - | - | N/A | N/A | N/A | 10 | 3.6509 | 3.764
[SEER Non Multi-Split <=65kW] GEMS (Air Conditioners up to 65kW) Determination 2019 | MEPS 2019 | AS/NZS 3823.1.1:2012 | CASMI140IB/UCMI140OB |  | N/A | Midea | N/A | Non Ducted | Single Split System | Cassette | Air | Air | China | 4.25 | N/A | 14 | N/A | N/A | N/A | N/A | N/A | 4.05 | 14.5 | Calorimeter Room | 3.2865 | 3.5922 | N/A | - | N/A | N/A | N/A | N/A | N/A | N/A | N/A | N/A | N/A | N/A | N/A | N/A | N/A | N/A | N/A | N/A | Calorimeter Room | Single | R32 | Australia,Fiji,New Zealand | 150108 | 2027-09-26 |  | Approved | Reverse Cycle | N/A | Yes | Class 11 | Yes | N/A | N/A | N/A | N/A | N/A | N/A | N/A | Available | N/A | N/A |  |  | N/A |  |  | AAC7036 | Yes | Variable output compressor | Inverter | No | - | 14000 | 4.25 | - | 1800 | 7075 | Yes | 750 | 3580 | - | 3884.5 | 15078 | Yes | 1090 | 7365 | - | 475 | 3520 | 14500 | 4.05 | 1380 | 7220 | Yes | 545 | 3070 | Yes | 4270 | 12500 | No | - | - | No | - | - | - | - | - | No | - | - | No | - | - | No | - | - | 65 | 71 | 5.63 | 5.29 | 5.894 | 15.064 | 9.077 | 7.814 | 676 | 1091 | 3088 | 659 | 1308 | 3343 | 4 | 3.5 | 4 | 3.733 | 4.349 | 5.317 | 4.25 | 4.89 | 5.455 | 5095 | 1837 | 254 | 1525 | 763 | 160 | 2 | 2.5 | 3.5 | No | - | - | - | - | N/A | N/A | N/A | 10 | 3.2681 | 3.5506
[SEER Non Multi-Split <=65kW] (Air Conditioners up to 65kW) EE Regulations 2020 Schedule 2A | MEPS 2019 | AS/NZS 3823.1.2:2012 | DUCMI105IB/UCMI105OB |  | N/A | Midea | N/A | Ducted | Single Split System | - | Air | Air | China | 3.2 | N/A | 10.5 | N/A | N/A | N/A | N/A | N/A | 2.65 | 11 | Calorimeter Room | 3.2653 | 4.1732 | N/A | - | N/A | N/A | N/A | N/A | N/A | N/A | N/A | N/A | N/A | N/A | N/A | N/A | N/A | N/A | N/A | N/A | N/A | Single | R32 | New Zealand | 147655 | 2122-06-03 |  | Approved | Reverse Cycle | N/A | Yes | Class 11 | Yes | N/A | N/A | N/A | N/A | N/A | N/A | N/A | Available | N/A | N/A |  |  | N/A |  |  | ZAC0777 | Yes | Variable output compressor | Inverter | No | - | 10500 | 3.2 | - | 1825 | 5150 | Yes | 735 | 2670 | - | - | - | Yes | 850 | 5180 | - | 350 | 2500 | 11000 | 2.65 | 1120 | 5750 | Yes | 480 | 2470 | Yes | 3300 | 9780 | No | - | - | No | - | - | - | - | - | No | - | - | No | - | - | No | - | - | - | 68 | 6.022 | 5.708 | 6.821 | -27.997 | 49.628 | 10.599 | 467 | 750 | 1992 | -295 | 162 | 1840 | 4.5 | 4 | 5 | 3.863 | 4.44 | 5.073 | 4.225 | 4.744 | 5.106 | 3740 | 1372 | 207 | 1168 | 601 | 133 | 2 | 2.5 | 3.5 | No | - | - | - | - | N/A | N/A | N/A | 10 | 3.247 | 4.0987
[SEER Non Multi-Split <=65kW] (Air Conditioners up to 65kW) EE Regulations 2020 Schedule 2A | MEPS 2019 | AS/NZS 3823.1.2:2012 | DUCMI105IHB/UCMI105OB |  | N/A | Midea | N/A | Ducted | Single Split System | - | Air | Air | China | 3.1 | N/A | 10.5 | N/A | N/A | N/A | N/A | N/A | 2.7 | 11 | Calorimeter Room | 3.3269 | 4.0926 | N/A | - | N/A | N/A | N/A | N/A | N/A | N/A | N/A | N/A | N/A | N/A | N/A | N/A | N/A | N/A | N/A | N/A | N/A | Single | R32 | New Zealand | 147656 | 2122-06-03 |  | Approved | Reverse Cycle | N/A | Yes | Class 11 | Yes | N/A | N/A | N/A | N/A | N/A | N/A | N/A | Available | N/A | N/A |  |  | N/A |  |  | ZAC0778 | Yes | Variable output compressor | Inverter | No | - | 10500 | 3.1 | - | 1650 | 5145 | Yes | 615 | 2590 | - | - | - | Yes | 710 | 5070 | - | 350 | 2630 | 11000 | 2.7 | 1080 | 5690 | Yes | 490 | 2320 | Yes | 3590 | 10080 | No | - | - | No | - | - | - | - | - | No | - | - | No | - | - | No | - | - | - | 68 | 6.414 | 5.907 | 7.495 | -40.42 | 16.862 | 30.201 | 437 | 724 | 1811 | -211 | 516 | 632 | 4.5 | 4 | 5.5 | 3.833 | 4.39 | 4.923 | 4.122 | 4.57 | 4.886 | 3770 | 1387 | 212 | 1197 | 623 | 138 | 2 | 2.5 | 3 | No | - | - | - | - | N/A | N/A | N/A | 10 | 3.3506 | 4.0237
[SEER Non Multi-Split <=65kW] (Air Conditioners up to 65kW) EE Regulations 2020 Schedule 2A | MEPS 2019 | AS/NZS 3823.1.2:2012 | DUCMI125IHB/UCMI125OB |  | N/A | Midea | N/A | Ducted | Single Split System | - | Air | Air | China | 3.65 | N/A | 12.5 | N/A | N/A | N/A | N/A | N/A | 3.15 | 13 | Calorimeter Room | 3.4167 | 4.1296 | N/A | - | N/A | N/A | N/A | N/A | N/A | N/A | N/A | N/A | N/A | N/A | N/A | N/A | N/A | N/A | N/A | N/A | N/A | Single | R32 | New Zealand | 147657 | 2122-06-03 |  | Approved | Reverse Cycle | N/A | Yes | Class 11 | Yes | N/A | N/A | N/A | N/A | N/A | N/A | N/A | Available | N/A | N/A |  |  | N/A |  |  | ZAC0779 | Yes | Variable output compressor | Inverter | No | - | 12500 | 3.65 | - | 1580 | 6445 | Yes | 1010 | 3200 | - | - | - | Yes | 990 | 6050 | - | 540 | 3700 | 13000 | 3.15 | 1335 | 6720 | Yes | 540 | 2810 | Yes | 5540 | 14720 | No | - | - | No | - | - | - | - | - | No | - | - | No | - | - | No | - | - | - | 70 | 5.491 | 5.275 | 5.743 | 23.129 | 10.359 | 7.866 | 617 | 974 | 2827 | 375 | 1019 | 2963 | 3.5 | 3.5 | 4 | 4.033 | 4.456 | 5.061 | 4.373 | 4.788 | 5.127 | 4231 | 1611 | 240 | 1331 | 700 | 153 | 2.5 | 2.5 | 3.5 | No | - | - | - | - | N/A | N/A | N/A | 10 | 3.3932 | 4.0832
[SEER Non Multi-Split <=65kW] GEMS (Air Conditioners up to 65kW) Determination 2019 | MEPS 2019 | AS/NZS 3823.1.2:2012 | DUCMI125IHB/UCMI125OB |  | N/A | MIDEA | N/A | Ducted | Single Split System | - | Air | Air | China | 3.6 | N/A | 12.5 | N/A | N/A | N/A | N/A | N/A | 3.006 | 13 | Calorimeter Room | 3.4167 | 4.1296 | N/A | - | N/A | N/A | N/A | N/A | N/A | N/A | N/A | N/A | N/A | N/A | N/A | N/A | N/A | N/A | N/A | N/A | N/A | Single | R32 | Australia,Fiji,New Zealand | 148228 | 2027-11-03 |  | Approved | Reverse Cycle | N/A | Yes | Class 11 | Yes | N/A | N/A | N/A | N/A | N/A | N/A | N/A | Available | N/A | N/A |  | http://www.midea.net.au/ | N/A |  |  | AAC7126 | Yes | Variable output compressor | Inverter | No | - | 12500 | 3.6 | - | 1580 | 6445 | Yes | 1010 | 3200 | - | 3290.4 | 13462.5 | Yes | 990 | 6050 | - | 540 | 3700 | 13000 | 3.006 | 1335 | 6720 | Yes | 540 | 2810 | Yes | 5540 | 14720 | No | - | - | No | - | - | - | - | - | No | - | - | No | - | - | No | - | - | - | - | 5.516 | 5.309 | 5.78 | 23.28 | 10.421 | 7.914 | 614 | 968 | 2809 | 372 | 1013 | 2945 | 4 | 3.5 | 4 | 4.1 | 4.522 | 5.071 | 4.416 | 4.825 | 5.131 | 4162 | 1588 | 240 | 1318 | 695 | 153 | 2.5 | 3 | 3.5 | No | - | - | - | - | N/A | N/A | N/A | 10 | 3.4399 | 4.2766
[SEER Non Multi-Split <=65kW] (Air Conditioners up to 65kW) EE Regulations 2020 Schedule 2A | MEPS 2019 | AS/NZS 3823.1.2:2012 | DUCMI140IHB/UCMI140OB |  | N/A | Midea | N/A | Ducted | Single Split System | - | Air | Air | China | 4.2 | N/A | 14 | N/A | N/A | N/A | N/A | N/A | 3.6 | 14.5 | Calorimeter Room | 3.324 | 4.0445 | N/A | - | N/A | N/A | N/A | N/A | N/A | N/A | N/A | N/A | N/A | N/A | N/A | N/A | N/A | N/A | N/A | N/A | N/A | Single | R32 | New Zealand | 147689 | 2122-06-03 |  | Approved | Reverse Cycle | N/A | Yes | Class 11 | Yes | N/A | N/A | N/A | N/A | N/A | N/A | N/A | Available | N/A | N/A |  |  | N/A |  |  | ZAC0780 | Yes | Variable output compressor | Inverter | No | - | 14000 | 4.2 | - | 1730 | 6550 | Yes | 890 | 3210 | - | - | - | Yes | 1095 | 7100 | - | 530 | 3770 | 14500 | 3.6 | 1300 | 6600 | Yes | 560 | 2800 | Yes | 5060 | 14150 | No | - | - | No | - | - | - | - | - | No | - | - | No | - | - | No | - | - | - | 71 | 5.619 | 5.319 | 5.865 | 15.246 | 9.524 | 7.749 | 677 | 1085 | 3103 | 651 | 1246 | 3372 | 4 | 3.5 | 4 | 3.866 | 4.356 | 4.975 | 4.214 | 4.674 | 5.024 | 4919 | 1834 | 270 | 1538 | 797 | 172 | 2 | 2.5 | 3 | No | - | - | - | - | N/A | N/A | N/A | 10 | 3.3067 | 3.9903
[SEER Non Multi-Split <=65kW] (Air Conditioners up to 65kW) EE Regulations 2020 Schedule 2A | MEPS 2019 | AS/NZS 3823.1.2:2012 | DUCMI170IHB/UCMI170OB |  | N/A | Midea | N/A | Ducted | Single Split System | - | Air | Air | China | 5.25 | N/A | 17 | N/A | N/A | N/A | N/A | N/A | 4.45 | 17.5 | Calorimeter Room | 3.271 | 3.9234 | N/A | - | N/A | N/A | N/A | N/A | N/A | N/A | N/A | N/A | N/A | N/A | N/A | N/A | N/A | N/A | N/A | N/A | N/A | Single | R32 | New Zealand | 147693 | 2122-06-03 |  | Approved | Reverse Cycle | N/A | Yes | Class 11 | Yes | N/A | N/A | N/A | N/A | N/A | N/A | N/A | Available | N/A | N/A |  |  | N/A |  |  | ZAC0781 | Yes | Variable output compressor | Inverter | No | - | 17000 | 5.25 | - | 2720 | 8030 | Yes | 1110 | 4490 | - | - | - | Yes | 1355 | 8120 | - | 645 | 4050 | 17500 | 4.45 | 1720 | 8670 | Yes | 780 | 4130 | Yes | 4950 | 14500 | No | - | - | No | - | - | - | - | - | No | - | - | No | - | - | No | - | - | - | 72 | 5.556 | 5.215 | 6.106 | 3.968 | 13.551 | 9.938 | 830 | 1342 | 3616 | 3107 | 1054 | 3185 | 4 | 3.5 | 4.5 | 3.681 | 4.304 | 5.082 | 4.115 | 4.704 | 5.15 | 6236 | 2243 | 321 | 1902 | 958 | 205 | 2 | 2.5 | 3.5 | No | - | - | - | - | N/A | N/A | N/A | 13 | 3.2112 | 3.8941
[SEER Non Multi-Split <=65kW] GEMS (Air Conditioners up to 65kW) Determination 2019 | MEPS 2019 | AS/NZS 3823.1.2:2012 | DUCMI170IHB/UCMI170OB |  | N/A | MIDEA | N/A | Ducted | Single Split System | - | Air | Air | China | 5.25 | N/A | 17 | N/A | N/A | N/A | N/A | N/A | 4.45 | 17.5 | Calorimeter Room | 3.271 | 3.9234 | N/A | - | N/A | N/A | N/A | N/A | N/A | N/A | N/A | N/A | N/A | N/A | N/A | N/A | N/A | N/A | N/A | N/A | N/A | Single | R32 | Australia,Fiji,New Zealand | 148230 | 2027-11-03 |  | Approved | Reverse Cycle | N/A | Yes | Class 11 | Yes | N/A | N/A | N/A | N/A | N/A | N/A | N/A | Available | N/A | N/A |  | http://www.midea.net.au/ | N/A |  |  | AAC7127 | Yes | Variable output compressor | Inverter | No | - | 17000 | 5.25 | - | 2720 | 8030 | Yes | 1110 | 4490 | - | 4798.5 | 18309 | Yes | 1355 | 8120 | - | 645 | 4050 | 17500 | 4.45 | 1720 | 8670 | Yes | 780 | 4130 | Yes | 4950 | 14500 | No | - | - | No | - | - | - | - | - | No | - | - | No | - | - | No | - | - | - | - | 5.556 | 5.215 | 6.106 | 3.968 | 13.551 | 9.938 | 830 | 1342 | 3616 | 3107 | 1054 | 3185 | 4 | 3.5 | 4.5 | 3.681 | 4.304 | 5.082 | 4.115 | 4.704 | 5.15 | 6236 | 2243 | 321 | 1902 | 958 | 205 | 2 | 2.5 | 3.5 | No | - | - | - | - | N/A | N/A | N/A | 13 | 3.2112 | 3.8941
[SEER Non Multi-Split <=65kW] (Air Conditioners up to 65kW) EE Regulations 2020 Schedule 2A | MEPS 2019 | AS/NZS 3823.1.2:2012 | DUCMI70IB/UCMI70OB |  | N/A | Midea | N/A | Ducted | Single Split System | - | Air | Air | China | 2.1 | N/A | 7.3 | N/A | N/A | N/A | N/A | N/A | 1.8 | 7.5 | Calorimeter Room | 3.535 | 4.222 | N/A | - | N/A | N/A | N/A | N/A | N/A | N/A | N/A | N/A | N/A | N/A | N/A | N/A | N/A | N/A | N/A | N/A | N/A | Single | R32 | New Zealand | 147640 | 2122-06-03 |  | Approved | Reverse Cycle | N/A | Yes | Class 10 | Yes | N/A | N/A | N/A | N/A | N/A | N/A | N/A | Available | N/A | N/A |  |  | N/A |  |  | ZAC0775 | Yes | Variable output compressor | Inverter | No | - | 7300 | 2.1 | - | 1070 | 3500 | Yes | 535 | 2380 | - | - | - | Yes | 590 | 3500 | - | 265 | 1850 | 7500 | 1.8 | 710 | 3600 | Yes | 365 | 1790 | Yes | 2680 | 7520 | No | - | - | No | - | - | - | - | - | No | - | - | No | - | - | No | - | - | - | 65 | 5.545 | 5.412 | 6.329 | 4.159 | 5.504 | 7.113 | 347 | 543 | 1487 | 1263 | 1122 | 1906 | 4 | 3.5 | 4.5 | 3.93 | 4.389 | 4.904 | 4.21 | 4.605 | 4.899 | 2514 | 955 | 153 | 806 | 428 | 101 | 2 | 2.5 | 3 | No | - | - | - | - | N/A | N/A | N/A | 10 | 3.4211 | 4.0899
[SEER Non Multi-Split <=65kW] (Air Conditioners up to 65kW) EE Regulations 2020 Schedule 2A | MEPS 2019 | AS/NZS 3823.1.2:2012 | DUCMI90IB/UCMI90OB |  | N/A | Midea | N/A | Ducted | Single Split System | - | Air | Air | China | 2.55 | N/A | 9 | N/A | N/A | N/A | N/A | N/A | 2.25 | 10 | Calorimeter Room | 3.5289 | 4.4435 | N/A | - | N/A | N/A | N/A | N/A | N/A | N/A | N/A | N/A | N/A | N/A | N/A | N/A | N/A | N/A | N/A | N/A | N/A | Single | R32 | New Zealand | 147648 | 2122-06-03 |  | Approved | Reverse Cycle | N/A | Yes | Class 10 | Yes | N/A | N/A | N/A | N/A | N/A | N/A | N/A | Available | N/A | N/A |  |  | N/A |  |  | ZAC0776 | Yes | Variable output compressor | Inverter | No | - | 9000 | 2.55 | - | 1225 | 4360 | Yes | 735 | 2670 | - | - | - | Yes | 800 | 4670 | - | 350 | 2500 | 10000 | 2.25 | 920 | 4780 | Yes | 480 | 2470 | Yes | 3300 | 9780 | No | - | - | No | - | - | - | - | - | No | - | - | No | - | - | No | - | - | - | 68 | 5.535 | 5.457 | 6.088 | -3.001 | -9.756 | 4.342 | 434 | 670 | 1912 | -2214 | -816 | 3871 | 4 | 3.5 | 4.5 | 4.076 | 4.572 | 5.09 | 4.367 | 4.799 | 5.092 | 3226 | 1214 | 190 | 1030 | 542 | 123 | 2.5 | 3 | 3.5 | No | - | - | - | - | N/A | N/A | N/A | 10 | 3.4832 | 4.3787
[SEER Non Multi-Split <=65kW] GEMS (Air Conditioners up to 65kW) Determination 2019 | MEPS 2019 | AS/NZS 3823.1.2:2012 | DUCMI90IB/UCMI90OB |  | N/A | MIDEA | N/A | Ducted | Single Split System | - | Air | Air | China | 2.55 | N/A | 9 | N/A | N/A | N/A | N/A | N/A | 2.25 | 10 | Calorimeter Room | 3.5289 | 4.4435 | N/A | - | N/A | N/A | N/A | N/A | N/A | N/A | N/A | N/A | N/A | N/A | N/A | N/A | N/A | N/A | N/A | N/A | N/A | Single | R32 | Australia,Fiji,New Zealand | 148202 | 2027-11-03 |  | Approved | Reverse Cycle | N/A | Yes | Class 10 | Yes | N/A | N/A | N/A | N/A | N/A | N/A | N/A | Unavailable | N/A | N/A |  | http://www.midea.net.au/ | N/A |  |  | AAC7124 | Yes | Variable output compressor | Inverter | No | - | 9000 | 2.55 | - | 1225 | 4360 | Yes | 735 | 2670 | - | 2330.7 | 9693 | Yes | 800 | 4670 | - | 350 | 2500 | 10000 | 2.25 | 920 | 4780 | Yes | 480 | 2470 | Yes | 3300 | 9780 | No | - | - | No | - | - | - | - | - | No | - | - | No | - | - | No | - | - | - | - | 5.535 | 5.457 | 6.088 | -3.001 | -9.756 | 4.342 | 434 | 670 | 1912 | -2214 | -816 | 3871 | 4 | 3.5 | 4.5 | 4.076 | 4.572 | 5.09 | 4.367 | 4.799 | 5.092 | 3226 | 1214 | 190 | 1030 | 542 | 123 | 2.5 | 3 | 3.5 | No | - | - | - | - | N/A | N/A | N/A | 10 | 3.4832 | 4.3787
[SEER Non Multi-Split <=65kW] GEMS (Air Conditioners up to 65kW) Determination 2019 | MEPS 2019 | AS/NZS 3823.1.1:2012 | FA26 |  | N/A | MIDEA | N/A | Non Ducted | Single Split System | Wall Hung | Air | Air | China | 0.58 | N/A | 2.6 | N/A | N/A | N/A | N/A | N/A | 0.565 | 2.75 | Calorimeter Room | 4.6053 | 4.8354 | N/A | - | N/A | N/A | N/A | N/A | N/A | N/A | N/A | N/A | N/A | N/A | N/A | N/A | N/A | N/A | N/A | N/A | N/A | Single | R32 | Australia,Fiji,New Zealand | 132132 | 2025-11-11 |  | Approved | Reverse Cycle | N/A | Yes | Class 8 | Yes | N/A | N/A | N/A | N/A | N/A | N/A | N/A | Available | N/A | N/A |  | http://www.midea.net.au/ | N/A |  |  | AAC5485 | Yes | Variable output compressor | Inverter | No | - | 2600 | 0.58 | - | 255 | 1400 | Yes | 190 | 970 | - | 530.12 | 2800.2 | Yes | 160 | 1360 | - | 130 | 975 | 2750 | 0.565 | 255 | 1500 | Yes | 175 | 1000 | No | - | - | - | 1020 | 3100 | No | - | - | - | - | - | - | - | - | No | - | - | No | - | - | 58 | 64 | 7.025 | 6.619 | 7.302 | 13.197 | 9.743 | 9.15 | 102 | 163 | 464 | 142 | 228 | 531 | 5.5 | 5 | 5.5 | 4.435 | 4.977 | 5.511 | 4.709 | 5.16 | 5.483 | 812 | 303 | 44 | 260 | 135 | 28 | 2.5 | 3 | 4 | No | - | - | - | - | N/A | N/A | N/A | 1 | 4.4568 | 4.8383
[SEER Non Multi-Split <=65kW] GEMS (Air Conditioners up to 65kW) Determination 2019 | MEPS 2019 | AS/NZS 3823.1.1:2012 | FA35 |  | N/A | MIDEA | N/A | Non Ducted | Single Split System | Wall Hung | Air | Air | China | 0.92 | N/A | 3.5 | N/A | N/A | N/A | N/A | N/A | 0.88 | 3.65 | Calorimeter Room | 3.8557 | 4.1615 | N/A | - | N/A | N/A | N/A | N/A | N/A | N/A | N/A | N/A | N/A | N/A | N/A | N/A | N/A | N/A | N/A | N/A | N/A | Single | R32 | Australia,Fiji,New Zealand | 132151 | 2025-12-21 |  | Approved | Reverse Cycle | N/A | Yes | Class 8 | Yes | N/A | N/A | N/A | N/A | N/A | N/A | N/A | Available | N/A | N/A |  | http://www.midea.net.au/ | N/A |  |  | AAC5613 | Yes | Variable output compressor | Inverter | No | - | 3500 | 0.92 | - | 340 | 1800 | Yes | 195 | 1000 | - | 840.88 | 3769.5 | Yes | 270 | 2000 | - | 130 | 1120 | 3650 | 0.88 | 300 | 1800 | Yes | 180 | 1030 | Yes | 1165 | 3700 | No | - | - | No | - | - | - | - | - | - | - | - | No | - | - | - | - | - | 58 | 64 | 6.523 | 6.126 | 6.459 | 12.04 | 9.349 | 7.659 | 148 | 239 | 708 | 211 | 321 | 856 | 5 | 4.5 | 4.5 | 4.347 | 4.886 | 5.657 | 4.725 | 5.196 | 5.642 | 1099 | 408 | 57 | 343 | 178 | 36 | 2.5 | 3 | 4 | No | - | - | - | - | N/A | N/A | N/A | 1 | 3.7904 | 4.1319
[SEER Multi-Split <=65kW] GEMS (Air Conditioners up to 65kW) Determination 2019 | MEPS 2019 | AS/NZS 3823.1.4:2012 | MDV-V100W/DN1(C) |  | N/A | Midea | N/A | Non Ducted | vrf | N/A | Air | Air | China | 2.88 | N/A | 10 | N/A | N/A | N/A | N/A | N/A | 3.31 | 12 | Enthalpy Test Room | 3.3564 | 3.5434 | N/A | - | N/A | N/A | N/A | N/A | N/A | N/A | N/A | N/A | N/A | N/A | N/A | N/A | N/A | N/A | N/A | N/A | N/A | Single | R410A | Australia,Fiji,New Zealand | 132920 | 2025-10-07 |  | Approved | Reverse Cycle | N/A | No | Class 20 | No | N/A | N/A | N/A | N/A | N/A | N/A | N/A | Available | N/A | N/A |  |  | N/A |  |  | AAC5380 | Yes | Variable output compressor | Inverter | No | - | 10000 | 2.88 | - | 1150 | 5000 | No | - | - | - | 2632.32 | 10770 | No | 1051.1 | 5385 | No | - | - | 12000 | 3.31 | 1280 | 6000 | No | - | - | Yes | 3330 | 8900 | No | - | - | No | - | - | - | - | - | No | - | - | No | - | - | No | - | - | N/A | 68 | 3.988 | 3.941 | 4.386 | 4.946 | 4.686 | 4.707 | 668 | 1029 | 2948 | 1446 | 1806 | 3956 | 2 | 2 | 2.5 | 3.17 | 3.725 | 4.305 | 3.38 | 3.966 | 4.306 | 4978 | 1792 | 274 | 1598 | 791 | 179 | 1.5 | 2 | 2.5 | N/A | N/A | N/A | N/A | N/A | N/A | N/A | N/A | 16 | 3.4082 | 3.5671
[SEER Multi-Split <=65kW] GEMS (Air Conditioners up to 65kW) Determination 2019 | MEPS 2019 | AS/NZS 3823.1.4:2012 | MDV-V120W/DN1(C) |  | N/A | Midea | N/A | Non Ducted | vrf | N/A | Air | Air | China | 3.75 | N/A | 12 | N/A | N/A | N/A | N/A | N/A | 3.86 | 14 | Enthalpy Test Room | 3.1619 | 3.4695 | N/A | - | N/A | N/A | N/A | N/A | N/A | N/A | N/A | N/A | N/A | N/A | N/A | N/A | N/A | N/A | N/A | N/A | N/A | Single | R410A | Australia,Fiji,New Zealand | 132923 | 2025-10-07 |  | Approved | Reverse Cycle | N/A | No | Class 20 | No | N/A | N/A | N/A | N/A | N/A | N/A | N/A | Available | N/A | N/A |  |  | N/A |  |  | AAC5377 | Yes | Variable output compressor | Inverter | No | - | 12000 | 3.75 | - | 1460 | 6000 | No | - | - | - | 3427.5 | 12924 | No | 1334.44 | 6462 | No | - | - | 14000 | 3.86 | 1620 | 7000 | No | - | - | Yes | 3850 | 10080 | No | - | - | No | - | - | - | - | - | No | - | - | No | - | - | No | - | - | N/A | 70 | 4 | 3.885 | 4.176 | 4.793 | 4.508 | 4.457 | 820 | 1278 | 3741 | 1811 | 2273 | 5034 | 2.5 | 2 | 2.5 | 3.009 | 3.508 | 3.982 | 3.184 | 3.566 | 3.974 | 6097 | 2194 | 320 | 1959 | 1003 | 205 | 1.5 | 2 | 2 | N/A | N/A | N/A | N/A | N/A | N/A | N/A | N/A | 10 | 3.1714 | 3.5955
[SEER Multi-Split <=65kW] GEMS (Air Conditioners up to 65kW) Determination 2019 | MEPS 2019 | AS/NZS 3823.1.4:2012 | MDV-V120WHN8(At) |  | N/A | Midea | N/A | Ducted | vrf | N/A | Air | Air | China | 3.65 | N/A | 12.3 | N/A | N/A | N/A | N/A | N/A | 3.45 | 14 | Enthalpy Test Room | 3.3003 | 3.915 | N/A | - | N/A | N/A | N/A | N/A | N/A | N/A | N/A | N/A | N/A | N/A | N/A | N/A | N/A | N/A | N/A | N/A | N/A | Single | R32 | Australia,Fiji,New Zealand | 154240 | 2028-06-03 |  | Approved | Reverse Cycle | N/A | No | Class 20 | No | N/A | N/A | N/A | N/A | N/A | N/A | N/A | Available | N/A | N/A |  |  | N/A |  |  | AAC7546 | Yes | Variable output compressor | Inverter | No | - | 12300 | 3.65 | - | 1130 | 6150 | No | - | - | - | 3336.1 | 13247.1 | No | 1032.82 | 6623.55 | No | - | - | 14000 | 3.45 | 1290 | 7000 | No | - | - | Yes | 3200 | 10000 | No | - | - | No | - | - | - | - | - | No | - | - | No | - | - | No | - | - | N/A | 70.5 | 4.37 | 4.264 | 4.885 | 5.769 | 5.4 | 5.353 | 735 | 1152 | 3237 | 1508 | 1911 | 4264 | 2.5 | 2.5 | 3 | 3.503 | 4.215 | 4.977 | 3.79 | 4.365 | 4.982 | 5274 | 1870 | 298 | 1680 | 855 | 198 | 2 | 2.5 | 3 | N/A | N/A | N/A | N/A | N/A | N/A | N/A | N/A | 25 | 3.2936 | 3.961
[SEER Multi-Split <=65kW] GEMS (Air Conditioners up to 65kW) Determination 2019 | MEPS 2019 | AS/NZS 3823.1.4:2012 | MDV-V120WN8(AU) |  | N/A | Midea | N/A | Non Ducted | vrf | N/A | Air | Air | China | 1.72 | N/A | 7.2 | N/A | N/A | N/A | N/A | N/A | 2.6 | 11.2 | Enthalpy Test Room | 4.1601 | 4.2575 | N/A | - | N/A | N/A | N/A | N/A | N/A | N/A | N/A | N/A | N/A | N/A | N/A | N/A | N/A | N/A | N/A | N/A | N/A | Single | R32 | Australia,Fiji,New Zealand | 157661 | 2028-11-08 |  | Approved | Reverse Cycle | N/A | - | Class 19 | - | N/A | N/A | N/A | N/A | N/A | N/A | N/A | Available | N/A | N/A |  |  | N/A |  |  | AAC7867 | Yes | Variable output compressor | Inverter | No | - | 7200 | 1.72 | - | 1080 | 3600 | Yes | 680 | 2100 | - | 1572.08 | 7754.4 | Yes | 540 | 3850 | - | 380 | 2400 | 11200 | 2.6 | 1080 | 5600 | Yes | 470 | 2400 | Yes | 3200 | 10000 | No | - | - | No | - | - | - | - | - | No | - | - | No | - | - | No | - | - | N/A | 69 | 4.975 | 5.056 | 6.646 | 19.922 | 10.76 | 10.333 | 359 | 545 | 1367 | 220 | 533 | 1265 | 3 | 3.5 | 5 | 3.954 | 4.511 | 5.087 | 4.289 | 4.783 | 5.114 | 3746 | 1405 | 238 | 1195 | 630 | 158 | 2 | 3 | 3.5 | N/A | N/A | N/A | N/A | N/A | N/A | N/A | N/A | 21.18 | 4.0188 | 4.1923
[SEER Multi-Split <=65kW] GEMS (Air Conditioners up to 65kW) Determination 2019 | MEPS 2019 | AS/NZS 3823.1.4:2012 | MDV-V140W/DN1(C) |  | N/A | Midea | N/A | Non Ducted | vrf | N/A | Air | Air | China | 4.35 | N/A | 14 | N/A | N/A | N/A | N/A | N/A | 4.27 | 16 | Enthalpy Test Room | 3.1857 | 3.6387 | N/A | - | N/A | N/A | N/A | N/A | N/A | N/A | N/A | N/A | N/A | N/A | N/A | N/A | N/A | N/A | N/A | N/A | N/A | Single | R410A | Australia,Fiji,New Zealand | 132931 | 2025-10-01 |  | Approved | Reverse Cycle | N/A | No | Class 20 | No | N/A | N/A | N/A | N/A | N/A | N/A | N/A | Available | N/A | N/A |  |  | N/A |  |  | AAC5361 | Yes | Variable output compressor | Inverter | No | - | 14000 | 4.35 | - | 1700 | 7000 | No | - | - | - | 3975.9 | 15078 | No | 1553.8 | 7539 | No | - | - | 16000 | 4.27 | 2120 | 8000 | No | - | - | Yes | 4970 | 13000 | No | - | - | No | - | - | - | - | - | No | - | - | No | - | - | No | - | - | N/A | 71 | 3.873 | 3.793 | 4.153 | 4.732 | 4.465 | 4.447 | 975 | 1511 | 4373 | 2127 | 2664 | 5874 | 2 | 2 | 2.5 | 3.014 | 3.349 | 3.502 | 3.116 | 3.372 | 3.481 | 6971 | 2642 | 428 | 2301 | 1225 | 278 | 1.5 | 1.5 | 2 | N/A | N/A | N/A | N/A | N/A | N/A | N/A | N/A | 18 | 3.174 | 3.6944
[SEER Multi-Split <=65kW] GEMS (Air Conditioners up to 65kW) Determination 2019 | MEPS 2019 | AS/NZS 3823.1.4:2012 | MDV-V160W/DN1(C) |  | N/A | Midea | N/A | Non Ducted | vrf | N/A | Air | Air | China | 4.67 | N/A | 15.5 | N/A | N/A | N/A | N/A | N/A | 4.78 | 18 | Enthalpy Test Room | 3.2209 | 3.6457 | N/A | - | N/A | N/A | N/A | N/A | N/A | N/A | N/A | N/A | N/A | N/A | N/A | N/A | N/A | N/A | N/A | N/A | N/A | Single | R410A | Australia,Fiji | 132939 | 2025-10-01 |  | Approved | Reverse Cycle | N/A | No | Class 20 | No | N/A | N/A | N/A | N/A | N/A | N/A | N/A | Available | N/A | N/A |  |  | N/A |  |  | AAC5364 | Yes | Variable output compressor | Inverter | No | - | 15500 | 4.67 | - | 1940 | 7750 | No | - | - | - | 4268.38 | 16693.5 | No | 1773.16 | 8346.75 | No | - | - | 18000 | 4.78 | 2260 | 9000 | No | - | - | Yes | 4830 | 13600 | No | - | - | No | - | - | - | - | - | No | - | - | No | - | - | No | - | - | N/A | 71 | 3.886 | 3.814 | 4.144 | 4.67 | 4.417 | 4.415 | 1082 | 1671 | 4859 | 2393 | 2988 | 6556 | 2 | 2 | 2.5 | 3.027 | 3.42 | 3.688 | 3.106 | 3.507 | 3.67 | 7802 | 2903 | 452 | 2590 | 1320 | 292 | 1.5 | 1.5 | 2 | N/A | N/A | N/A | N/A | N/A | N/A | N/A | N/A | 17 | 3.2787 | 3.721
[SEER Multi-Split <=65kW] GEMS (Air Conditioners up to 65kW) Determination 2019 | MEPS 2019 | AS/NZS 3823.1.4:2012 | MDV-V200WN1(AU) |  | N/A | Midea | N/A | Non Ducted | vrf | N/A | Air | Air | China | 4 | N/A | 15.5 | N/A | N/A | N/A | N/A | N/A | 5 | 21 | Enthalpy Test Room | 3.7107 | 4.1115 | N/A | - | N/A | N/A | N/A | N/A | N/A | N/A | N/A | N/A | N/A | N/A | N/A | N/A | N/A | N/A | N/A | N/A | N/A | Single | R410A | Australia,Fiji,New Zealand | 157619 | 2028-11-08 |  | Approved | Reverse Cycle | N/A | No | Class 20 | No | N/A | N/A | N/A | N/A | N/A | N/A | N/A | Available | N/A | N/A |  |  | N/A |  |  | AAC7868 | Yes | Variable output compressor | Inverter | No | - | 15500 | 4 | - | 2050 | 7750 | Yes | 1010 | 3950 | - | 3656 | 16693.5 | Yes | 1150 | 7600 | - | 550 | 2600 | 21000 | 5 | 2000 | 10200 | Yes | 980 | 4900 | Yes | 6150 | 17000 | No | - | - | No | - | - | - | - | - | No | - | - | No | - | - | No | - | - | N/A | 71.8 | 5.562 | 5.579 | 7.043 | 9.387 | 5.983 | 7.946 | 707 | 1083 | 2799 | 1137 | 2161 | 3593 | 4 | 4 | 5.5 | 3.636 | 4.303 | 4.972 | 4.017 | 4.588 | 4.982 | 7617 | 2740 | 439 | 2375 | 1217 | 290 | 2 | 2.5 | 3 | N/A | N/A | N/A | N/A | N/A | N/A | N/A | N/A | 34.05 | 3.7666 | 4.1055
[SEER Multi-Split <=65kW] GEMS (Air Conditioners up to 65kW) Determination 2019 | MEPS 2019 | AS/NZS 3823.1.4:2012 | MDV-V230WN1(AU) |  | N/A | Midea | N/A | Ducted | vrf | N/A | Air | Air | China | 5.6 | N/A | 19.5 | N/A | N/A | N/A | N/A | N/A | 5.28 | 23 | Enthalpy Test Room | 3.4653 | 4.3159 | N/A | - | N/A | N/A | N/A | N/A | N/A | N/A | N/A | N/A | N/A | N/A | N/A | N/A | N/A | N/A | N/A | N/A | N/A | Single | R410A | Australia,Fiji,New Zealand | 160275 | 2029-04-02 |  | Approved | Reverse Cycle | N/A | - | Class 20 | - | N/A | N/A | N/A | N/A | N/A | N/A | N/A | Available | N/A | N/A |  |  | N/A |  |  | AAC8158 | Yes | Variable output compressor | Inverter | No | - | 19500 | 5.6 | - | 3550 | 9750 | Yes | 1870 | 4880 | - | 5118.4 | 21001.5 | Yes | 1560 | 9200 | - | 880 | 4600 | 23000 | 5.28 | 2170 | 11500 | Yes | 1090 | 5600 | Yes | 6070 | 19450 | No | - | - | No | - | - | - | - | - | No | - | - | No | - | - | No | - | - | N/A | 71.8 | 5.736 | 5.564 | 7.381 | -12.887 | 8.038 | 539.978 | 879 | 1390 | 3377 | -1178 | 2019 | -1 | 4 | 4 | 5.5 | 3.92 | 4.535 | 5.131 | 4.256 | 4.776 | 5.12 | 7737 | 2845 | 461 | 2453 | 1276 | 305 | 2 | 3 | 3.5 | N/A | N/A | N/A | N/A | N/A | N/A | N/A | N/A | 34.05 | 3.412 | 4.2631
[SEER Multi-Split <=65kW] GEMS (Air Conditioners up to 65kW) Determination 2019 | MEPS 2019 | AS/NZS 3823.1.4:2012 | MDV-V230WN1(AU) |  | N/A | Midea | N/A | Ducted | vrf | N/A | Air | Air | China | 5.6 | N/A | 19.5 | N/A | N/A | N/A | N/A | N/A | 5.28 | 23 | Enthalpy Test Room | 3.4653 | 4.3159 | N/A | - | N/A | N/A | N/A | N/A | N/A | N/A | N/A | N/A | N/A | N/A | N/A | N/A | N/A | N/A | N/A | N/A | N/A | Single | R410A | Australia,Fiji,New Zealand | 161655 | 2029-05-16 |  | Approved | Reverse Cycle | N/A | - | Class 20 | - | N/A | N/A | N/A | N/A | N/A | N/A | N/A | Available | N/A | N/A |  |  | N/A |  |  | AAC8242 | Yes | Variable output compressor | Inverter | No | - | 19500 | 5.6 | - | 2200 | 9750 | No | - | - | - | 5118.4 | 21001.5 | Yes | 1600 | 9200 | Yes | 880 | 4600 | 23000 | 5.28 | 2170 | 11500 | Yes | 1090 | 5600 | Yes | 6070 | 19450 | No | - | - | No | - | - | - | - | - | No | - | - | No | - | - | No | - | - | N/A | 71.8 | 4.296 | 4.224 | 4.814 | 6.023 | 5.406 | 5.494 | 1199 | 1859 | 5224 | 2298 | 3037 | 6595 | 2.5 | 2.5 | 3 | 3.92 | 4.535 | 5.131 | 4.256 | 4.776 | 5.12 | 7737 | 2845 | 461 | 2453 | 1276 | 305 | 2 | 3 | 3.5 | N/A | N/A | N/A | N/A | N/A | N/A | N/A | N/A | 34.05 | 3.412 | 4.2631
[SEER Multi-Split <=65kW] GEMS (Air Conditioners up to 65kW) Determination 2019 | MEPS 2019 | AS/NZS 3823.1.4:2012 | MDV-V28W/DHN1(At) |  | N/A | Midea | N/A | Non Ducted | vrf | N/A | Air | Air | China | 2.4 | N/A | 8 | N/A | N/A | N/A | N/A | N/A | 2.55 | 9 | Enthalpy Test Room | 3.2785 | 3.4284 | N/A | - | N/A | N/A | N/A | N/A | N/A | N/A | N/A | N/A | N/A | N/A | N/A | N/A | N/A | N/A | N/A | N/A | N/A | Single | R410A | Australia,Fiji,New Zealand | 134921 | 2026-01-12 |  | Approved | Reverse Cycle | N/A | No | Class 19 | No | N/A | N/A | N/A | N/A | N/A | N/A | N/A | Available | N/A | N/A |  |  | N/A |  |  | AAC5635 | Yes | Variable output compressor | Inverter | No | - | 8000 | 2.4 | - | 1020 | 4000 | No | - | - | - | 2193.6 | 8616 | No | 932.28 | 4308 | No | - | - | 9000 | 2.55 | 1130 | 4500 | No | - | - | Yes | 2620 | 6600 | No | - | - | No | - | - | - | - | - | No | - | - | No | - | - | No | - | - | N/A | 65 | 3.764 | 3.719 | 4.084 | 4.563 | 4.328 | 4.354 | 572 | 879 | 2540 | 1260 | 1570 | 3427 | 2 | 2 | 2.5 | 2.883 | 3.31 | 3.678 | 3.012 | 3.451 | 3.666 | 4100 | 1506 | 233 | 1340 | 676 | 151 | 1 | 1.5 | 2 | N/A | N/A | N/A | N/A | N/A | N/A | N/A | N/A | 11 | 3.2825 | 3.4787
[SEER Multi-Split <=65kW] GEMS (Air Conditioners up to 65kW) Determination 2019 | MEPS 2019 | AS/NZS 3823.1.4:2012 | MDV-V36W/DHN1(At) |  | N/A | Midea | N/A | Non Ducted | vrf | N/A | Air | Air | China | 2.88 | N/A | 10 | N/A | N/A | N/A | N/A | N/A | 3.31 | 12 | Enthalpy Test Room | 3.3564 | 3.5434 | N/A | - | N/A | N/A | N/A | N/A | N/A | N/A | N/A | N/A | N/A | N/A | N/A | N/A | N/A | N/A | N/A | N/A | N/A | Single | R410A | Australia,Fiji,New Zealand | 134938 | 2026-01-13 |  | Approved | Reverse Cycle | N/A | No | Class 20 | No | N/A | N/A | N/A | N/A | N/A | N/A | N/A | Available | N/A | N/A |  |  | N/A |  |  | AAC5637 | Yes | Variable output compressor | Inverter | No | - | 10000 | 2.88 | - | 1150 | 5000 | No | - | - | - | 2632.32 | 10770 | No | 1051.1 | 5385 | No | - | - | 12000 | 3.31 | 1280 | 6000 | No | - | - | Yes | 3330 | 8900 | No | - | - | No | - | - | - | - | - | No | - | - | No | - | - | No | - | - | N/A | 68 | 3.988 | 3.941 | 4.386 | 4.946 | 4.686 | 4.707 | 668 | 1029 | 2948 | 1446 | 1806 | 3956 | 2 | 2 | 2.5 | 3.17 | 3.725 | 4.305 | 3.38 | 3.966 | 4.306 | 4978 | 1792 | 274 | 1598 | 791 | 179 | 1.5 | 2 | 2.5 | N/A | N/A | N/A | N/A | N/A | N/A | N/A | N/A | 16 | 3.4082 | 3.5671
[SEER Multi-Split <=65kW] GEMS (Air Conditioners up to 65kW) Determination 2019 | MEPS 2019 | AS/NZS 3823.1.4:2012 | MDV-V42W/DHN1(At) |  | N/A | Midea | N/A | Non Ducted | vrf | N/A | Air | Air | China | 3.75 | N/A | 12 | N/A | N/A | N/A | N/A | N/A | 3.86 | 14 | Enthalpy Test Room | 3.1619 | 3.4695 | N/A | - | N/A | N/A | N/A | N/A | N/A | N/A | N/A | N/A | N/A | N/A | N/A | N/A | N/A | N/A | N/A | N/A | N/A | Single | R410A | Australia,Fiji,New Zealand | 134940 | 2026-01-05 |  | Approved | Reverse Cycle | N/A | No | Class 20 | No | N/A | N/A | N/A | N/A | N/A | N/A | N/A | Available | N/A | N/A |  |  | N/A |  |  | AAC5620 | Yes | Variable output compressor | Inverter | No | - | 12000 | 3.75 | - | 1500 | 6000 | No | - | - | - | 3427.5 | 12924 | No | 1371 | 6462 | No | - | - | 14000 | 3.86 | 1620 | 7000 | No | - | - | Yes | 3850 | 10080 | No | - | - | No | - | - | - | - | - | - | - | - | No | - | - | No | - | - | N/A | 70 | 3.93 | 3.826 | 4.11 | 4.689 | 4.417 | 4.379 | 835 | 1298 | 3802 | 1852 | 2320 | 5124 | 2 | 2 | 2.5 | 3.009 | 3.508 | 3.982 | 3.184 | 3.566 | 3.974 | 6097 | 2194 | 320 | 1959 | 1003 | 205 | 1.5 | 2 | 2 | N/A | N/A | N/A | N/A | N/A | N/A | N/A | N/A | 10 | 3.1714 | 3.5955
[SEER Multi-Split <=65kW] GEMS (Air Conditioners up to 65kW) Determination 2019 | MEPS 2019 | AS/NZS 3823.1.4:2012 | MDV-V48W/DHN1(At) |  | N/A | Midea | N/A | Non Ducted | vrf | N/A | Air | Air | China | 4.35 | N/A | 14 | N/A | N/A | N/A | N/A | N/A | 4.27 | 16 | Enthalpy Test Room | 3.1857 | 3.6387 | N/A | - | N/A | N/A | N/A | N/A | N/A | N/A | N/A | N/A | N/A | N/A | N/A | N/A | N/A | N/A | N/A | N/A | N/A | Single | R410A | Australia,Fiji,New Zealand | 134941 | 2026-01-04 |  | Approved | Reverse Cycle | N/A | No | Class 20 | No | N/A | N/A | N/A | N/A | N/A | N/A | N/A | Available | N/A | N/A |  |  | N/A |  |  | AAC5618 | Yes | Variable output compressor | Inverter | No | - | 14000 | 4.35 | - | 1700 | 7000 | No | - | - | - | 3975.9 | 15078 | No | 1553.8 | 7539 | No | - | - | 16000 | 4.27 | 2120 | 8000 | No | - | - | Yes | 4970 | 13000 | No | - | - | No | - | - | - | - | - | No | - | - | No | - | - | No | - | - | N/A | 71 | 3.873 | 3.793 | 4.153 | 4.732 | 4.465 | 4.447 | 975 | 1511 | 4373 | 2127 | 2664 | 5874 | 2 | 2 | 2.5 | 3.014 | 3.349 | 3.502 | 3.116 | 3.372 | 3.481 | 6971 | 2642 | 428 | 2301 | 1225 | 278 | 1.5 | 1.5 | 2 | N/A | N/A | N/A | N/A | N/A | N/A | N/A | N/A | 18 | 3.174 | 3.6944
[SEER Multi-Split <=65kW] GEMS (Air Conditioners up to 65kW) Determination 2019 | MEPS 2019 | AS/NZS 3823.1.4:2012 | MDV-V56W/DHN1(At) |  | N/A | Midea | N/A | Non Ducted | vrf | N/A | Air | Air | China | 4.67 | N/A | 15.5 | N/A | N/A | N/A | N/A | N/A | 4.78 | 18 | Enthalpy Test Room | 3.2209 | 3.6457 | N/A | - | N/A | N/A | N/A | N/A | N/A | N/A | N/A | N/A | N/A | N/A | N/A | N/A | N/A | N/A | N/A | N/A | N/A | Single | R410A | Australia,Fiji,New Zealand | 134942 | 2026-01-05 |  | Approved | Reverse Cycle | N/A | No | Class 20 | No | N/A | N/A | N/A | N/A | N/A | N/A | N/A | Available | N/A | N/A |  |  | N/A |  |  | AAC5621 | Yes | Variable output compressor | Inverter | No | - | 15500 | 4.67 | - | 1940 | 7750 | No | - | - | - | 4268.38 | 16693.5 | No | 1773.16 | 8346.75 | No | - | - | 18000 | 4.78 | 2260 | 9000 | No | - | - | Yes | 4830 | 13600 | No | - | - | No | - | - | - | - | - | No | - | - | No | - | - | No | - | - | N/A | 71 | 3.886 | 3.814 | 4.144 | 4.67 | 4.417 | 4.415 | 1082 | 1671 | 4859 | 2393 | 2988 | 6556 | 2 | 2 | 2.5 | 3.027 | 3.42 | 3.688 | 3.106 | 3.507 | 3.67 | 7802 | 2903 | 452 | 2590 | 1320 | 292 | 1.5 | 1.5 | 2 | N/A | N/A | N/A | N/A | N/A | N/A | N/A | N/A | 17 | 3.2787 | 3.721
[SEER Multi-Split <=65kW] GEMS (Air Conditioners up to 65kW) Determination 2019 | MEPS 2019 | AS/NZS 3823.1.4:2012 | MDV-V80W/DN1(C) |  | N/A | Midea | N/A | Non Ducted | vrf | N/A | Air | Air | China | 2.4 | N/A | 8 | N/A | N/A | N/A | N/A | N/A | 2.55 | 9 | Enthalpy Test Room | 3.2785 | 3.4284 | N/A | - | N/A | N/A | N/A | N/A | N/A | N/A | N/A | N/A | N/A | N/A | N/A | N/A | N/A | N/A | N/A | N/A | N/A | Single | R410A | Australia,Fiji,New Zealand | 132910 | 2025-10-07 |  | Approved | Reverse Cycle | N/A | No | Class 19 | No | N/A | N/A | N/A | N/A | N/A | N/A | N/A | Available | N/A | N/A |  |  | N/A |  |  | AAC5379 | Yes | Variable output compressor | Inverter | No | - | 8000 | 2.4 | - | 1020 | 4000 | No | - | - | - | 2193.6 | 8616 | No | 932.28 | 4308 | No | - | - | 9000 | 2.55 | 1130 | 4500 | No | - | - | Yes | 2620 | 6600 | No | - | - | No | - | - | - | - | - | No | - | - | No | - | - | No | - | - | N/A | 65 | 3.764 | 3.719 | 4.084 | 4.563 | 4.328 | 4.354 | 572 | 879 | 2540 | 1260 | 1570 | 3427 | 2 | 2 | 2.5 | 2.883 | 3.31 | 3.678 | 3.012 | 3.451 | 3.666 | 4100 | 1506 | 233 | 1340 | 676 | 151 | 1 | 1.5 | 2 | N/A | N/A | N/A | N/A | N/A | N/A | N/A | N/A | 11 | 3.2825 | 3.4787
[SEER Non Multi-Split <=65kW] GEMS (Air Conditioners up to 65kW) Determination 2019 | MEPS 2019 | AS/NZS 3823.1.1:2012 | MF70 series | MF70 series | N/A | Midea | N/A | Non Ducted | Single Split System | Wall Hung | Air | Air | China | 1.95 | N/A | 7 | N/A | N/A | N/A | N/A | N/A | 1.99 | 7.5 | Calorimeter Room | 3.5412 | 3.7692 | N/A | - | N/A | N/A | N/A | N/A | N/A | N/A | N/A | N/A | N/A | N/A | N/A | N/A | N/A | N/A | N/A | N/A | Calorimeter Room | Single | R32 | Australia,Fiji,New Zealand | 150577 | 2027-11-09 |  | Approved | Reverse Cycle | N/A | Yes | Class 9 | Yes | N/A | N/A | N/A | N/A | N/A | N/A | N/A | Available | N/A | N/A |  |  | N/A |  |  | AAC7138 | Yes | Variable output compressor | Inverter | No | - | 7000 | 1.95 | - | 700 | 3500 | Yes | 630 | 3100 | - | 1782.3 | 7539 | Yes | 610 | 3900 | - | 490 | 3315 | 7500 | 1.99 | 750 | 3845 | Yes | 465 | 2270 | Yes | 3030 | 8060 | No | - | - | No | - | - | - | - | - | No | - | - | No | - | - | No | - | - | 61 | 67 | 5.578 | 5.262 | 5.502 | 7.837 | 6.801 | 6.137 | 350 | 559 | 1665 | 651 | 885 | 2139 | 4 | 3.5 | 4 | 3.838 | 4.261 | 4.818 | 4.109 | 4.464 | 4.788 | 2554 | 959 | 133 | 807 | 423 | 84 | 2 | 2.5 | 3 | No | - | - | - | - | N/A | N/A | N/A | 1 | 3.5835 | 3.7625
[SEER Non Multi-Split <=65kW] GEMS (Air Conditioners up to 65kW) Determination 2019 | MEPS 2019 | AS/NZS 3823.1.1:2012 | MF80 series | MF80 series | N/A | Midea | N/A | Non Ducted | Single Split System | Wall Hung | Air | Air | China | 2.4 | N/A | 8 | N/A | N/A | N/A | N/A | N/A | 2.4 | 8.5 | Calorimeter Room | 3.4012 | 3.6237 | N/A | - | N/A | N/A | N/A | N/A | N/A | N/A | N/A | N/A | N/A | N/A | N/A | N/A | N/A | N/A | N/A | N/A | Calorimeter Room | Single | R32 | Australia,Fiji,New Zealand | 150606 | 2027-11-02 |  | Approved | Reverse Cycle | N/A | Yes | Class 9 | Yes | N/A | N/A | N/A | N/A | N/A | N/A | N/A | Available | N/A | N/A |  |  | N/A |  |  | AAC7123 | Yes | Variable output compressor | Inverter | No | - | 8000 | 2.4 | - | 780 | 3840 | Yes | 670 | 3200 | - | 2193.6 | 8616 | Yes | 680 | 4240 | - | 490 | 3315 | 8500 | 2.4 | 795 | 4030 | Yes | 465 | 2265 | Yes | 3030 | 8060 | No | - | - | No | - | - | - | - | - | No | - | - | No | - | - | No | - | - | 61 | 67 | 5.423 | 5.092 | 5.288 | 8.136 | 6.858 | 5.942 | 412 | 661 | 1980 | 717 | 1003 | 2526 | 3.5 | 3.5 | 3.5 | 3.634 | 4.128 | 4.816 | 3.985 | 4.421 | 4.817 | 3056 | 1121 | 151 | 942 | 483 | 95 | 2 | 2.5 | 3 | No | - | - | - | - | N/A | N/A | N/A | 1 | 3.3286 | 3.5367
[SEER Non Multi-Split <=65kW] GEMS (Air Conditioners up to 65kW) Determination 2019 | MEPS 2019 | AS/NZS 3823.1.1:2012 | MFAB-20WC/MFAB-20NC |  | N/A | MIDEA | N/A | Non Ducted | Single Split System | Wall Hung | Air | Air | China | 0.43 | N/A | 2 | N/A | N/A | N/A | N/A | N/A | 0.46 | 2.25 | Calorimeter Room | 4.6975 | 4.8242 | N/A | - | N/A | N/A | N/A | N/A | N/A | N/A | N/A | N/A | N/A | N/A | N/A | N/A | N/A | N/A | N/A | N/A | N/A | Single | R32 | Australia,Fiji,New Zealand | 141975 | 2026-10-14 |  | Approved | Reverse Cycle | N/A | Yes | Class 8 | Yes | N/A | N/A | N/A | N/A | N/A | N/A | N/A | Available | N/A | N/A |  | http://www.midea.net.au/ | N/A |  |  | AAC6284 | Yes | Variable output compressor | Inverter | No | - | 2000 | 0.43 | - | 200 | 1000 | Yes | 165 | 745 | - | 393.02 | 2154 | Yes | 140 | 1180 | - | 110 | 915 | 2250 | 0.46 | 200 | 1100 | Yes | 155 | 860 | Yes | 940 | 2850 | No | - | - | No | - | - | - | - | - | No | - | - | No | - | - | No | - | - | 53 | 54 | 7.3 | 6.931 | 7.534 | 13.711 | 10.498 | 9.153 | 76 | 120 | 346 | 105 | 163 | 409 | 5.5 | 5 | 6 | 4.586 | 4.909 | 5.287 | 4.762 | 5.04 | 5.266 | 642 | 250 | 37 | 210 | 113 | 24 | 3 | 3 | 3.5 | No | - | - | - | - | N/A | N/A | N/A | 0.6 | 4.6293 | 4.8698
AS/NZS 3823.2:2013 [Non Multi-Split] | NZ MEPS April 2013 | AS/NZS 3823.1.1:2012 | MFAB26N*/MFAB26W* | MFAB26N*/MFAB26W* | N/A | Midea | 0.211 | Non Ducted | Single Split System | Wall Hung | Air | Air | China | 0.52 | 2.289 | 2.5 | 189 | 0 | 0 | 0 | 297 | 0.67 | 3.2 | Calorimeter Room | 4.8471 | 4.7794 | Yes | 0 | N/A | 1 | 1 | 0 | 0 | N/A | N/A | N/A | 4.8172 | 4.7555 | N/A | N/A | 5.1343 | 5.011 | 5 | 5 | Calorimeter Room | Single | R32 | New Zealand | 131096 | 2120-07-28 | 2021-06-30 | Superseded | Reverse Cycle | 802 | Yes | Class 3 | Yes | Yes | - | Yes | Yes | Yes | - | 4.8471 | Available | N/A | N/A |  |  | Yes |  | https://reg.energyrating.gov.au/static/common/images/star_ratings_2014/aircon_rating_5_5.png | ZAC0690 | N/A | Variable output compressor | Inverter | N/A | N/A | N/A | 0.52 | N/A | N/A | N/A | N/A | N/A | N/A | N/A | N/A | N/A | N/A | N/A | N/A | N/A | N/A | N/A | N/A | 0.67 | N/A | N/A | N/A | N/A | N/A | N/A | N/A | N/A | N/A | N/A | N/A | N/A | N/A | N/A | N/A | N/A | N/A | N/A | N/A | N/A | N/A | N/A | N/A | N/A | N/A | N/A | N/A | N/A | N/A | N/A | N/A | N/A | N/A | N/A | N/A | N/A | N/A | N/A | N/A | N/A | N/A | N/A | N/A | N/A | N/A | N/A | N/A | N/A | N/A | N/A | N/A | N/A | N/A | N/A | N/A | N/A | N/A | N/A | N/A | N/A | N/A | N/A | N/A | N/A | N/A | N/A | N/A | 4.7766 | 4.7521
AS/NZS 3823.2:2013 [Non Multi-Split] | NZ MEPS April 2013 | AS/NZS 3823.1.1:2012 | MFAB26N/MFAB26W | MFAB26N*/MFAB26W* | N/A | Midea | 0.211 | Non Ducted | Single Split System | Wall Hung | Air | Air | China | 0.52 | 2.289 | 2.5 | 189 | 0 | 0 | 0 | 297 | 0.67 | 3.2 | Calorimeter Room | 4.8471 | 4.7794 | Yes | 0 | N/A | 1 | 1 | 0 | 0 | N/A | N/A | N/A | 4.8172 | 4.7555 | N/A | N/A | 5.1343 | 5.011 | 5 | 5 | Calorimeter Room | Single | R32 | New Zealand | 131096 | 2120-07-28 | 2021-06-30 | Superseded | Reverse Cycle | 802 | Yes | Class 3 | Yes | Yes | - | Yes | Yes | Yes | - | 4.8471 | Available | N/A | N/A |  |  | Yes |  | https://reg.energyrating.gov.au/static/common/images/star_ratings_2014/aircon_rating_5_5.png | ZAC0690 | N/A | Variable output compressor | Inverter | N/A | N/A | N/A | 0.52 | N/A | N/A | N/A | N/A | N/A | N/A | N/A | N/A | N/A | N/A | N/A | N/A | N/A | N/A | N/A | N/A | 0.67 | N/A | N/A | N/A | N/A | N/A | N/A | N/A | N/A | N/A | N/A | N/A | N/A | N/A | N/A | N/A | N/A | N/A | N/A | N/A | N/A | N/A | N/A | N/A | N/A | N/A | N/A | N/A | N/A | N/A | N/A | N/A | N/A | N/A | N/A | N/A | N/A | N/A | N/A | N/A | N/A | N/A | N/A | N/A | N/A | N/A | N/A | N/A | N/A | N/A | N/A | N/A | N/A | N/A | N/A | N/A | N/A | N/A | N/A | N/A | N/A | N/A | N/A | N/A | N/A | N/A | N/A | N/A | 4.7766 | 4.7521
AS/NZS 3823.2:2013 [Non Multi-Split] | NZ MEPS April 2013 | AS/NZS 3823.1.1:2012 | MFAB26NB/MFAB26WB | MFAB26N*/MFAB26W* | N/A | Midea | 0.211 | Non Ducted | Single Split System | Wall Hung | Air | Air | China | 0.52 | 2.289 | 2.5 | 189 | 0 | 0 | 0 | 297 | 0.67 | 3.2 | Calorimeter Room | 4.8471 | 4.7794 | Yes | 0 | N/A | 1 | 1 | 0 | 0 | N/A | N/A | N/A | 4.8172 | 4.7555 | N/A | N/A | 5.1343 | 5.011 | 5 | 5 | Calorimeter Room | Single | R32 | New Zealand | 131096 | 2120-07-28 | 2021-06-30 | Superseded | Reverse Cycle | 802 | Yes | Class 3 | Yes | Yes | - | Yes | Yes | Yes | - | 4.8471 | Available | N/A | N/A |  |  | Yes |  | https://reg.energyrating.gov.au/static/common/images/star_ratings_2014/aircon_rating_5_5.png | ZAC0690 | N/A | Variable output compressor | Inverter | N/A | N/A | N/A | 0.52 | N/A | N/A | N/A | N/A | N/A | N/A | N/A | N/A | N/A | N/A | N/A | N/A | N/A | N/A | N/A | N/A | 0.67 | N/A | N/A | N/A | N/A | N/A | N/A | N/A | N/A | N/A | N/A | N/A | N/A | N/A | N/A | N/A | N/A | N/A | N/A | N/A | N/A | N/A | N/A | N/A | N/A | N/A | N/A | N/A | N/A | N/A | N/A | N/A | N/A | N/A | N/A | N/A | N/A | N/A | N/A | N/A | N/A | N/A | N/A | N/A | N/A | N/A | N/A | N/A | N/A | N/A | N/A | N/A | N/A | N/A | N/A | N/A | N/A | N/A | N/A | N/A | N/A | N/A | N/A | N/A | N/A | N/A | N/A | N/A | 4.7766 | 4.7521
[SEER Non Multi-Split <=65kW] (Air Conditioners up to 65kW) EE Regulations 2020 Schedule 2A | MEPS 2019 | AS/NZS 3823.1.1:2012 | MFAB26NB/MFAB26WB |  | N/A | Midea | N/A | Non Ducted | Single Split System | Wall Hung | Air | Air | China | 0.52 | N/A | 2.5 | N/A | N/A | N/A | N/A | N/A | 0.67 | 3.2 | Calorimeter Room | 4.8912 | 4.7019 | N/A | - | N/A | N/A | N/A | N/A | N/A | N/A | N/A | N/A | N/A | N/A | N/A | N/A | N/A | N/A | N/A | N/A | N/A | Single | R32 | New Zealand | 139139 | 2121-06-14 |  | Approved | Reverse Cycle | N/A | Yes | Class 8 | Yes | N/A | N/A | N/A | N/A | N/A | N/A | N/A | Available | N/A | N/A |  |  | N/A |  |  | ZAC0752 | Yes | Variable output compressor | Inverter | No | - | 2500 | 0.52 | - | 250 | 1240 | Yes | 215 | 1070 | - | - | - | Yes | 180 | 1270 | - | 160 | 1170 | 3200 | 0.67 | 280 | 1650 | Yes | 220 | 1280 | Yes | 950 | 2520 | No | - | - | No | - | - | - | - | - | No | - | - | No | - | - | No | - | - | 58 | 60 | 6.463 | 6.259 | 6.68 | 9.901 | 8.311 | 7.714 | 107 | 167 | 489 | 183 | 258 | 607 | 4.5 | 4.5 | 5 | 3.841 | 4.74 | 5.53 | 4.291 | 4.98 | 5.507 | 1090 | 368 | 50 | 330 | 162 | 32 | 2 | 3 | 4 | No | - | - | - | - | N/A | N/A | N/A | 0.7 | 4.7859 | 4.7593
[SEER Non Multi-Split <=65kW] GEMS (Air Conditioners up to 65kW) Determination 2019 | MEPS 2019 | AS/NZS 3823.1.1:2012 | MFAB26W*/MFAB26N* | MFAB26W*/MFAB26N* | N/A | MIDEA | N/A | Non Ducted | Single Split System | Wall Hung | Air | Air | China | 0.52 | N/A | 2.5 | N/A | N/A | N/A | N/A | N/A | 0.67 | 3.2 | Calorimeter Room | 4.8912 | 4.7019 | N/A | - | N/A | N/A | N/A | N/A | N/A | N/A | N/A | N/A | N/A | N/A | N/A | N/A | N/A | N/A | N/A | N/A | N/A | Single | R32 | Australia,Fiji,New Zealand | 131282 | 2025-08-19 |  | Approved | Reverse Cycle | N/A | Yes | Class 8 | Yes | N/A | N/A | N/A | N/A | N/A | N/A | N/A | Available | N/A | N/A |  | http://www.midea.net.au/ | N/A |  |  | AAC5173 | Yes | Variable output compressor | Inverter | No | - | 2500 | 0.52 | - | 250 | 1240 | Yes | 215 | 1070 | - | 475.28 | 2692.5 | Yes | 180 | 1270 | - | 160 | 1170 | 3200 | 0.67 | 280 | 1650 | Yes | 220 | 1280 | Yes | 950 | 2520 | No | - | - | No | - | - | - | - | - | No | - | - | No | - | - | No | - | - | 58 | 60 | 6.463 | 6.259 | 6.68 | 9.901 | 8.311 | 7.714 | 107 | 167 | 489 | 183 | 258 | 607 | 4.5 | 4.5 | 5 | 3.841 | 4.74 | 5.53 | 4.291 | 4.98 | 5.507 | 1090 | 368 | 50 | 330 | 162 | 32 | 2 | 3 | 4 | No | - | - | - | - | N/A | N/A | N/A | 0.7 | 4.7859 | 4.7593
[SEER Non Multi-Split <=65kW] GEMS (Air Conditioners up to 65kW) Determination 2019 | MEPS 2019 | AS/NZS 3823.1.1:2012 | MFAB26WB/MFAB26NB | MFAB26W*/MFAB26N* | N/A | MIDEA | N/A | Non Ducted | Single Split System | Wall Hung | Air | Air | China | 0.52 | N/A | 2.5 | N/A | N/A | N/A | N/A | N/A | 0.67 | 3.2 | Calorimeter Room | 4.8912 | 4.7019 | N/A | - | N/A | N/A | N/A | N/A | N/A | N/A | N/A | N/A | N/A | N/A | N/A | N/A | N/A | N/A | N/A | N/A | N/A | Single | R32 | Australia,Fiji,New Zealand | 131282 | 2025-08-19 |  | Approved | Reverse Cycle | N/A | Yes | Class 8 | Yes | N/A | N/A | N/A | N/A | N/A | N/A | N/A | Available | N/A | N/A |  | http://www.midea.net.au/ | N/A |  |  | AAC5173 | Yes | Variable output compressor | Inverter | No | - | 2500 | 0.52 | - | 250 | 1240 | Yes | 215 | 1070 | - | 475.28 | 2692.5 | Yes | 180 | 1270 | - | 160 | 1170 | 3200 | 0.67 | 280 | 1650 | Yes | 220 | 1280 | Yes | 950 | 2520 | No | - | - | No | - | - | - | - | - | No | - | - | No | - | - | No | - | - | 58 | 60 | 6.463 | 6.259 | 6.68 | 9.901 | 8.311 | 7.714 | 107 | 167 | 489 | 183 | 258 | 607 | 4.5 | 4.5 | 5 | 3.841 | 4.74 | 5.53 | 4.291 | 4.98 | 5.507 | 1090 | 368 | 50 | 330 | 162 | 32 | 2 | 3 | 4 | No | - | - | - | - | N/A | N/A | N/A | 0.7 | 4.7859 | 4.7593
[SEER Non Multi-Split <=65kW] GEMS (Air Conditioners up to 65kW) Determination 2019 | MEPS 2019 | AS/NZS 3823.1.1:2012 | MFAB26WC/MFAB26NC | MFAB26W*/MFAB26N* | N/A | MIDEA | N/A | Non Ducted | Single Split System | Wall Hung | Air | Air | China | 0.52 | N/A | 2.5 | N/A | N/A | N/A | N/A | N/A | 0.67 | 3.2 | Calorimeter Room | 4.8912 | 4.7019 | N/A | - | N/A | N/A | N/A | N/A | N/A | N/A | N/A | N/A | N/A | N/A | N/A | N/A | N/A | N/A | N/A | N/A | N/A | Single | R32 | Australia,Fiji,New Zealand | 131282 | 2025-08-19 |  | Approved | Reverse Cycle | N/A | Yes | Class 8 | Yes | N/A | N/A | N/A | N/A | N/A | N/A | N/A | Available | N/A | N/A |  | http://www.midea.net.au/ | N/A |  |  | AAC5173 | Yes | Variable output compressor | Inverter | No | - | 2500 | 0.52 | - | 250 | 1240 | Yes | 215 | 1070 | - | 475.28 | 2692.5 | Yes | 180 | 1270 | - | 160 | 1170 | 3200 | 0.67 | 280 | 1650 | Yes | 220 | 1280 | Yes | 950 | 2520 | No | - | - | No | - | - | - | - | - | No | - | - | No | - | - | No | - | - | 58 | 60 | 6.463 | 6.259 | 6.68 | 9.901 | 8.311 | 7.714 | 107 | 167 | 489 | 183 | 258 | 607 | 4.5 | 4.5 | 5 | 3.841 | 4.74 | 5.53 | 4.291 | 4.98 | 5.507 | 1090 | 368 | 50 | 330 | 162 | 32 | 2 | 3 | 4 | No | - | - | - | - | N/A | N/A | N/A | 0.7 | 4.7859 | 4.7593
[SEER Non Multi-Split <=65kW] GEMS (Air Conditioners up to 65kW) Determination 2019 | MEPS 2019 | AS/NZS 3823.1.1:2012 | MFAB-26WC/MFAB-26NC |  | N/A | MIDEA | N/A | Non Ducted | Single Split System | Wall Hung | Air | Air | China | 0.53 | N/A | 2.65 | N/A | N/A | N/A | N/A | N/A | 0.51 | 2.7 | Calorimeter Room | 4.9618 | 5.3465 | N/A | - | N/A | N/A | N/A | N/A | N/A | N/A | N/A | N/A | N/A | N/A | N/A | N/A | N/A | N/A | N/A | N/A | N/A | Single | R32 | Australia,Fiji,New Zealand | 142055 | 2026-10-24 |  | Approved | Reverse Cycle | N/A | Yes | Class 8 | Yes | N/A | N/A | N/A | N/A | N/A | N/A | N/A | Available | N/A | N/A |  | http://www.midea.net.au/ | N/A |  |  | AAC6302 | Yes | Variable output compressor | Inverter | No | - | 2650 | 0.53 | - | 230 | 1300 | Yes | 180 | 990 | - | 484.42 | 2854.05 | Yes | 150 | 1290 | - | 115 | 1080 | 2700 | 0.51 | 220 | 1320 | Yes | 160 | 965 | Yes | 1130 | 3470 | No | - | - | No | - | - | - | - | - | No | - | - | No | - | - | No | - | - | 55 | 57 | 7.887 | 7.497 | 8.018 | 16.555 | 11.782 | 10.066 | 93 | 148 | 432 | 116 | 193 | 493 | 6 | 5.5 | 6.5 | 4.961 | 5.345 | 5.79 | 5.175 | 5.505 | 5.767 | 712 | 276 | 41 | 231 | 124 | 26 | 3 | 3.5 | 4 | No | - | - | - | - | N/A | N/A | N/A | 0.6 | 4.9809 | 5.2731
[SEER Non Multi-Split <=65kW] GEMS (Air Conditioners up to 65kW) Determination 2019 | MEPS 2019 | AS/NZS 3823.1.1:2012 | MFAB26WD/MFAB26ND | MFAB26W*/MFAB26N* | N/A | MIDEA | N/A | Non Ducted | Single Split System | Wall Hung | Air | Air | China | 0.52 | N/A | 2.5 | N/A | N/A | N/A | N/A | N/A | 0.67 | 3.2 | Calorimeter Room | 4.8912 | 4.7019 | N/A | - | N/A | N/A | N/A | N/A | N/A | N/A | N/A | N/A | N/A | N/A | N/A | N/A | N/A | N/A | N/A | N/A | N/A | Single | R32 | Australia,Fiji,New Zealand | 131282 | 2025-08-19 |  | Approved | Reverse Cycle | N/A | Yes | Class 8 | Yes | N/A | N/A | N/A | N/A | N/A | N/A | N/A | Available | N/A | N/A |  | http://www.midea.net.au/ | N/A |  |  | AAC5173 | Yes | Variable output compressor | Inverter | No | - | 2500 | 0.52 | - | 250 | 1240 | Yes | 215 | 1070 | - | 475.28 | 2692.5 | Yes | 180 | 1270 | - | 160 | 1170 | 3200 | 0.67 | 280 | 1650 | Yes | 220 | 1280 | Yes | 950 | 2520 | No | - | - | No | - | - | - | - | - | No | - | - | No | - | - | No | - | - | 58 | 60 | 6.463 | 6.259 | 6.68 | 9.901 | 8.311 | 7.714 | 107 | 167 | 489 | 183 | 258 | 607 | 4.5 | 4.5 | 5 | 3.841 | 4.74 | 5.53 | 4.291 | 4.98 | 5.507 | 1090 | 368 | 50 | 330 | 162 | 32 | 2 | 3 | 4 | No | - | - | - | - | N/A | N/A | N/A | 0.7 | 4.7859 | 4.7593
[SEER Non Multi-Split <=65kW] GEMS (Air Conditioners up to 65kW) Determination 2019 | MEPS 2019 | AS/NZS 3823.1.1:2012 | MFAB26WE/MFAB26NE | MFAB26W*/MFAB26N* | N/A | MIDEA | N/A | Non Ducted | Single Split System | Wall Hung | Air | Air | China | 0.52 | N/A | 2.5 | N/A | N/A | N/A | N/A | N/A | 0.67 | 3.2 | Calorimeter Room | 4.8912 | 4.7019 | N/A | - | N/A | N/A | N/A | N/A | N/A | N/A | N/A | N/A | N/A | N/A | N/A | N/A | N/A | N/A | N/A | N/A | N/A | Single | R32 | Australia,Fiji,New Zealand | 131282 | 2025-08-19 |  | Approved | Reverse Cycle | N/A | Yes | Class 8 | Yes | N/A | N/A | N/A | N/A | N/A | N/A | N/A | Available | N/A | N/A |  | http://www.midea.net.au/ | N/A |  |  | AAC5173 | Yes | Variable output compressor | Inverter | No | - | 2500 | 0.52 | - | 250 | 1240 | Yes | 215 | 1070 | - | 475.28 | 2692.5 | Yes | 180 | 1270 | - | 160 | 1170 | 3200 | 0.67 | 280 | 1650 | Yes | 220 | 1280 | Yes | 950 | 2520 | No | - | - | No | - | - | - | - | - | No | - | - | No | - | - | No | - | - | 58 | 60 | 6.463 | 6.259 | 6.68 | 9.901 | 8.311 | 7.714 | 107 | 167 | 489 | 183 | 258 | 607 | 4.5 | 4.5 | 5 | 3.841 | 4.74 | 5.53 | 4.291 | 4.98 | 5.507 | 1090 | 368 | 50 | 330 | 162 | 32 | 2 | 3 | 4 | No | - | - | - | - | N/A | N/A | N/A | 0.7 | 4.7859 | 4.7593
AS/NZS 3823.2:2013 [Non Multi-Split] | NZ MEPS April 2013 | AS/NZS 3823.1.1:2012 | MFAB35N*/MFAB35W* | MFAB35N*/MFAB35W* | N/A | Midea | 0.35 | Non Ducted | Single Split System | Wall Hung | Air | Air | China | 0.82 | 3.15 | 3.5 | 297 | 0 | 0 | 0 | 189 | 0.93 | 4 | Calorimeter Room | 4.2771 | 4.2688 | Yes | 0 | N/A | 1 | 1 | 0 | 0 | N/A | N/A | N/A | 4.2598 | 4.2534 | N/A | N/A | 4.0195 | 4.0067 | 4 | 4 | Calorimeter Room | Single | R32 | New Zealand | 131116 | 2120-07-28 | 2021-06-30 | Superseded | Reverse Cycle | 802 | Yes | Class 3 | Yes | Yes | - | Yes | Yes | Yes | - | 4.2771 | Available | N/A | N/A |  |  | Yes |  | https://reg.energyrating.gov.au/static/common/images/star_ratings_2014/aircon_rating_4_4.png | ZAC0693 | N/A | Variable output compressor | Inverter | N/A | N/A | N/A | 0.82 | N/A | N/A | N/A | N/A | N/A | N/A | N/A | N/A | N/A | N/A | N/A | N/A | N/A | N/A | N/A | N/A | 0.93 | N/A | N/A | N/A | N/A | N/A | N/A | N/A | N/A | N/A | N/A | N/A | N/A | N/A | N/A | N/A | N/A | N/A | N/A | N/A | N/A | N/A | N/A | N/A | N/A | N/A | N/A | N/A | N/A | N/A | N/A | N/A | N/A | N/A | N/A | N/A | N/A | N/A | N/A | N/A | N/A | N/A | N/A | N/A | N/A | N/A | N/A | N/A | N/A | N/A | N/A | N/A | N/A | N/A | N/A | N/A | N/A | N/A | N/A | N/A | N/A | N/A | N/A | N/A | N/A | N/A | N/A | N/A | 4.2508 | 4.2855
AS/NZS 3823.2:2013 [Non Multi-Split] | NZ MEPS April 2013 | AS/NZS 3823.1.1:2012 | MFAB35N/MFAB35W | MFAB35N*/MFAB35W* | N/A | Midea | 0.35 | Non Ducted | Single Split System | Wall Hung | Air | Air | China | 0.82 | 3.15 | 3.5 | 297 | 0 | 0 | 0 | 189 | 0.93 | 4 | Calorimeter Room | 4.2771 | 4.2688 | Yes | 0 | N/A | 1 | 1 | 0 | 0 | N/A | N/A | N/A | 4.2598 | 4.2534 | N/A | N/A | 4.0195 | 4.0067 | 4 | 4 | Calorimeter Room | Single | R32 | New Zealand | 131116 | 2120-07-28 | 2021-06-30 | Superseded | Reverse Cycle | 802 | Yes | Class 3 | Yes | Yes | - | Yes | Yes | Yes | - | 4.2771 | Available | N/A | N/A |  |  | Yes |  | https://reg.energyrating.gov.au/static/common/images/star_ratings_2014/aircon_rating_4_4.png | ZAC0693 | N/A | Variable output compressor | Inverter | N/A | N/A | N/A | 0.82 | N/A | N/A | N/A | N/A | N/A | N/A | N/A | N/A | N/A | N/A | N/A | N/A | N/A | N/A | N/A | N/A | 0.93 | N/A | N/A | N/A | N/A | N/A | N/A | N/A | N/A | N/A | N/A | N/A | N/A | N/A | N/A | N/A | N/A | N/A | N/A | N/A | N/A | N/A | N/A | N/A | N/A | N/A | N/A | N/A | N/A | N/A | N/A | N/A | N/A | N/A | N/A | N/A | N/A | N/A | N/A | N/A | N/A | N/A | N/A | N/A | N/A | N/A | N/A | N/A | N/A | N/A | N/A | N/A | N/A | N/A | N/A | N/A | N/A | N/A | N/A | N/A | N/A | N/A | N/A | N/A | N/A | N/A | N/A | N/A | 4.2508 | 4.2855
AS/NZS 3823.2:2013 [Non Multi-Split] | NZ MEPS April 2013 | AS/NZS 3823.1.1:2012 | MFAB35NB/MFAB35WB | MFAB35N*/MFAB35W* | N/A | Midea | 0.35 | Non Ducted | Single Split System | Wall Hung | Air | Air | China | 0.82 | 3.15 | 3.5 | 297 | 0 | 0 | 0 | 189 | 0.93 | 4 | Calorimeter Room | 4.2771 | 4.2688 | Yes | 0 | N/A | 1 | 1 | 0 | 0 | N/A | N/A | N/A | 4.2598 | 4.2534 | N/A | N/A | 4.0195 | 4.0067 | 4 | 4 | Calorimeter Room | Single | R32 | New Zealand | 131116 | 2120-07-28 | 2021-06-30 | Superseded | Reverse Cycle | 802 | Yes | Class 3 | Yes | Yes | - | Yes | Yes | Yes | - | 4.2771 | Available | N/A | N/A |  |  | Yes |  | https://reg.energyrating.gov.au/static/common/images/star_ratings_2014/aircon_rating_4_4.png | ZAC0693 | N/A | Variable output compressor | Inverter | N/A | N/A | N/A | 0.82 | N/A | N/A | N/A | N/A | N/A | N/A | N/A | N/A | N/A | N/A | N/A | N/A | N/A | N/A | N/A | N/A | 0.93 | N/A | N/A | N/A | N/A | N/A | N/A | N/A | N/A | N/A | N/A | N/A | N/A | N/A | N/A | N/A | N/A | N/A | N/A | N/A | N/A | N/A | N/A | N/A | N/A | N/A | N/A | N/A | N/A | N/A | N/A | N/A | N/A | N/A | N/A | N/A | N/A | N/A | N/A | N/A | N/A | N/A | N/A | N/A | N/A | N/A | N/A | N/A | N/A | N/A | N/A | N/A | N/A | N/A | N/A | N/A | N/A | N/A | N/A | N/A | N/A | N/A | N/A | N/A | N/A | N/A | N/A | N/A | 4.2508 | 4.2855
[SEER Non Multi-Split <=65kW] (Air Conditioners up to 65kW) EE Regulations 2020 Schedule 2A | MEPS 2019 | AS/NZS 3823.1.1:2012 | MFAB35NB/MFAB35WB |  | N/A | Midea | N/A | Non Ducted | Single Split System | Wall Hung | Air | Air | China | 0.82 | N/A | 3.5 | N/A | N/A | N/A | N/A | N/A | 0.94 | 4 | Calorimeter Room | 4.2771 | 4.2731 | N/A | - | N/A | N/A | N/A | N/A | N/A | N/A | N/A | N/A | N/A | N/A | N/A | N/A | N/A | N/A | N/A | N/A | N/A | Single | R32 | Fiji,New Zealand | 139039 | 2121-06-09 |  | Approved | Reverse Cycle | N/A | Yes | Class 8 | Yes | N/A | N/A | N/A | N/A | N/A | N/A | N/A | Available | N/A | N/A |  |  | N/A |  |  | ZAC0745 | Yes | Variable output compressor | Inverter | No | - | 3500 | 0.82 | - | 370 | 1850 | Yes | 205 | 970 | - | - | - | Yes | 240 | 1800 | - | 140 | 1100 | 4000 | 0.94 | 360 | 2000 | Yes | 230 | 1230 | Yes | 1125 | 3560 | No | - | - | No | - | - | - | - | - | No | - | - | No | - | - | No | - | - | 58 | 60 | 6.773 | 6.413 | 6.842 | 12.726 | 9.561 | 8.42 | 144 | 229 | 669 | 200 | 314 | 779 | 5 | 4.5 | 5 | 4.041 | 4.64 | 5.259 | 4.367 | 4.865 | 5.227 | 1294 | 470 | 66 | 405 | 207 | 42 | 2.5 | 3 | 3.5 | No | - | - | - | - | N/A | N/A | N/A | 0.7 | 4.256 | 4.2446
[SEER Non Multi-Split <=65kW] GEMS (Air Conditioners up to 65kW) Determination 2019 | MEPS 2019 | AS/NZS 3823.1.1:2012 | MFAB35W*/MFAB35N* | MFAB35W*/MFAB35N* | N/A | MIDEA | N/A | Non Ducted | Single Split System | Wall Hung | Air | Air | China | 0.82 | N/A | 3.5 | N/A | N/A | N/A | N/A | N/A | 0.94 | 4 | Calorimeter Room | 4.2771 | 4.2731 | N/A | - | N/A | N/A | N/A | N/A | N/A | N/A | N/A | N/A | N/A | N/A | N/A | N/A | N/A | N/A | N/A | N/A | N/A | Single | R32 | Australia,Fiji,New Zealand | 131395 | 2025-08-20 |  | Approved | Reverse Cycle | N/A | Yes | Class 8 | Yes | N/A | N/A | N/A | N/A | N/A | N/A | N/A | Available | N/A | N/A |  | http://www.midea.net.au/ | N/A |  |  | AAC5175 | Yes | Variable output compressor | Inverter | No | - | 3500 | 0.82 | - | 370 | 1850 | Yes | 205 | 970 | - | 749.48 | 3769.5 | Yes | 240 | 1800 | - | 140 | 1100 | 4000 | 0.94 | 360 | 2000 | Yes | 230 | 1230 | Yes | 1125 | 3560 | No | - | - | No | - | - | - | - | - | No | - | - | No | - | - | No | - | - | 58 | 62 | 6.773 | 6.413 | 6.842 | 12.726 | 9.561 | 8.42 | 144 | 229 | 669 | 200 | 314 | 779 | 5 | 4.5 | 5 | 4.041 | 4.64 | 5.259 | 4.367 | 4.865 | 5.227 | 1294 | 470 | 66 | 405 | 207 | 42 | 2.5 | 3 | 3.5 | No | - | - | - | - | N/A | N/A | N/A | 0.7 | 4.256 | 4.2446
[SEER Non Multi-Split <=65kW] GEMS (Air Conditioners up to 65kW) Determination 2019 | MEPS 2019 | AS/NZS 3823.1.1:2012 | MFAB35WB/MFAB35NB | MFAB35W*/MFAB35N* | N/A | MIDEA | N/A | Non Ducted | Single Split System | Wall Hung | Air | Air | China | 0.82 | N/A | 3.5 | N/A | N/A | N/A | N/A | N/A | 0.94 | 4 | Calorimeter Room | 4.2771 | 4.2731 | N/A | - | N/A | N/A | N/A | N/A | N/A | N/A | N/A | N/A | N/A | N/A | N/A | N/A | N/A | N/A | N/A | N/A | N/A | Single | R32 | Australia,Fiji,New Zealand | 131395 | 2025-08-20 |  | Approved | Reverse Cycle | N/A | Yes | Class 8 | Yes | N/A | N/A | N/A | N/A | N/A | N/A | N/A | Available | N/A | N/A |  | http://www.midea.net.au/ | N/A |  |  | AAC5175 | Yes | Variable output compressor | Inverter | No | - | 3500 | 0.82 | - | 370 | 1850 | Yes | 205 | 970 | - | 749.48 | 3769.5 | Yes | 240 | 1800 | - | 140 | 1100 | 4000 | 0.94 | 360 | 2000 | Yes | 230 | 1230 | Yes | 1125 | 3560 | No | - | - | No | - | - | - | - | - | No | - | - | No | - | - | No | - | - | 58 | 62 | 6.773 | 6.413 | 6.842 | 12.726 | 9.561 | 8.42 | 144 | 229 | 669 | 200 | 314 | 779 | 5 | 4.5 | 5 | 4.041 | 4.64 | 5.259 | 4.367 | 4.865 | 5.227 | 1294 | 470 | 66 | 405 | 207 | 42 | 2.5 | 3 | 3.5 | No | - | - | - | - | N/A | N/A | N/A | 0.7 | 4.256 | 4.2446
[SEER Non Multi-Split <=65kW] GEMS (Air Conditioners up to 65kW) Determination 2019 | MEPS 2019 | AS/NZS 3823.1.1:2012 | MFAB35WC/MFAB35NC | MFAB35W*/MFAB35N* | N/A | MIDEA | N/A | Non Ducted | Single Split System | Wall Hung | Air | Air | China | 0.82 | N/A | 3.5 | N/A | N/A | N/A | N/A | N/A | 0.94 | 4 | Calorimeter Room | 4.2771 | 4.2731 | N/A | - | N/A | N/A | N/A | N/A | N/A | N/A | N/A | N/A | N/A | N/A | N/A | N/A | N/A | N/A | N/A | N/A | N/A | Single | R32 | Australia,Fiji,New Zealand | 131395 | 2025-08-20 |  | Approved | Reverse Cycle | N/A | Yes | Class 8 | Yes | N/A | N/A | N/A | N/A | N/A | N/A | N/A | Available | N/A | N/A |  | http://www.midea.net.au/ | N/A |  |  | AAC5175 | Yes | Variable output compressor | Inverter | No | - | 3500 | 0.82 | - | 370 | 1850 | Yes | 205 | 970 | - | 749.48 | 3769.5 | Yes | 240 | 1800 | - | 140 | 1100 | 4000 | 0.94 | 360 | 2000 | Yes | 230 | 1230 | Yes | 1125 | 3560 | No | - | - | No | - | - | - | - | - | No | - | - | No | - | - | No | - | - | 58 | 62 | 6.773 | 6.413 | 6.842 | 12.726 | 9.561 | 8.42 | 144 | 229 | 669 | 200 | 314 | 779 | 5 | 4.5 | 5 | 4.041 | 4.64 | 5.259 | 4.367 | 4.865 | 5.227 | 1294 | 470 | 66 | 405 | 207 | 42 | 2.5 | 3 | 3.5 | No | - | - | - | - | N/A | N/A | N/A | 0.7 | 4.256 | 4.2446
[SEER Non Multi-Split <=65kW] GEMS (Air Conditioners up to 65kW) Determination 2019 | MEPS 2019 | AS/NZS 3823.1.1:2012 | MFAB-35WC/MFAB-35NC |  | N/A | MIDEA | N/A | Non Ducted | Single Split System | Wall Hung | Air | Air | China | 0.82 | N/A | 3.55 | N/A | N/A | N/A | N/A | N/A | 0.92 | 4 | Calorimeter Room | 4.2683 | 4.4312 | N/A | - | N/A | N/A | N/A | N/A | N/A | N/A | N/A | N/A | N/A | N/A | N/A | N/A | N/A | N/A | N/A | N/A | N/A | Single | R32 | Australia,Fiji,New Zealand | 142056 | 2026-10-12 |  | Approved | Reverse Cycle | N/A | Yes | Class 8 | Yes | N/A | N/A | N/A | N/A | N/A | N/A | N/A | Available | N/A | N/A |  | http://www.midea.net.au/ | N/A |  |  | AAC6280 | Yes | Variable output compressor | Inverter | No | - | 3550 | 0.82 | - | 330 | 1800 | Yes | 170 | 800 | - | 749.48 | 3823.35 | Yes | 230 | 1730 | - | 140 | 1160 | 4000 | 0.92 | 340 | 2000 | Yes | 160 | 965 | Yes | 1020 | 3190 | No | - | - | No | - | - | - | - | - | - | - | - | No | - | - | No | - | - | 56 | 56 | 6.622 | 6.3 | 6.683 | 10.346 | 8.634 | 7.834 | 148 | 235 | 694 | 249 | 352 | 849 | 5 | 4.5 | 5 | 4.001 | 4.837 | 5.842 | 4.536 | 5.305 | 5.9 | 1308 | 452 | 60 | 391 | 191 | 38 | 2.5 | 3 | 4 | No | - | - | - | - | N/A | N/A | N/A | 1 | 4.3115 | 4.3319
[SEER Non Multi-Split <=65kW] GEMS (Air Conditioners up to 65kW) Determination 2019 | MEPS 2019 | AS/NZS 3823.1.1:2012 | MFAB35WD/MFAB35ND | MFAB35W*/MFAB35N* | N/A | MIDEA | N/A | Non Ducted | Single Split System | Wall Hung | Air | Air | China | 0.82 | N/A | 3.5 | N/A | N/A | N/A | N/A | N/A | 0.94 | 4 | Calorimeter Room | 4.2771 | 4.2731 | N/A | - | N/A | N/A | N/A | N/A | N/A | N/A | N/A | N/A | N/A | N/A | N/A | N/A | N/A | N/A | N/A | N/A | N/A | Single | R32 | Australia,Fiji,New Zealand | 131395 | 2025-08-20 |  | Approved | Reverse Cycle | N/A | Yes | Class 8 | Yes | N/A | N/A | N/A | N/A | N/A | N/A | N/A | Available | N/A | N/A |  | http://www.midea.net.au/ | N/A |  |  | AAC5175 | Yes | Variable output compressor | Inverter | No | - | 3500 | 0.82 | - | 370 | 1850 | Yes | 205 | 970 | - | 749.48 | 3769.5 | Yes | 240 | 1800 | - | 140 | 1100 | 4000 | 0.94 | 360 | 2000 | Yes | 230 | 1230 | Yes | 1125 | 3560 | No | - | - | No | - | - | - | - | - | No | - | - | No | - | - | No | - | - | 58 | 62 | 6.773 | 6.413 | 6.842 | 12.726 | 9.561 | 8.42 | 144 | 229 | 669 | 200 | 314 | 779 | 5 | 4.5 | 5 | 4.041 | 4.64 | 5.259 | 4.367 | 4.865 | 5.227 | 1294 | 470 | 66 | 405 | 207 | 42 | 2.5 | 3 | 3.5 | No | - | - | - | - | N/A | N/A | N/A | 0.7 | 4.256 | 4.2446
[SEER Non Multi-Split <=65kW] GEMS (Air Conditioners up to 65kW) Determination 2019 | MEPS 2019 | AS/NZS 3823.1.1:2012 | MFAB35WE/MFAB35NE | MFAB35W*/MFAB35N* | N/A | MIDEA | N/A | Non Ducted | Single Split System | Wall Hung | Air | Air | China | 0.82 | N/A | 3.5 | N/A | N/A | N/A | N/A | N/A | 0.94 | 4 | Calorimeter Room | 4.2771 | 4.2731 | N/A | - | N/A | N/A | N/A | N/A | N/A | N/A | N/A | N/A | N/A | N/A | N/A | N/A | N/A | N/A | N/A | N/A | N/A | Single | R32 | Australia,Fiji,New Zealand | 131395 | 2025-08-20 |  | Approved | Reverse Cycle | N/A | Yes | Class 8 | Yes | N/A | N/A | N/A | N/A | N/A | N/A | N/A | Available | N/A | N/A |  | http://www.midea.net.au/ | N/A |  |  | AAC5175 | Yes | Variable output compressor | Inverter | No | - | 3500 | 0.82 | - | 370 | 1850 | Yes | 205 | 970 | - | 749.48 | 3769.5 | Yes | 240 | 1800 | - | 140 | 1100 | 4000 | 0.94 | 360 | 2000 | Yes | 230 | 1230 | Yes | 1125 | 3560 | No | - | - | No | - | - | - | - | - | No | - | - | No | - | - | No | - | - | 58 | 62 | 6.773 | 6.413 | 6.842 | 12.726 | 9.561 | 8.42 | 144 | 229 | 669 | 200 | 314 | 779 | 5 | 4.5 | 5 | 4.041 | 4.64 | 5.259 | 4.367 | 4.865 | 5.227 | 1294 | 470 | 66 | 405 | 207 | 42 | 2.5 | 3 | 3.5 | No | - | - | - | - | N/A | N/A | N/A | 0.7 | 4.256 | 4.2446
[SEER Non Multi-Split <=65kW] (Air Conditioners up to 65kW) EE Regulations 2020 Schedule 2A | MEPS 2019 | AS/NZS 3823.1.1:2012 | MFAB50NB/MFAB50WB |  | N/A | Midea | N/A | Non Ducted | Single Split System | Wall Hung | Air | Air | China | 1.24 | N/A | 5 | N/A | N/A | N/A | N/A | N/A | 1.45 | 6 | Calorimeter Room | 4.2523 | 4.1961 | N/A | - | N/A | N/A | N/A | N/A | N/A | N/A | N/A | N/A | N/A | N/A | N/A | N/A | N/A | N/A | N/A | N/A | N/A | Single | R32 | New Zealand | 139140 | 2121-06-14 |  | Approved | Reverse Cycle | N/A | Yes | Class 9 | Yes | N/A | N/A | N/A | N/A | N/A | N/A | N/A | Available | N/A | N/A |  |  | N/A |  |  | ZAC0751 | Yes | Variable output compressor | Inverter | No | - | 5000 | 1.24 | - | 505 | 2700 | Yes | 470 | 2530 | - | - | - | No | - | - | - | 360 | 2625 | 6000 | 1.45 | 470 | 2750 | Yes | 275 | 1450 | Yes | 1430 | 4360 | No | - | - | No | - | - | - | - | - | No | - | - | No | - | - | No | - | - | 63 | 65 | 5.818 | 5.586 | 5.788 | 8.15 | 7.179 | 6.379 | 239 | 375 | 1130 | 447 | 598 | 1470 | 4 | 4 | 4 | 3.633 | 4.437 | 5.416 | 3.984 | 4.805 | 5.371 | 2159 | 737 | 95 | 666 | 315 | 61 | 2 | 2.5 | 3.5 | No | - | - | - | - | N/A | N/A | N/A | 1 | 4.0213 | 4.1283
[SEER Non Multi-Split <=65kW] GEMS (Air Conditioners up to 65kW) Determination 2019 | MEPS 2019 | AS/NZS 3823.1.1:2012 | MFAB50W*/MFAB50N* | MFAB50W*/MFAB50N* | N/A | MIDEA | N/A | Non Ducted | Single Split System | Wall Hung | Air | Air | China | 1.24 | N/A | 5 | N/A | N/A | N/A | N/A | N/A | 1.45 | 6 | Calorimeter Room | 4.2523 | 4.1961 | N/A | - | N/A | N/A | N/A | N/A | N/A | N/A | N/A | N/A | N/A | N/A | N/A | N/A | N/A | N/A | N/A | N/A | N/A | Single | R32 | Australia,Fiji,New Zealand | 131409 | 2025-08-20 |  | Approved | Reverse Cycle | N/A | Yes | Class 9 | Yes | N/A | N/A | N/A | N/A | N/A | N/A | N/A | Available | N/A | N/A |  | http://www.midea.net.au/ | N/A |  |  | AAC5176 | Yes | Variable output compressor | Inverter | No | - | 5000 | 1.24 | - | 505 | 2700 | Yes | 470 | 2530 | - | 1133.36 | 5385 | No | 461.57 | 2907.9 | - | 360 | 2625 | 6000 | 1.45 | 470 | 2750 | Yes | 275 | 1450 | Yes | 1430 | 4360 | No | - | - | No | - | - | - | - | - | No | - | - | No | - | - | No | - | - | 63 | 65 | 5.818 | 5.586 | 5.788 | 8.15 | 7.179 | 6.379 | 239 | 375 | 1130 | 447 | 598 | 1470 | 4 | 4 | 4 | 3.633 | 4.437 | 5.416 | 3.984 | 4.805 | 5.371 | 2159 | 737 | 95 | 666 | 315 | 61 | 2 | 2.5 | 3.5 | No | - | - | - | - | N/A | N/A | N/A | 1 | 4.0213 | 4.1283
[SEER Non Multi-Split <=65kW] GEMS (Air Conditioners up to 65kW) Determination 2019 | MEPS 2019 | AS/NZS 3823.1.1:2012 | MFAB50WB/MFAB50NB | MFAB50W*/MFAB50N* | N/A | MIDEA | N/A | Non Ducted | Single Split System | Wall Hung | Air | Air | China | 1.24 | N/A | 5 | N/A | N/A | N/A | N/A | N/A | 1.45 | 6 | Calorimeter Room | 4.2523 | 4.1961 | N/A | - | N/A | N/A | N/A | N/A | N/A | N/A | N/A | N/A | N/A | N/A | N/A | N/A | N/A | N/A | N/A | N/A | N/A | Single | R32 | Australia,Fiji,New Zealand | 131409 | 2025-08-20 |  | Approved | Reverse Cycle | N/A | Yes | Class 9 | Yes | N/A | N/A | N/A | N/A | N/A | N/A | N/A | Available | N/A | N/A |  | http://www.midea.net.au/ | N/A |  |  | AAC5176 | Yes | Variable output compressor | Inverter | No | - | 5000 | 1.24 | - | 505 | 2700 | Yes | 470 | 2530 | - | 1133.36 | 5385 | No | 461.57 | 2907.9 | - | 360 | 2625 | 6000 | 1.45 | 470 | 2750 | Yes | 275 | 1450 | Yes | 1430 | 4360 | No | - | - | No | - | - | - | - | - | No | - | - | No | - | - | No | - | - | 63 | 65 | 5.818 | 5.586 | 5.788 | 8.15 | 7.179 | 6.379 | 239 | 375 | 1130 | 447 | 598 | 1470 | 4 | 4 | 4 | 3.633 | 4.437 | 5.416 | 3.984 | 4.805 | 5.371 | 2159 | 737 | 95 | 666 | 315 | 61 | 2 | 2.5 | 3.5 | No | - | - | - | - | N/A | N/A | N/A | 1 | 4.0213 | 4.1283
[SEER Non Multi-Split <=65kW] GEMS (Air Conditioners up to 65kW) Determination 2019 | MEPS 2019 | AS/NZS 3823.1.1:2012 | MFAB50WC/MFAB50NC | MFAB50W*/MFAB50N* | N/A | MIDEA | N/A | Non Ducted | Single Split System | Wall Hung | Air | Air | China | 1.24 | N/A | 5 | N/A | N/A | N/A | N/A | N/A | 1.45 | 6 | Calorimeter Room | 4.2523 | 4.1961 | N/A | - | N/A | N/A | N/A | N/A | N/A | N/A | N/A | N/A | N/A | N/A | N/A | N/A | N/A | N/A | N/A | N/A | N/A | Single | R32 | Australia,Fiji,New Zealand | 131409 | 2025-08-20 |  | Approved | Reverse Cycle | N/A | Yes | Class 9 | Yes | N/A | N/A | N/A | N/A | N/A | N/A | N/A | Available | N/A | N/A |  | http://www.midea.net.au/ | N/A |  |  | AAC5176 | Yes | Variable output compressor | Inverter | No | - | 5000 | 1.24 | - | 505 | 2700 | Yes | 470 | 2530 | - | 1133.36 | 5385 | No | 461.57 | 2907.9 | - | 360 | 2625 | 6000 | 1.45 | 470 | 2750 | Yes | 275 | 1450 | Yes | 1430 | 4360 | No | - | - | No | - | - | - | - | - | No | - | - | No | - | - | No | - | - | 63 | 65 | 5.818 | 5.586 | 5.788 | 8.15 | 7.179 | 6.379 | 239 | 375 | 1130 | 447 | 598 | 1470 | 4 | 4 | 4 | 3.633 | 4.437 | 5.416 | 3.984 | 4.805 | 5.371 | 2159 | 737 | 95 | 666 | 315 | 61 | 2 | 2.5 | 3.5 | No | - | - | - | - | N/A | N/A | N/A | 1 | 4.0213 | 4.1283
[SEER Non Multi-Split <=65kW] GEMS (Air Conditioners up to 65kW) Determination 2019 | MEPS 2019 | AS/NZS 3823.1.1:2012 | MFAB-50WC/MFAB-50NC |  | N/A | MIDEA | N/A | Non Ducted | Single Split System | Wall Hung | Air | Air | China | 1.3 | N/A | 5 | N/A | N/A | N/A | N/A | N/A | 1.35 | 5.2 | Calorimeter Room | 3.9219 | 3.9543 | N/A | - | N/A | N/A | N/A | N/A | N/A | N/A | N/A | N/A | N/A | N/A | N/A | N/A | N/A | N/A | N/A | N/A | N/A | Single | R32 | Australia,Fiji,New Zealand | 142157 | 2026-10-24 |  | Approved | Reverse Cycle | N/A | Yes | Class 9 | Yes | N/A | N/A | N/A | N/A | N/A | N/A | N/A | Available | N/A | N/A |  | http://www.midea.net.au/ | N/A |  |  | AAC6303 | Yes | Variable output compressor | Inverter | No | - | 5000 | 1.3 | - | 535 | 2600 | Yes | 495 | 2350 | - | 1188.2 | 5385 | Yes | 395 | 2730 | - | 320 | 2340 | 5200 | 1.35 | 530 | 2600 | Yes | 460 | 2310 | Yes | 1755 | 4700 | No | - | - | No | - | - | - | - | - | No | - | - | No | - | - | No | - | - | 57 | 65 | 6.152 | 5.82 | 6.15 | 11.471 | 8.667 | 7.292 | 226 | 360 | 1063 | 317 | 495 | 1285 | 4.5 | 4 | 4.5 | 3.622 | 4.137 | 4.667 | 3.909 | 4.352 | 4.67 | 1877 | 685 | 96 | 589 | 301 | 60 | 2 | 2.5 | 3 | No | - | - | - | - | N/A | N/A | N/A | 1 | 3.8362 | 3.8422
[SEER Non Multi-Split <=65kW] GEMS (Air Conditioners up to 65kW) Determination 2019 | MEPS 2019 | AS/NZS 3823.1.1:2012 | MFAB50WD/MFAB50ND | MFAB50W*/MFAB50N* | N/A | MIDEA | N/A | Non Ducted | Single Split System | Wall Hung | Air | Air | China | 1.24 | N/A | 5 | N/A | N/A | N/A | N/A | N/A | 1.45 | 6 | Calorimeter Room | 4.2523 | 4.1961 | N/A | - | N/A | N/A | N/A | N/A | N/A | N/A | N/A | N/A | N/A | N/A | N/A | N/A | N/A | N/A | N/A | N/A | N/A | Single | R32 | Australia,Fiji,New Zealand | 131409 | 2025-08-20 |  | Approved | Reverse Cycle | N/A | Yes | Class 9 | Yes | N/A | N/A | N/A | N/A | N/A | N/A | N/A | Available | N/A | N/A |  | http://www.midea.net.au/ | N/A |  |  | AAC5176 | Yes | Variable output compressor | Inverter | No | - | 5000 | 1.24 | - | 505 | 2700 | Yes | 470 | 2530 | - | 1133.36 | 5385 | No | 461.57 | 2907.9 | - | 360 | 2625 | 6000 | 1.45 | 470 | 2750 | Yes | 275 | 1450 | Yes | 1430 | 4360 | No | - | - | No | - | - | - | - | - | No | - | - | No | - | - | No | - | - | 63 | 65 | 5.818 | 5.586 | 5.788 | 8.15 | 7.179 | 6.379 | 239 | 375 | 1130 | 447 | 598 | 1470 | 4 | 4 | 4 | 3.633 | 4.437 | 5.416 | 3.984 | 4.805 | 5.371 | 2159 | 737 | 95 | 666 | 315 | 61 | 2 | 2.5 | 3.5 | No | - | - | - | - | N/A | N/A | N/A | 1 | 4.0213 | 4.1283
[SEER Non Multi-Split <=65kW] GEMS (Air Conditioners up to 65kW) Determination 2019 | MEPS 2019 | AS/NZS 3823.1.1:2012 | MFAB50WE/MFAB50NE | MFAB50W*/MFAB50N* | N/A | MIDEA | N/A | Non Ducted | Single Split System | Wall Hung | Air | Air | China | 1.24 | N/A | 5 | N/A | N/A | N/A | N/A | N/A | 1.45 | 6 | Calorimeter Room | 4.2523 | 4.1961 | N/A | - | N/A | N/A | N/A | N/A | N/A | N/A | N/A | N/A | N/A | N/A | N/A | N/A | N/A | N/A | N/A | N/A | N/A | Single | R32 | Australia,Fiji,New Zealand | 131409 | 2025-08-20 |  | Approved | Reverse Cycle | N/A | Yes | Class 9 | Yes | N/A | N/A | N/A | N/A | N/A | N/A | N/A | Available | N/A | N/A |  | http://www.midea.net.au/ | N/A |  |  | AAC5176 | Yes | Variable output compressor | Inverter | No | - | 5000 | 1.24 | - | 505 | 2700 | Yes | 470 | 2530 | - | 1133.36 | 5385 | No | 461.57 | 2907.9 | - | 360 | 2625 | 6000 | 1.45 | 470 | 2750 | Yes | 275 | 1450 | Yes | 1430 | 4360 | No | - | - | No | - | - | - | - | - | No | - | - | No | - | - | No | - | - | 63 | 65 | 5.818 | 5.586 | 5.788 | 8.15 | 7.179 | 6.379 | 239 | 375 | 1130 | 447 | 598 | 1470 | 4 | 4 | 4 | 3.633 | 4.437 | 5.416 | 3.984 | 4.805 | 5.371 | 2159 | 737 | 95 | 666 | 315 | 61 | 2 | 2.5 | 3.5 | No | - | - | - | - | N/A | N/A | N/A | 1 | 4.0213 | 4.1283
[SEER Non Multi-Split <=65kW] GEMS (Air Conditioners up to 65kW) Determination 2019 | MEPS 2019 | AS/NZS 3823.1.1:2012 | MFAB-60WC/MFAB-60NC |  | N/A | MIDEA | N/A | Non Ducted | Single Split System | Wall Hung | Air | Air | China | 1.8 | N/A | 6 | N/A | N/A | N/A | N/A | N/A | 1.7 | 6.2 | Calorimeter Room | 3.3628 | 3.5993 | N/A | - | N/A | N/A | N/A | N/A | N/A | N/A | N/A | N/A | N/A | N/A | N/A | N/A | N/A | N/A | N/A | N/A | N/A | Single | R32 | Australia,Fiji,New Zealand | 142158 | 2026-10-12 |  | Approved | Reverse Cycle | N/A | Yes | Class 9 | Yes | N/A | N/A | N/A | N/A | N/A | N/A | N/A | Available | N/A | N/A |  | http://www.midea.net.au/ | N/A |  |  | AAC6279 | Yes | Variable output compressor | Inverter | No | - | 6000 | 1.8 | - | 660 | 3000 | Yes | 580 | 2750 | - | 1645.2 | 6462 | Yes | 500 | 3170 | - | 325 | 2320 | 6200 | 1.7 | 605 | 3000 | Yes | 460 | 2310 | Yes | 1755 | 4700 | No | - | - | No | - | - | - | - | - | No | - | - | No | - | - | No | - | - | 59 | 66 | 5.746 | 5.4 | 5.627 | -10.468 | 9.987 | 7.269 | 291 | 467 | 1395 | -421 | 516 | 1548 | 4 | 3.5 | 4 | 3.32 | 3.95 | 4.749 | 3.607 | 4.293 | 4.759 | 2441 | 855 | 112 | 760 | 364 | 70 | 1.5 | 2 | 3 | No | - | - | - | - | N/A | N/A | N/A | 1 | 3.3271 | 3.6398
[SEER Non Multi-Split <=65kW] GEMS (Air Conditioners up to 65kW) Determination 2019 | MEPS 2019 | AS/NZS 3823.1.1:2012 | MFAB-60WC/MULMIO09 |  | N/A | MIDEA | N/A | Non Ducted | Single Split System | Cassette | Air | Air | China | 0.62 | N/A | 2.76 | N/A | N/A | N/A | N/A | N/A | 0.61 | 2.9 | Enthalpy Test Room | 4.4286 | 4.7546 | N/A | - | N/A | N/A | N/A | N/A | N/A | N/A | N/A | N/A | N/A | N/A | N/A | N/A | N/A | N/A | N/A | N/A | N/A | Single | R32 | Australia,Fiji,New Zealand | 160295 | 2029-03-24 |  | Approved | Reverse Cycle | N/A | - | Class 8 | - | N/A | N/A | N/A | N/A | N/A | N/A | N/A | Available | N/A | N/A |  |  | N/A |  |  | AAC8131 | Yes | Variable output compressor | Inverter | No | - | 2760 | 0.62 | - | 330 | 1500 | Yes | 290 | 900 | - | 566.68 | 2972.52 | Yes | 220 | 1510 | - | 160 | 1050 | 2900 | 0.61 | 290 | 1462 | Yes | 210 | 1023 | Yes | 1260 | 3740 | No | - | - | No | - | - | - | - | - | No | - | - | No | - | - | No | - | - | 60.6 | 66.3 | 5.926 | 5.887 | 6.634 | 17.581 | 10.959 | 8.557 | 124 | 190 | 537 | 108 | 210 | 599 | 4 | 4 | 5 | 4.31 | 4.548 | 4.756 | 4.383 | 4.569 | 4.705 | 886 | 355 | 59 | 298 | 165 | 39 | 2.5 | 3 | 3 | No | - | - | - | - | N/A | N/A | N/A | 3.18 | 4.3758 | 4.6718
[SEER Non Multi-Split <=65kW] GEMS (Air Conditioners up to 65kW) Determination 2019 | MEPS 2019 | AS/NZS 3823.1.1:2012 | MFAB-60WC/MULMIO12 |  | N/A | MIDEA | N/A | Non Ducted | Single Split System | Cassette | Air | Air | China | 0.968 | N/A | 3.6 | N/A | N/A | N/A | N/A | N/A | 0.861 | 3.9 | Enthalpy Test Room | 4.0069 | 4.4695 | N/A | - | N/A | N/A | N/A | N/A | N/A | N/A | N/A | N/A | N/A | N/A | N/A | N/A | N/A | N/A | N/A | N/A | N/A | Single | R32 | Australia,Fiji,New Zealand | 160627 | 2029-04-09 |  | Approved | Reverse Cycle | N/A | - | Class 8 | - | N/A | N/A | N/A | N/A | N/A | N/A | N/A | Available | N/A | N/A |  |  | N/A |  |  | AAC8169 | Yes | Variable output compressor | Inverter | No | - | 3600 | 0.968 | - | 416 | 1979 | Yes | 330 | 1150 | - | 884.752 | 3877.2 | Yes | 300 | 2100 | - | 190 | 1200 | 3900 | 0.861 | 360 | 1850 | Yes | 237 | 1200 | Yes | 1355 | 4210 | No | - | - | No | - | - | - | - | - | No | - | - | No | - | - | No | - | - | 60.6 | 66.3 | 5.791 | 5.559 | 6.144 | 17.437 | 10.076 | 7.916 | 167 | 265 | 760 | 144 | 301 | 847 | 4 | 4 | 4.5 | 4.213 | 4.568 | 4.963 | 4.404 | 4.705 | 4.933 | 1216 | 472 | 74 | 397 | 214 | 48 | 2.5 | 3 | 3 | No | - | - | - | - | N/A | N/A | N/A | 3.18 | 3.6782 | 4.4738
[SEER Non Multi-Split <=65kW] GEMS (Air Conditioners up to 65kW) Determination 2019 | MEPS 2019 | AS/NZS 3823.1.1:2012 | MFAB-60WC/MULMIO18 |  | N/A | MIDEA | N/A | Non Ducted | Single Split System | Cassette | Air | Air | China | 1.35 | N/A | 5 | N/A | N/A | N/A | N/A | N/A | 1.35 | 5.2 | Enthalpy Test Room | 3.5036 | 3.8168 | N/A | - | N/A | N/A | N/A | N/A | N/A | N/A | N/A | N/A | N/A | N/A | N/A | N/A | N/A | N/A | N/A | N/A | N/A | Single | R32 | Australia,Fiji,New Zealand | 160292 | 2029-03-24 |  | Approved | Reverse Cycle | N/A | - | Class 9 | - | N/A | N/A | N/A | N/A | N/A | N/A | N/A | Available | N/A | N/A |  |  | N/A |  |  | AAC8135 | Yes | Variable output compressor | Inverter | No | - | 5000 | 1.35 | - | 560 | 2600 | Yes | 380 | 1300 | - | 1233.9 | 5385 | Yes | 400 | 2600 | - | 240 | 1500 | 5200 | 1.35 | 540 | 2700 | Yes | 270 | 1400 | Yes | 1650 | 4700 | No | - | - | No | - | - | - | - | - | No | - | - | No | - | - | No | - | - | 60.6 | 66.3 | 5.599 | 5.378 | 5.794 | 11.292 | 8.425 | 7 | 244 | 384 | 1123 | 317 | 505 | 1335 | 4 | 3.5 | 4 | 3.752 | 4.297 | 4.997 | 4.133 | 4.634 | 5.03 | 1817 | 666 | 95 | 561 | 287 | 61 | 2 | 2.5 | 3 | No | - | - | - | - | N/A | N/A | N/A | 3.18 | 3.6744 | 3.8214
AS/NZS 3823.2:2013 [Non Multi-Split] | NZ MEPS April 2013 | AS/NZS 3823.1.1:2012 | MFAB70N*/MFAB70W* | MFAB70N*/MFAB70W* | N/A | Midea | 1.68 | Non Ducted | Single Split System | Wall Hung | Air | Air | China | 2.02 | 5.32 | 7 | 226 | 0 | 0 | 0 | 335 | 2.27 | 8 | Calorimeter Room | 3.5155 | 3.5844 | Yes | 0 | N/A | 1 | 1 | 0 | 0 | N/A | N/A | N/A | 3.5096 | 3.5787 | N/A | N/A | 2.5191 | 2.6575 | 2.5 | 2.5 | Calorimeter Room | Single | R32 | New Zealand | 131106 | 2120-07-28 | 2021-06-30 | Superseded | Reverse Cycle | 1080 | Yes | Class 4 | Yes | Yes | - | Yes | Yes | Yes | - | 3.5155 | Available | N/A | N/A |  |  | Yes |  | https://reg.energyrating.gov.au/static/common/images/star_ratings_2014/aircon_rating_2.5_2.5.png | ZAC0692 | N/A | Variable output compressor | Inverter | N/A | N/A | N/A | 2.02 | N/A | N/A | N/A | N/A | N/A | N/A | N/A | N/A | N/A | N/A | N/A | N/A | N/A | N/A | N/A | N/A | 2.27 | N/A | N/A | N/A | N/A | N/A | N/A | N/A | N/A | N/A | N/A | N/A | N/A | N/A | N/A | N/A | N/A | N/A | N/A | N/A | N/A | N/A | N/A | N/A | N/A | N/A | N/A | N/A | N/A | N/A | N/A | N/A | N/A | N/A | N/A | N/A | N/A | N/A | N/A | N/A | N/A | N/A | N/A | N/A | N/A | N/A | N/A | N/A | N/A | N/A | N/A | N/A | N/A | N/A | N/A | N/A | N/A | N/A | N/A | N/A | N/A | N/A | N/A | N/A | N/A | N/A | N/A | N/A | 3.4596 | 3.519
AS/NZS 3823.2:2013 [Non Multi-Split] | NZ MEPS April 2013 | AS/NZS 3823.1.1:2012 | MFAB70N/MFAB70W | MFAB70N*/MFAB70W* | N/A | Midea | 1.68 | Non Ducted | Single Split System | Wall Hung | Air | Air | China | 2.02 | 5.32 | 7 | 226 | 0 | 0 | 0 | 335 | 2.27 | 8 | Calorimeter Room | 3.5155 | 3.5844 | Yes | 0 | N/A | 1 | 1 | 0 | 0 | N/A | N/A | N/A | 3.5096 | 3.5787 | N/A | N/A | 2.5191 | 2.6575 | 2.5 | 2.5 | Calorimeter Room | Single | R32 | New Zealand | 131106 | 2120-07-28 | 2021-06-30 | Superseded | Reverse Cycle | 1080 | Yes | Class 4 | Yes | Yes | - | Yes | Yes | Yes | - | 3.5155 | Available | N/A | N/A |  |  | Yes |  | https://reg.energyrating.gov.au/static/common/images/star_ratings_2014/aircon_rating_2.5_2.5.png | ZAC0692 | N/A | Variable output compressor | Inverter | N/A | N/A | N/A | 2.02 | N/A | N/A | N/A | N/A | N/A | N/A | N/A | N/A | N/A | N/A | N/A | N/A | N/A | N/A | N/A | N/A | 2.27 | N/A | N/A | N/A | N/A | N/A | N/A | N/A | N/A | N/A | N/A | N/A | N/A | N/A | N/A | N/A | N/A | N/A | N/A | N/A | N/A | N/A | N/A | N/A | N/A | N/A | N/A | N/A | N/A | N/A | N/A | N/A | N/A | N/A | N/A | N/A | N/A | N/A | N/A | N/A | N/A | N/A | N/A | N/A | N/A | N/A | N/A | N/A | N/A | N/A | N/A | N/A | N/A | N/A | N/A | N/A | N/A | N/A | N/A | N/A | N/A | N/A | N/A | N/A | N/A | N/A | N/A | N/A | 3.4596 | 3.519
AS/NZS 3823.2:2013 [Non Multi-Split] | NZ MEPS April 2013 | AS/NZS 3823.1.1:2012 | MFAB70NB/MFAB70WB | MFAB70N*/MFAB70W* | N/A | Midea | 1.68 | Non Ducted | Single Split System | Wall Hung | Air | Air | China | 2.02 | 5.32 | 7 | 226 | 0 | 0 | 0 | 335 | 2.27 | 8 | Calorimeter Room | 3.5155 | 3.5844 | Yes | 0 | N/A | 1 | 1 | 0 | 0 | N/A | N/A | N/A | 3.5096 | 3.5787 | N/A | N/A | 2.5191 | 2.6575 | 2.5 | 2.5 | Calorimeter Room | Single | R32 | New Zealand | 131106 | 2120-07-28 | 2021-06-30 | Superseded | Reverse Cycle | 1080 | Yes | Class 4 | Yes | Yes | - | Yes | Yes | Yes | - | 3.5155 | Available | N/A | N/A |  |  | Yes |  | https://reg.energyrating.gov.au/static/common/images/star_ratings_2014/aircon_rating_2.5_2.5.png | ZAC0692 | N/A | Variable output compressor | Inverter | N/A | N/A | N/A | 2.02 | N/A | N/A | N/A | N/A | N/A | N/A | N/A | N/A | N/A | N/A | N/A | N/A | N/A | N/A | N/A | N/A | 2.27 | N/A | N/A | N/A | N/A | N/A | N/A | N/A | N/A | N/A | N/A | N/A | N/A | N/A | N/A | N/A | N/A | N/A | N/A | N/A | N/A | N/A | N/A | N/A | N/A | N/A | N/A | N/A | N/A | N/A | N/A | N/A | N/A | N/A | N/A | N/A | N/A | N/A | N/A | N/A | N/A | N/A | N/A | N/A | N/A | N/A | N/A | N/A | N/A | N/A | N/A | N/A | N/A | N/A | N/A | N/A | N/A | N/A | N/A | N/A | N/A | N/A | N/A | N/A | N/A | N/A | N/A | N/A | 3.4596 | 3.519
[SEER Non Multi-Split <=65kW] (Air Conditioners up to 65kW) EE Regulations 2020 Schedule 2A | MEPS 2019 | AS/NZS 3823.1.1:2012 | MFAB70NB/MFAB70WB |  | N/A | Midea | N/A | Non Ducted | Single Split System | Wall Hung | Air | Air | China | 2.02 | N/A | 7.1 | N/A | N/A | N/A | N/A | N/A | 2.27 | 8 | Calorimeter Room | 3.5678 | 3.7936 | N/A | - | N/A | N/A | N/A | N/A | N/A | N/A | N/A | N/A | N/A | N/A | N/A | N/A | N/A | N/A | N/A | N/A | N/A | Single | R32 | New Zealand | 139142 | 2121-06-14 |  | Approved | Reverse Cycle | N/A | Yes | Class 9 | Yes | N/A | N/A | N/A | N/A | N/A | N/A | N/A | Available | N/A | N/A |  |  | N/A |  |  | ZAC0750 | Yes | Variable output compressor | Inverter | No | - | 7100 | 2.02 | - | 810 | 3900 | Yes | 715 | 3450 | - | - | - | Yes | 645 | 3900 | - | 520 | 3300 | 8000 | 2.27 | 790 | 4200 | Yes | 450 | 2500 | Yes | 2550 | 6100 | No | - | - | No | - | - | - | - | - | No | - | - | No | - | - | No | - | - | 65 | 66 | 5.329 | 5.051 | 5.267 | 7.76 | 6.592 | 5.891 | 372 | 591 | 1764 | 667 | 926 | 2261 | 3.5 | 3.5 | 3.5 | 3.338 | 4.11 | 5.28 | 3.754 | 4.634 | 5.317 | 3132 | 1060 | 130 | 942 | 434 | 81 | 1.5 | 2.5 | 3.5 | No | - | - | - | - | N/A | N/A | N/A | 1 | 3.509 | 3.519
[SEER Non Multi-Split <=65kW] GEMS (Air Conditioners up to 65kW) Determination 2019 | MEPS 2019 | AS/NZS 3823.1.1:2012 | MFAB70W*/MFAB70N* | MFAB70W*/MFAB70N* | N/A | MIDEA | N/A | Non Ducted | Single Split System | Wall Hung | Air | Air | China | 2.02 | N/A | 7.1 | N/A | N/A | N/A | N/A | N/A | 2.27 | 8 | Calorimeter Room | 3.5678 | 3.7941 | N/A | - | N/A | N/A | N/A | N/A | N/A | N/A | N/A | N/A | N/A | N/A | N/A | N/A | N/A | N/A | N/A | N/A | N/A | Single | R32 | Australia,Fiji,New Zealand | 131454 | 2025-08-19 |  | Approved | Reverse Cycle | N/A | Yes | Class 9 | Yes | N/A | N/A | N/A | N/A | N/A | N/A | N/A | Available | N/A | N/A |  | http://www.midea.net.au/ | N/A |  |  | AAC5174 | Yes | Variable output compressor | Inverter | No | - | 7100 | 2.02 | - | 810 | 3900 | Yes | 715 | 3450 | - | 1846.28 | 7646.7 | Yes | 645 | 3900 | - | 520 | 3300 | 8000 | 2.27 | 790 | 4200 | Yes | 450 | 2500 | Yes | 2550 | 6100 | No | - | - | No | - | - | - | - | - | No | - | - | No | - | - | No | - | - | 65 | 66 | 5.329 | 5.051 | 5.267 | 7.76 | 6.592 | 5.891 | 372 | 591 | 1764 | 667 | 926 | 2261 | 3.5 | 3.5 | 3.5 | 3.338 | 4.11 | 5.28 | 3.754 | 4.634 | 5.317 | 3132 | 1060 | 130 | 942 | 434 | 81 | 1.5 | 2.5 | 3.5 | No | - | - | - | - | N/A | N/A | N/A | 1 | 3.509 | 3.519
[SEER Non Multi-Split <=65kW] GEMS (Air Conditioners up to 65kW) Determination 2019 | MEPS 2019 | AS/NZS 3823.1.1:2012 | MFAB70WB/MFAB70NB | MFAB70W*/MFAB70N* | N/A | MIDEA | N/A | Non Ducted | Single Split System | Wall Hung | Air | Air | China | 2.02 | N/A | 7.1 | N/A | N/A | N/A | N/A | N/A | 2.27 | 8 | Calorimeter Room | 3.5678 | 3.7941 | N/A | - | N/A | N/A | N/A | N/A | N/A | N/A | N/A | N/A | N/A | N/A | N/A | N/A | N/A | N/A | N/A | N/A | N/A | Single | R32 | Australia,Fiji,New Zealand | 131454 | 2025-08-19 |  | Approved | Reverse Cycle | N/A | Yes | Class 9 | Yes | N/A | N/A | N/A | N/A | N/A | N/A | N/A | Available | N/A | N/A |  | http://www.midea.net.au/ | N/A |  |  | AAC5174 | Yes | Variable output compressor | Inverter | No | - | 7100 | 2.02 | - | 810 | 3900 | Yes | 715 | 3450 | - | 1846.28 | 7646.7 | Yes | 645 | 3900 | - | 520 | 3300 | 8000 | 2.27 | 790 | 4200 | Yes | 450 | 2500 | Yes | 2550 | 6100 | No | - | - | No | - | - | - | - | - | No | - | - | No | - | - | No | - | - | 65 | 66 | 5.329 | 5.051 | 5.267 | 7.76 | 6.592 | 5.891 | 372 | 591 | 1764 | 667 | 926 | 2261 | 3.5 | 3.5 | 3.5 | 3.338 | 4.11 | 5.28 | 3.754 | 4.634 | 5.317 | 3132 | 1060 | 130 | 942 | 434 | 81 | 1.5 | 2.5 | 3.5 | No | - | - | - | - | N/A | N/A | N/A | 1 | 3.509 | 3.519
[SEER Non Multi-Split <=65kW] GEMS (Air Conditioners up to 65kW) Determination 2019 | MEPS 2019 | AS/NZS 3823.1.1:2012 | MFAB70WC/MFAB70NC | MFAB70W*/MFAB70N* | N/A | MIDEA | N/A | Non Ducted | Single Split System | Wall Hung | Air | Air | China | 2.02 | N/A | 7.1 | N/A | N/A | N/A | N/A | N/A | 2.27 | 8 | Calorimeter Room | 3.5678 | 3.7941 | N/A | - | N/A | N/A | N/A | N/A | N/A | N/A | N/A | N/A | N/A | N/A | N/A | N/A | N/A | N/A | N/A | N/A | N/A | Single | R32 | Australia,Fiji,New Zealand | 131454 | 2025-08-19 |  | Approved | Reverse Cycle | N/A | Yes | Class 9 | Yes | N/A | N/A | N/A | N/A | N/A | N/A | N/A | Available | N/A | N/A |  | http://www.midea.net.au/ | N/A |  |  | AAC5174 | Yes | Variable output compressor | Inverter | No | - | 7100 | 2.02 | - | 810 | 3900 | Yes | 715 | 3450 | - | 1846.28 | 7646.7 | Yes | 645 | 3900 | - | 520 | 3300 | 8000 | 2.27 | 790 | 4200 | Yes | 450 | 2500 | Yes | 2550 | 6100 | No | - | - | No | - | - | - | - | - | No | - | - | No | - | - | No | - | - | 65 | 66 | 5.329 | 5.051 | 5.267 | 7.76 | 6.592 | 5.891 | 372 | 591 | 1764 | 667 | 926 | 2261 | 3.5 | 3.5 | 3.5 | 3.338 | 4.11 | 5.28 | 3.754 | 4.634 | 5.317 | 3132 | 1060 | 130 | 942 | 434 | 81 | 1.5 | 2.5 | 3.5 | No | - | - | - | - | N/A | N/A | N/A | 1 | 3.509 | 3.519
[SEER Non Multi-Split <=65kW] GEMS (Air Conditioners up to 65kW) Determination 2019 | MEPS 2019 | AS/NZS 3823.1.1:2012 | MFAB-70WC/MFAB-70NC |  | N/A | MIDEA | N/A | Non Ducted | Single Split System | Wall Hung | Air | Air | China | 1.95 | N/A | 7 | N/A | N/A | N/A | N/A | N/A | 1.95 | 7.5 | Calorimeter Room | 3.5783 | 3.8353 | N/A | - | N/A | N/A | N/A | N/A | N/A | N/A | N/A | N/A | N/A | N/A | N/A | N/A | N/A | N/A | N/A | N/A | N/A | Single | R32 | Australia,Fiji,New Zealand | 142161 | 2026-10-24 |  | Approved | Reverse Cycle | N/A | Yes | Class 9 | Yes | N/A | N/A | N/A | N/A | N/A | N/A | N/A | Available | N/A | N/A |  | http://www.midea.net.au/ | N/A |  |  | AAC6304 | Yes | Variable output compressor | Inverter | No | - | 7000 | 1.95 | - | 740 | 3600 | Yes | 710 | 3360 | - | 1782.3 | 7539 | Yes | 625 | 3920 | - | 500 | 3280 | 7500 | 1.95 | 740 | 3800 | Yes | 415 | 2130 | Yes | 2860 | 6320 | No | - | - | No | - | - | - | - | - | No | - | - | No | - | - | No | - | - | 63 | 65 | 5.551 | 5.252 | 5.488 | 8.559 | 7.094 | 6.213 | 352 | 560 | 1669 | 596 | 848 | 2113 | 4 | 3.5 | 3.5 | 3.44 | 4.172 | 4.997 | 3.875 | 4.514 | 5.002 | 2849 | 979 | 128 | 855 | 418 | 81 | 1.5 | 2.5 | 3 | No | - | - | - | - | N/A | N/A | N/A | 1 | 3.5835 | 3.8395
[SEER Non Multi-Split <=65kW] GEMS (Air Conditioners up to 65kW) Determination 2019 | MEPS 2019 | AS/NZS 3823.1.1:2012 | MFAB70WD/MFAB70ND | MFAB70W*/MFAB70N* | N/A | MIDEA | N/A | Non Ducted | Single Split System | Wall Hung | Air | Air | China | 2.02 | N/A | 7.1 | N/A | N/A | N/A | N/A | N/A | 2.27 | 8 | Calorimeter Room | 3.5678 | 3.7941 | N/A | - | N/A | N/A | N/A | N/A | N/A | N/A | N/A | N/A | N/A | N/A | N/A | N/A | N/A | N/A | N/A | N/A | N/A | Single | R32 | Australia,Fiji,New Zealand | 131454 | 2025-08-19 |  | Approved | Reverse Cycle | N/A | Yes | Class 9 | Yes | N/A | N/A | N/A | N/A | N/A | N/A | N/A | Available | N/A | N/A |  | http://www.midea.net.au/ | N/A |  |  | AAC5174 | Yes | Variable output compressor | Inverter | No | - | 7100 | 2.02 | - | 810 | 3900 | Yes | 715 | 3450 | - | 1846.28 | 7646.7 | Yes | 645 | 3900 | - | 520 | 3300 | 8000 | 2.27 | 790 | 4200 | Yes | 450 | 2500 | Yes | 2550 | 6100 | No | - | - | No | - | - | - | - | - | No | - | - | No | - | - | No | - | - | 65 | 66 | 5.329 | 5.051 | 5.267 | 7.76 | 6.592 | 5.891 | 372 | 591 | 1764 | 667 | 926 | 2261 | 3.5 | 3.5 | 3.5 | 3.338 | 4.11 | 5.28 | 3.754 | 4.634 | 5.317 | 3132 | 1060 | 130 | 942 | 434 | 81 | 1.5 | 2.5 | 3.5 | No | - | - | - | - | N/A | N/A | N/A | 1 | 3.509 | 3.519
[SEER Non Multi-Split <=65kW] GEMS (Air Conditioners up to 65kW) Determination 2019 | MEPS 2019 | AS/NZS 3823.1.1:2012 | MFAB70WE/MFAB70NE | MFAB70W*/MFAB70N* | N/A | MIDEA | N/A | Non Ducted | Single Split System | Wall Hung | Air | Air | China | 2.02 | N/A | 7.1 | N/A | N/A | N/A | N/A | N/A | 2.27 | 8 | Calorimeter Room | 3.5678 | 3.7941 | N/A | - | N/A | N/A | N/A | N/A | N/A | N/A | N/A | N/A | N/A | N/A | N/A | N/A | N/A | N/A | N/A | N/A | N/A | Single | R32 | Australia,Fiji,New Zealand | 131454 | 2025-08-19 |  | Approved | Reverse Cycle | N/A | Yes | Class 9 | Yes | N/A | N/A | N/A | N/A | N/A | N/A | N/A | Available | N/A | N/A |  | http://www.midea.net.au/ | N/A |  |  | AAC5174 | Yes | Variable output compressor | Inverter | No | - | 7100 | 2.02 | - | 810 | 3900 | Yes | 715 | 3450 | - | 1846.28 | 7646.7 | Yes | 645 | 3900 | - | 520 | 3300 | 8000 | 2.27 | 790 | 4200 | Yes | 450 | 2500 | Yes | 2550 | 6100 | No | - | - | No | - | - | - | - | - | No | - | - | No | - | - | No | - | - | 65 | 66 | 5.329 | 5.051 | 5.267 | 7.76 | 6.592 | 5.891 | 372 | 591 | 1764 | 667 | 926 | 2261 | 3.5 | 3.5 | 3.5 | 3.338 | 4.11 | 5.28 | 3.754 | 4.634 | 5.317 | 3132 | 1060 | 130 | 942 | 434 | 81 | 1.5 | 2.5 | 3.5 | No | - | - | - | - | N/A | N/A | N/A | 1 | 3.509 | 3.519
[SEER Non Multi-Split <=65kW] GEMS (Air Conditioners up to 65kW) Determination 2019 | MEPS 2019 | AS/NZS 3823.1.1:2012 | MFAB-71NC/MFAB-71WC | MF70 series | N/A | Midea | N/A | Non Ducted | Single Split System | Wall Hung | Air | Air | China | 1.95 | N/A | 7 | N/A | N/A | N/A | N/A | N/A | 1.99 | 7.5 | Calorimeter Room | 3.5412 | 3.7692 | N/A | - | N/A | N/A | N/A | N/A | N/A | N/A | N/A | N/A | N/A | N/A | N/A | N/A | N/A | N/A | N/A | N/A | Calorimeter Room | Single | R32 | Australia,Fiji,New Zealand | 150577 | 2027-11-09 |  | Approved | Reverse Cycle | N/A | Yes | Class 9 | Yes | N/A | N/A | N/A | N/A | N/A | N/A | N/A | Available | N/A | N/A |  |  | N/A |  |  | AAC7138 | Yes | Variable output compressor | Inverter | No | - | 7000 | 1.95 | - | 700 | 3500 | Yes | 630 | 3100 | - | 1782.3 | 7539 | Yes | 610 | 3900 | - | 490 | 3315 | 7500 | 1.99 | 750 | 3845 | Yes | 465 | 2270 | Yes | 3030 | 8060 | No | - | - | No | - | - | - | - | - | No | - | - | No | - | - | No | - | - | 61 | 67 | 5.578 | 5.262 | 5.502 | 7.837 | 6.801 | 6.137 | 350 | 559 | 1665 | 651 | 885 | 2139 | 4 | 3.5 | 4 | 3.838 | 4.261 | 4.818 | 4.109 | 4.464 | 4.788 | 2554 | 959 | 133 | 807 | 423 | 84 | 2 | 2.5 | 3 | No | - | - | - | - | N/A | N/A | N/A | 1 | 3.5835 | 3.7625
[SEER Non Multi-Split <=65kW] GEMS (Air Conditioners up to 65kW) Determination 2019 | MEPS 2019 | AS/NZS 3823.1.1:2012 | MFAB-80WC/MFAB-80NC |  | N/A | MIDEA | N/A | Non Ducted | Single Split System | Wall Hung | Air | Air | China | 2.35 | N/A | 8 | N/A | N/A | N/A | N/A | N/A | 2.25 | 8.5 | Calorimeter Room | 3.42 | 3.7006 | N/A | - | N/A | N/A | N/A | N/A | N/A | N/A | N/A | N/A | N/A | N/A | N/A | N/A | N/A | N/A | N/A | N/A | N/A | Single | R32 | Australia,Fiji,New Zealand | 142162 | 2026-10-12 |  | Approved | Reverse Cycle | N/A | Yes | Class 9 | Yes | N/A | N/A | N/A | N/A | N/A | N/A | N/A | Available | N/A | N/A |  | http://www.midea.net.au/ | N/A |  |  | AAC6278 | Yes | Variable output compressor | Inverter | No | - | 8000 | 2.35 | - | 885 | 4100 | Yes | 780 | 3790 | - | 2147.9 | 8616 | Yes | 690 | 4250 | - | 500 | 3280 | 8500 | 2.25 | 800 | 4100 | Yes | 415 | 2130 | Yes | 2860 | 6320 | No | - | - | No | - | - | - | - | - | No | - | - | No | - | - | No | - | - | 64 | 67 | 5.464 | 5.152 | 5.369 | 10.197 | 7.493 | 6.258 | 409 | 653 | 1950 | 572 | 918 | 2398 | 3.5 | 3.5 | 3.5 | 3.178 | 3.938 | 5.012 | 3.589 | 4.428 | 5.041 | 3495 | 1175 | 145 | 1046 | 483 | 91 | 1.5 | 2 | 3.5 | No | - | - | - | - | N/A | N/A | N/A | 1 | 3.3994 | 3.7721
[SEER Non Multi-Split <=65kW] GEMS (Air Conditioners up to 65kW) Determination 2019 | MEPS 2019 | AS/NZS 3823.1.1:2012 | MFAB-81NC/MFAB-81WC | MF80 series | N/A | Midea | N/A | Non Ducted | Single Split System | Wall Hung | Air | Air | China | 2.4 | N/A | 8 | N/A | N/A | N/A | N/A | N/A | 2.4 | 8.5 | Calorimeter Room | 3.4012 | 3.6237 | N/A | - | N/A | N/A | N/A | N/A | N/A | N/A | N/A | N/A | N/A | N/A | N/A | N/A | N/A | N/A | N/A | N/A | Calorimeter Room | Single | R32 | Australia,Fiji,New Zealand | 150606 | 2027-11-02 |  | Approved | Reverse Cycle | N/A | Yes | Class 9 | Yes | N/A | N/A | N/A | N/A | N/A | N/A | N/A | Available | N/A | N/A |  |  | N/A |  |  | AAC7123 | Yes | Variable output compressor | Inverter | No | - | 8000 | 2.4 | - | 780 | 3840 | Yes | 670 | 3200 | - | 2193.6 | 8616 | Yes | 680 | 4240 | - | 490 | 3315 | 8500 | 2.4 | 795 | 4030 | Yes | 465 | 2265 | Yes | 3030 | 8060 | No | - | - | No | - | - | - | - | - | No | - | - | No | - | - | No | - | - | 61 | 67 | 5.423 | 5.092 | 5.288 | 8.136 | 6.858 | 5.942 | 412 | 661 | 1980 | 717 | 1003 | 2526 | 3.5 | 3.5 | 3.5 | 3.634 | 4.128 | 4.816 | 3.985 | 4.421 | 4.817 | 3056 | 1121 | 151 | 942 | 483 | 95 | 2 | 2.5 | 3 | No | - | - | - | - | N/A | N/A | N/A | 1 | 3.3286 | 3.5367
[SEER Non Multi-Split <=65kW] GEMS (Air Conditioners up to 65kW) Determination 2019 | MEPS 2019 | AS/NZS 3823.1.1:2012 | MFAB90WB/MFAB90NB |  | N/A | MIDEA | N/A | Non Ducted | Single Split System | Wall Hung | Air | Air | China | 2.57 | N/A | 9 | N/A | N/A | N/A | N/A | N/A | 2.855 | 10 | Calorimeter Room | 3.8343 | 3.7949 | N/A | - | N/A | N/A | N/A | N/A | N/A | N/A | N/A | N/A | N/A | N/A | N/A | N/A | N/A | N/A | N/A | N/A | N/A | Single | R32 | Australia,Fiji,New Zealand | 135203 | 2026-06-10 |  | Approved | Reverse Cycle | N/A | Yes | Class 9 | Yes | N/A | N/A | N/A | N/A | N/A | N/A | N/A | Available | N/A | N/A |  | http://www.midea.net.au/ | N/A |  |  | AAC6065 | Yes | Variable output compressor | Inverter | No | - | 9000 | 2.57 | - | 940 | 4700 | Yes | 820 | 4110 | - | 2348.98 | 9693 | No | 859.16 | 5061.9 | - | 515 | 3600 | 10000 | 2.855 | 890 | 4800 | Yes | 500 | 2500 | Yes | 3275 | 8250 | No | - | - | No | - | - | - | - | - | No | - | - | No | - | - | No | - | - | 63 | 66 | 5.505 | 5.246 | 5.358 | 10.681 | 7.763 | 6.152 | 457 | 722 | 2199 | 614 | 997 | 2744 | 4 | 3.5 | 3.5 | 3.497 | 4.17 | 5.034 | 3.927 | 4.511 | 5.022 | 3737 | 1305 | 169 | 1125 | 557 | 107 | 1.5 | 2.5 | 3.5 | No | - | - | - | - | N/A | N/A | N/A | 1 | 3.4973 | 3.4985
[SEER Non Multi-Split <=65kW] (Air Conditioners up to 65kW) EE Regulations 2020 Schedule 2A | MEPS 2019 | AS/NZS 3823.1.1:2012 | MFAG20 |  | N/A | Midea | N/A | Non Ducted | Single Split System | Wall Hung | Air | Air | China | 0.43 | N/A | 2 | N/A | N/A | N/A | N/A | N/A | 0.46 | 2.25 | Calorimeter Room | 4.6975 | 4.8242 | N/A | - | N/A | N/A | N/A | N/A | N/A | N/A | N/A | N/A | N/A | N/A | N/A | N/A | N/A | N/A | N/A | N/A | N/A | Single | R32 | Australia,Fiji,New Zealand | 136901 | 2121-03-26 |  | Approved | Reverse Cycle | N/A | Yes | Class 8 | Yes | N/A | N/A | N/A | N/A | N/A | N/A | N/A | Available | N/A | N/A |  |  | N/A |  |  | ZAC0716 | Yes | Variable output compressor | Inverter | No | - | 2000 | 0.43 | - | 200 | 1000 | Yes | 165 | 745 | - | - | - | Yes | 140 | 1180 | - | 110 | 915 | 2250 | 0.46 | 200 | 1100 | Yes | 155 | 860 | Yes | 940 | 2850 | No | - | - | No | - | - | - | - | - | No | - | - | No | - | - | No | - | - | - | - | 7.3 | 6.931 | 7.534 | 13.711 | 10.498 | 9.153 | 76 | 120 | 346 | 105 | 163 | 409 | 5.5 | 5 | 6 | 4.586 | 4.909 | 5.287 | 4.762 | 5.04 | 5.266 | 642 | 250 | 37 | 210 | 113 | 24 | 3 | 3 | 3.5 | No | - | - | - | - | N/A | N/A | N/A | 0.6 | 4.6293 | 4.8698
[SEER Non Multi-Split <=65kW] GEMS (Air Conditioners up to 65kW) Determination 2019 | MEPS 2019 | AS/NZS 3823.1.1:2012 | MFAG20VA-N/MFAG20VA-W |  | N/A | Midea | N/A | Non Ducted | Single Split System | Wall Hung | Air | Air | China | 0.43 | N/A | 2 | N/A | N/A | N/A | N/A | N/A | 0.46 | 2.25 | Calorimeter Room | 4.6975 | 4.8242 | N/A | - | N/A | N/A | N/A | N/A | N/A | N/A | N/A | N/A | N/A | N/A | N/A | N/A | N/A | N/A | N/A | N/A | Calorimeter Room | Single | R32 | Australia,Fiji,New Zealand | 150515 | 2027-11-09 |  | Approved | Reverse Cycle | N/A | Yes | Class 8 | Yes | N/A | N/A | N/A | N/A | N/A | N/A | N/A | Available | N/A | N/A |  |  | N/A |  |  | AAC7140 | Yes | Variable output compressor | Inverter | No | - | 2000 | 0.43 | - | 200 | 1000 | Yes | 165 | 745 | - | 393.02 | 2154 | Yes | 140 | 1180 | - | 110 | 915 | 2250 | 0.46 | 200 | 1100 | Yes | 155 | 860 | Yes | 940 | 2850 | No | - | - | No | - | - | - | - | - | No | - | - | No | - | - | No | - | - | 53 | 54 | 7.3 | 6.931 | 7.534 | 13.711 | 10.498 | 9.153 | 76 | 120 | 346 | 105 | 163 | 409 | 5.5 | 5 | 6 | 4.586 | 4.909 | 5.287 | 4.762 | 5.04 | 5.266 | 642 | 250 | 37 | 210 | 113 | 24 | 3 | 3 | 3.5 | No | - | - | - | - | N/A | N/A | N/A | 0.6 | 4.6293 | 4.8698
[SEER Non Multi-Split <=65kW] (Air Conditioners up to 65kW) EE Regulations 2020 Schedule 2A | MEPS 2019 | AS/NZS 3823.1.1:2012 | MFAG26 |  | N/A | Midea | N/A | Non Ducted | Single Split System | Wall Hung | Air | Air | China | 0.59 | N/A | 2.6 | N/A | N/A | N/A | N/A | N/A | 0.6 | 2.7 | Calorimeter Room | 4.4196 | 4.4678 | N/A | - | N/A | N/A | N/A | N/A | N/A | N/A | N/A | N/A | N/A | N/A | N/A | N/A | N/A | N/A | N/A | N/A | N/A | Single | R32 | New Zealand | 136889 | 2121-03-25 |  | Approved | Reverse Cycle | N/A | Yes | Class 8 | Yes | N/A | N/A | N/A | N/A | N/A | N/A | N/A | Available | N/A | N/A |  |  | N/A |  |  | ZAC0714 | Yes | Variable output compressor | Inverter | No | - | 2600 | 0.59 | - | 240 | 1300 | Yes | 164 | 745 | - | - | - | Yes | 180 | 1390 | - | 110 | 915 | 2700 | 0.6 | 250 | 1355 | Yes | 155 | 860 | Yes | 940 | 2850 | No | - | - | No | - | - | - | - | - | No | - | - | No | - | - | No | - | - | - | - | 6.97 | 6.632 | 6.993 | 12.579 | 9.873 | 8.253 | 103 | 164 | 486 | 150 | 226 | 590 | 5 | 5 | 5 | 4.306 | 4.767 | 5.34 | 4.601 | 5.012 | 5.337 | 820 | 309 | 44 | 260 | 136 | 28 | 2.5 | 3 | 3.5 | No | - | - | - | - | N/A | N/A | N/A | 0.6 | 4.3917 | 4.4848
[SEER Non Multi-Split <=65kW] GEMS (Air Conditioners up to 65kW) Determination 2019 | MEPS 2019 | AS/NZS 3823.1.1:2012 | MFAG26VA-N/MFAG26VA-W |  | N/A | Midea | N/A | Non Ducted | Single Split System | Wall Hung | Air | Air | China | 0.59 | N/A | 2.6 | N/A | N/A | N/A | N/A | N/A | 0.6 | 2.7 | Calorimeter Room | 4.4196 | 4.4678 | N/A | - | N/A | N/A | N/A | N/A | N/A | N/A | N/A | N/A | N/A | N/A | N/A | N/A | N/A | N/A | N/A | N/A | Calorimeter Room | Single | R32 | Australia,Fiji,New Zealand | 150194 | 2027-11-03 |  | Approved | Reverse Cycle | N/A | Yes | Class 8 | Yes | N/A | N/A | N/A | N/A | N/A | N/A | N/A | Available | N/A | N/A |  |  | N/A |  |  | AAC7125 | Yes | Variable output compressor | Inverter | No | - | 2600 | 0.59 | - | 240 | 1300 | Yes | 164 | 745 | - | 539.26 | 2800.2 | Yes | 180 | 1390 | - | 110 | 915 | 2700 | 0.6 | 250 | 1355 | Yes | 155 | 860 | Yes | 940 | 2850 | No | - | - | No | - | - | - | - | - | No | - | - | No | - | - | No | - | - | 55 | 57 | 6.97 | 6.632 | 6.993 | 12.579 | 9.873 | 8.253 | 103 | 164 | 486 | 150 | 226 | 590 | 5 | 5 | 5 | 4.306 | 4.767 | 5.34 | 4.601 | 5.012 | 5.337 | 820 | 309 | 44 | 260 | 136 | 28 | 2.5 | 3 | 3.5 | No | - | - | - | - | N/A | N/A | N/A | 0.6 | 4.3917 | 4.4848
[SEER Non Multi-Split <=65kW] (Air Conditioners up to 65kW) EE Regulations 2020 Schedule 2A | MEPS 2019 | AS/NZS 3823.1.1:2012 | MFAG35 |  | N/A | Midea | N/A | Non Ducted | Single Split System | Wall Hung | Air | Air | China | 0.82 | N/A | 3.55 | N/A | N/A | N/A | N/A | N/A | 0.92 | 4 | Calorimeter Room | 4.2683 | 4.4312 | N/A | - | N/A | N/A | N/A | N/A | N/A | N/A | N/A | N/A | N/A | N/A | N/A | N/A | N/A | N/A | N/A | N/A | N/A | Single | R32 | Australia,Fiji,New Zealand | 136893 | 2121-03-26 |  | Approved | Reverse Cycle | N/A | Yes | Class 8 | Yes | N/A | N/A | N/A | N/A | N/A | N/A | N/A | Available | N/A | N/A |  |  | N/A |  |  | ZAC0715 | Yes | Variable output compressor | Inverter | No | - | 3550 | 0.82 | - | 330 | 1800 | Yes | 170 | 800 | - | - | - | Yes | 230 | 1730 | - | 140 | 1160 | 4000 | 0.92 | 340 | 2000 | Yes | 160 | 965 | Yes | 1020 | 3190 | No | - | - | No | - | - | - | - | - | No | - | - | No | - | - | No | - | - | - | - | 6.622 | 6.3 | 6.683 | 10.346 | 8.634 | 7.834 | 148 | 235 | 694 | 249 | 352 | 849 | 5 | 4.5 | 5 | 4.001 | 4.837 | 5.842 | 4.536 | 5.305 | 5.9 | 1308 | 452 | 60 | 391 | 191 | 38 | 2.5 | 3 | 4 | No | - | - | - | - | N/A | N/A | N/A | 1 | 4.3115 | 4.3319
[SEER Non Multi-Split <=65kW] GEMS (Air Conditioners up to 65kW) Determination 2019 | MEPS 2019 | AS/NZS 3823.1.1:2012 | MFAG35VA-N/MFAG35VA-W |  | N/A | Midea | N/A | Non Ducted | Single Split System | Wall Hung | Air | Air | China | 0.82 | N/A | 3.55 | N/A | N/A | N/A | N/A | N/A | 0.92 | 4 | Calorimeter Room | 4.2683 | 4.4312 | N/A | - | N/A | N/A | N/A | N/A | N/A | N/A | N/A | N/A | N/A | N/A | N/A | N/A | N/A | N/A | N/A | N/A | Calorimeter Room | Single | R32 | Australia,Fiji,New Zealand | 150540 | 2027-11-02 |  | Approved | Reverse Cycle | N/A | Yes | Class 8 | Yes | N/A | N/A | N/A | N/A | N/A | N/A | N/A | Available | N/A | N/A |  |  | N/A |  |  | AAC7122 | Yes | Variable output compressor | Inverter | No | - | 3550 | 0.82 | - | 330 | 1800 | Yes | 170 | 800 | - | 749.48 | 3823.35 | Yes | 230 | 1730 | - | 140 | 1160 | 4000 | 0.92 | 340 | 2000 | Yes | 160 | 965 | Yes | 1020 | 3190 | No | - | - | No | - | - | - | - | - | No | - | - | No | - | - | No | - | - | 56 | 56 | 6.622 | 6.3 | 6.683 | 10.346 | 8.634 | 7.834 | 148 | 235 | 694 | 249 | 352 | 849 | 5 | 4.5 | 5 | 4.001 | 4.837 | 5.842 | 4.536 | 5.305 | 5.9 | 1308 | 452 | 60 | 391 | 191 | 38 | 2.5 | 3 | 4 | No | - | - | - | - | N/A | N/A | N/A | 1 | 4.3115 | 4.3319
[SEER Non Multi-Split <=65kW] GEMS (Air Conditioners up to 65kW) Determination 2019 | MEPS 2019 | AS/NZS 3823.1.1:2012 | MFAG36VA-W/MFAG36VA-N |  | N/A | MIDEA | N/A | Non Ducted | Single Split System | Wall Hung | Air | Air | China | 0.8 | N/A | 3.55 | N/A | N/A | N/A | N/A | N/A | 0.83 | 3.8 | Calorimeter Room | 4.3932 | 4.4562 | N/A | - | N/A | N/A | N/A | N/A | N/A | N/A | N/A | N/A | N/A | N/A | N/A | N/A | N/A | N/A | N/A | N/A | N/A | Single | R32 | Australia,Fiji,New Zealand | 158438 | 2028-12-13 |  | Approved | Reverse Cycle | N/A | Yes | Class 8 | Yes | N/A | N/A | N/A | N/A | N/A | N/A | N/A | Available | N/A | N/A |  |  | N/A |  |  | AAC7966 | Yes | Variable output compressor | Inverter | No | - | 3550 | 0.8 | - | 315 | 1700 | Yes | 182 | 1000 | - | 731.2 | 3823.35 | Yes | 250 | 1900 | - | 112 | 1025 | 3800 | 0.83 | 310 | 1870 | Yes | 160 | 1070 | Yes | 1090 | 3570 | No | - | - | No | - | - | - | - | - | No | - | - | No | - | - | No | - | - | 56.4 | 58.5 | 7.023 | 6.73 | 7.045 | 15.816 | 10.859 | 8.479 | 140 | 220 | 658 | 162 | 280 | 784 | 5.5 | 5 | 5.5 | 4.501 | 5.216 | 6.231 | 5.052 | 5.759 | 6.333 | 1105 | 398 | 54 | 334 | 167 | 34 | 3 | 3.5 | 4.5 | No | - | - | - | - | N/A | N/A | N/A | 1 | 4.4188 | 4.5597
[SEER Non Multi-Split <=65kW] GEMS (Air Conditioners up to 65kW) Determination 2019 | MEPS 2019 | AS/NZS 3823.1.1:2012 | MFAG36VA-W/MFAG36VA-N |  | N/A | MIDEA | N/A | Non Ducted | Single Split System | Wall Hung | Air | Air | China | 0.8 | N/A | 3.55 | N/A | N/A | N/A | N/A | N/A | 0.83 | 3.8 | Calorimeter Room | 4.3932 | 4.4562 | N/A | - | N/A | N/A | N/A | N/A | N/A | N/A | N/A | N/A | N/A | N/A | N/A | N/A | N/A | N/A | N/A | N/A | N/A | Single | R32 | Australia,Fiji,New Zealand | 159011 | 2029-01-17 |  | Approved | Reverse Cycle | N/A | Yes | Class 8 | Yes | N/A | N/A | N/A | N/A | N/A | N/A | N/A | Unavailable | N/A | N/A |  |  | N/A |  |  | AAC8007 | Yes | Variable output compressor | Inverter | No | - | 3550 | 0.8 | - | 315 | 1700 | Yes | 182 | 1000 | - | 731.2 | 3823.35 | Yes | 250 | 1900 | - | 120 | 1025 | 3800 | 0.83 | 310 | 1870 | Yes | 160 | 1070 | Yes | 1090 | 3570 | No | - | - | No | - | - | - | - | - | No | - | - | No | - | - | No | - | - | 56.4 | 58.5 | 6.859 | 6.558 | 6.902 | 12.814 | 9.792 | 8.113 | 143 | 226 | 672 | 201 | 310 | 819 | 5 | 5 | 5 | 4.501 | 5.216 | 6.231 | 5.052 | 5.759 | 6.333 | 1105 | 398 | 54 | 334 | 167 | 34 | 3 | 3.5 | 4.5 | No | - | - | - | - | N/A | N/A | N/A | 1 | 4.4188 | 4.5597
[SEER Non Multi-Split <=65kW] (Air Conditioners up to 65kW) EE Regulations 2020 Schedule 2A | MEPS 2019 | AS/NZS 3823.1.1:2012 | MFAG50 |  | N/A | Midea | N/A | Non Ducted | Single Split System | Wall Hung | Air | Air | China | 1.3 | N/A | 5 | N/A | N/A | N/A | N/A | N/A | 1.35 | 5.2 | Calorimeter Room | 3.9219 | 3.9543 | N/A | - | N/A | N/A | N/A | N/A | N/A | N/A | N/A | N/A | N/A | N/A | N/A | N/A | N/A | N/A | N/A | N/A | N/A | Single | R32 | New Zealand | 136905 | 2121-03-26 |  | Approved | Reverse Cycle | N/A | Yes | Class 9 | Yes | N/A | N/A | N/A | N/A | N/A | N/A | N/A | Available | N/A | N/A |  |  | N/A |  |  | ZAC0717 | Yes | Variable output compressor | Inverter | No | - | 5000 | 1.3 | - | 535 | 2600 | Yes | 495 | 2350 | - | - | - | Yes | 395 | 2730 | - | 320 | 2340 | 5200 | 1.35 | 530 | 2600 | Yes | 460 | 2310 | Yes | 1755 | 4700 | No | - | - | No | - | - | - | - | - | No | - | - | No | - | - | No | - | - | - | - | 6.152 | 5.82 | 6.15 | 11.471 | 8.667 | 7.292 | 226 | 360 | 1063 | 317 | 495 | 1285 | 4.5 | 4 | 4.5 | 3.622 | 4.137 | 4.667 | 3.909 | 4.352 | 4.67 | 1877 | 685 | 96 | 589 | 301 | 60 | 2 | 2.5 | 3 | No | - | - | - | - | N/A | N/A | N/A | 1 | 3.8362 | 3.8422
[SEER Non Multi-Split <=65kW] GEMS (Air Conditioners up to 65kW) Determination 2019 | MEPS 2019 | AS/NZS 3823.1.1:2012 | MFAG50VA-N/MFAG50VA-W |  | N/A | Midea | N/A | Non Ducted | Single Split System | Wall Hung | Air | Air | China | 1.3 | N/A | 5 | N/A | N/A | N/A | N/A | N/A | 1.35 | 5.2 | Calorimeter Room | 3.9219 | 3.9543 | N/A | - | N/A | N/A | N/A | N/A | N/A | N/A | N/A | N/A | N/A | N/A | N/A | N/A | N/A | N/A | N/A | N/A | Calorimeter Room | Single | R32 | Australia,Fiji,New Zealand | 150539 | 2027-11-09 |  | Approved | Reverse Cycle | N/A | Yes | Class 9 | Yes | N/A | N/A | N/A | N/A | N/A | N/A | N/A | Available | N/A | N/A |  |  | N/A |  |  | AAC7141 | Yes | Variable output compressor | Inverter | No | - | 5000 | 1.3 | - | 535 | 2600 | Yes | 495 | 2350 | - | 1188.2 | 5385 | Yes | 395 | 2730 | - | 320 | 2340 | 5200 | 1.35 | 530 | 2600 | Yes | 460 | 2310 | Yes | 1755 | 4700 | No | - | - | No | - | - | - | - | - | No | - | - | No | - | - | No | - | - | 57 | 65 | 6.152 | 5.82 | 6.15 | 11.471 | 8.667 | 7.292 | 226 | 360 | 1063 | 317 | 495 | 1285 | 4.5 | 4 | 4.5 | 3.622 | 4.137 | 4.667 | 3.909 | 4.352 | 4.67 | 1877 | 685 | 96 | 589 | 301 | 60 | 2 | 2.5 | 3 | No | - | - | - | - | N/A | N/A | N/A | 1 | 3.8362 | 3.8422
[SEER Non Multi-Split <=65kW] GEMS (Air Conditioners up to 65kW) Determination 2019 | MEPS 2019 | AS/NZS 3823.1.1:2012 | MFAG51VA-W/MFAG51VA-N |  | N/A | MIDEA | N/A | Non Ducted | Single Split System | Wall Hung | Air | Air | China | 1.28 | N/A | 5 | N/A | N/A | N/A | N/A | N/A | 1.34 | 5.52 | Calorimeter Room | 3.9435 | 4.1202 | N/A | - | N/A | N/A | N/A | N/A | N/A | N/A | N/A | N/A | N/A | N/A | N/A | N/A | N/A | N/A | N/A | N/A | N/A | Single | R32 | Australia,Fiji,New Zealand | 158439 | 2028-12-17 |  | Approved | Reverse Cycle | N/A | Yes | Class 9 | Yes | N/A | N/A | N/A | N/A | N/A | N/A | N/A | Available | N/A | N/A |  |  | N/A |  |  | AAC7973 | Yes | Variable output compressor | Inverter | No | - | 5000 | 1.28 | - | 530 | 2590 | Yes | 480 | 2330 | - | 1169.92 | 5385 | Yes | 380 | 2670 | - | 320 | 2300 | 5520 | 1.34 | 520 | 2690 | Yes | 460 | 2420 | Yes | 1849 | 4900 | No | - | - | No | - | - | - | - | - | No | - | - | No | - | - | No | - | - | 59.8 | 65.2 | 6.171 | 5.83 | 6.188 | 10.954 | 8.442 | 7.34 | 225 | 360 | 1056 | 332 | 508 | 1277 | 4.5 | 4 | 4.5 | 3.73 | 4.335 | 4.903 | 4.046 | 4.559 | 4.902 | 1935 | 694 | 97 | 604 | 305 | 61 | 2 | 2.5 | 3 | No | - | - | - | - | N/A | N/A | N/A | 1 | 3.896 | 4.109
[SEER Non Multi-Split <=65kW] GEMS (Air Conditioners up to 65kW) Determination 2019 | MEPS 2019 | AS/NZS 3823.1.1:2012 | MFAG51VA-W/MFCS50VA-N |  | N/A | MIDEA | N/A | Non Ducted | Single Split System | Wall Hung | Air | Air | China | 1.34 | N/A | 4.9 | N/A | N/A | N/A | N/A | N/A | 1.3 | 5.5 | Calorimeter Room | 3.4945 | 3.9043 | N/A | - | N/A | N/A | N/A | N/A | N/A | N/A | N/A | N/A | N/A | N/A | N/A | N/A | N/A | N/A | N/A | N/A | N/A | Single | R32 | Australia,Fiji,New Zealand | 160765 | 2029-04-25 |  | Approved | Reverse Cycle | N/A | Yes | Class 9 | Yes | N/A | N/A | N/A | N/A | N/A | N/A | N/A | Available | N/A | N/A |  |  | N/A |  |  | AAC8193 | Yes | Variable output compressor | Inverter | No | - | 4900 | 1.34 | - | 507 | 2414.3 | Yes | 350.5 | 1464 | - | 1224.76 | 5277.3 | Yes | 388 | 2612 | - | 201 | 1600 | 5500 | 1.3 | 489 | 2604 | Yes | 275 | 1334 | Yes | 1761 | 4820 | No | - | - | No | - | - | - | - | - | No | - | - | No | - | - | No | - | - | 54 | 64.2 | 6.075 | 5.793 | 6.121 | 2.668 | 3.347 | 0.328 | 222 | 351 | 1044 | 226 | 414 | 1216 | 4.5 | 4 | 4.5 | 3.79 | 4.416 | 4.982 | 0.714 | 5.316 | 4.932 | 1900 | 682 | 98 | 596 | 304 | 63 | 2 | 2.5 | 3 | No | - | - | - | - | N/A | N/A | N/A | 2.213 | 3.6364 | 4.2066
[SEER Non Multi-Split <=65kW] (Air Conditioners up to 65kW) EE Regulations 2020 Schedule 2A | MEPS 2019 | AS/NZS 3823.1.1:2012 | MFAG60 |  | N/A | Midea | N/A | Non Ducted | Single Split System | Wall Hung | Air | Air | China | 1.8 | N/A | 6 | N/A | N/A | N/A | N/A | N/A | 1.7 | 6.2 | Calorimeter Room | 3.3628 | 3.5993 | N/A | - | N/A | N/A | N/A | N/A | N/A | N/A | N/A | N/A | N/A | N/A | N/A | N/A | N/A | N/A | N/A | N/A | N/A | Single | R32 | New Zealand | 136906 | 2121-03-26 |  | Approved | Reverse Cycle | N/A | Yes | Class 9 | Yes | N/A | N/A | N/A | N/A | N/A | N/A | N/A | Available | N/A | N/A |  |  | N/A |  |  | ZAC0718 | Yes | Variable output compressor | Inverter | No | - | 6000 | 1.8 | - | 660 | 3000 | Yes | 580 | 2750 | - | - | - | Yes | 500 | 3170 | - | 325 | 2320 | 6200 | 1.7 | 605 | 3000 | Yes | 460 | 2310 | Yes | 1755 | 4700 | No | - | - | No | - | - | - | - | - | No | - | - | - | - | - | No | - | - | - | - | 5.746 | 5.4 | 5.627 | -10.468 | 9.987 | 7.269 | 291 | 467 | 1395 | -421 | 516 | 1548 | 4 | 3.5 | 4 | 3.32 | 3.95 | 4.749 | 3.607 | 4.293 | 4.759 | 2441 | 855 | 112 | 760 | 364 | 70 | 1.5 | 2 | 3 | No | - | - | - | - | N/A | N/A | N/A | 1 | 3.3271 | 3.6398
[SEER Non Multi-Split <=65kW] GEMS (Air Conditioners up to 65kW) Determination 2019 | MEPS 2019 | AS/NZS 3823.1.1:2012 | MFAG60VA-N/MFAG60VA-W |  | N/A | Midea | N/A | Non Ducted | Single Split System | Wall Hung | Air | Air | China | 1.8 | N/A | 6 | N/A | N/A | N/A | N/A | N/A | 1.7 | 6.2 | Calorimeter Room | 3.3628 | 3.5993 | N/A | - | N/A | N/A | N/A | N/A | N/A | N/A | N/A | N/A | N/A | N/A | N/A | N/A | N/A | N/A | N/A | N/A | Calorimeter Room | Single | R32 | Australia,Fiji,New Zealand | 150605 | 2027-11-09 |  | Approved | Reverse Cycle | N/A | Yes | Class 9 | Yes | N/A | N/A | N/A | N/A | N/A | N/A | N/A | Available | N/A | N/A |  |  | N/A |  |  | AAC7139 | Yes | Variable output compressor | Inverter | No | - | 6000 | 1.8 | - | 660 | 3000 | Yes | 580 | 2750 | - | 1645.2 | 6462 | Yes | 500 | 3170 | - | 325 | 2320 | 6200 | 1.7 | 605 | 3000 | Yes | 460 | 2310 | Yes | 1755 | 4700 | No | - | - | No | - | - | - | - | - | No | - | - | No | - | - | No | - | - | 59 | 66 | 5.746 | 5.4 | 5.627 | -10.468 | 9.987 | 7.269 | 291 | 467 | 1395 | -421 | 516 | 1548 | 4 | 3.5 | 4 | 3.32 | 3.95 | 4.749 | 3.607 | 4.293 | 4.759 | 2441 | 855 | 112 | 760 | 364 | 70 | 1.5 | 2 | 3 | No | - | - | - | - | N/A | N/A | N/A | 1 | 3.3271 | 3.6398
[SEER Non Multi-Split <=65kW] (Air Conditioners up to 65kW) EE Regulations 2020 Schedule 2A | MEPS 2019 | AS/NZS 3823.1.1:2012 | MFAG70 |  | N/A | Midea | N/A | Non Ducted | Single Split System | Wall Hung | Air | Air | China | 1.95 | N/A | 7 | N/A | N/A | N/A | N/A | N/A | 1.95 | 7.5 | Calorimeter Room | 3.5783 | 3.8353 | N/A | - | N/A | N/A | N/A | N/A | N/A | N/A | N/A | N/A | N/A | N/A | N/A | N/A | N/A | N/A | N/A | N/A | N/A | Single | R32 | New Zealand | 136907 | 2121-03-26 |  | Approved | Reverse Cycle | N/A | Yes | Class 9 | Yes | N/A | N/A | N/A | N/A | N/A | N/A | N/A | Available | N/A | N/A |  |  | N/A |  |  | ZAC0719 | Yes | Variable output compressor | Inverter | No | - | 7000 | 1.95 | - | 740 | 3600 | Yes | 710 | 3360 | - | - | - | Yes | 625 | 3920 | - | 500 | 3280 | 7500 | 1.95 | 740 | 3800 | Yes | 415 | 2130 | Yes | 2860 | 6320 | No | - | - | - | - | - | - | - | - | No | - | - | No | - | - | No | - | - | - | - | 5.551 | 5.252 | 5.488 | 8.559 | 7.094 | 6.213 | 352 | 560 | 1669 | 596 | 848 | 2113 | 4 | 3.5 | 3.5 | 3.44 | 4.172 | 4.997 | 3.875 | 4.514 | 5.002 | 2849 | 979 | 128 | 855 | 418 | 81 | 1.5 | 2.5 | 3 | No | - | - | - | - | N/A | N/A | N/A | 1 | 3.5835 | 3.8395
[SEER Non Multi-Split <=65kW] GEMS (Air Conditioners up to 65kW) Determination 2019 | MEPS 2019 | AS/NZS 3823.1.1:2012 | MFAG70VA-N/MFAG70VA-W | MF70 series | N/A | Midea | N/A | Non Ducted | Single Split System | Wall Hung | Air | Air | China | 1.95 | N/A | 7 | N/A | N/A | N/A | N/A | N/A | 1.99 | 7.5 | Calorimeter Room | 3.5412 | 3.7692 | N/A | - | N/A | N/A | N/A | N/A | N/A | N/A | N/A | N/A | N/A | N/A | N/A | N/A | N/A | N/A | N/A | N/A | Calorimeter Room | Single | R32 | Australia,Fiji,New Zealand | 150577 | 2027-11-09 |  | Approved | Reverse Cycle | N/A | Yes | Class 9 | Yes | N/A | N/A | N/A | N/A | N/A | N/A | N/A | Available | N/A | N/A |  |  | N/A |  |  | AAC7138 | Yes | Variable output compressor | Inverter | No | - | 7000 | 1.95 | - | 700 | 3500 | Yes | 630 | 3100 | - | 1782.3 | 7539 | Yes | 610 | 3900 | - | 490 | 3315 | 7500 | 1.99 | 750 | 3845 | Yes | 465 | 2270 | Yes | 3030 | 8060 | No | - | - | No | - | - | - | - | - | No | - | - | No | - | - | No | - | - | 61 | 67 | 5.578 | 5.262 | 5.502 | 7.837 | 6.801 | 6.137 | 350 | 559 | 1665 | 651 | 885 | 2139 | 4 | 3.5 | 4 | 3.838 | 4.261 | 4.818 | 4.109 | 4.464 | 4.788 | 2554 | 959 | 133 | 807 | 423 | 84 | 2 | 2.5 | 3 | No | - | - | - | - | N/A | N/A | N/A | 1 | 3.5835 | 3.7625
[SEER Non Multi-Split <=65kW] (Air Conditioners up to 65kW) EE Regulations 2020 Schedule 2A | MEPS 2019 | AS/NZS 3823.1.1:2012 | MFAG80 |  | N/A | Midea | N/A | Non Ducted | Single Split System | Wall Hung | Air | Air | China | 2.35 | N/A | 8 | N/A | N/A | N/A | N/A | N/A | 2.25 | 8.5 | Calorimeter Room | 3.42 | 3.7006 | N/A | - | N/A | N/A | N/A | N/A | N/A | N/A | N/A | N/A | N/A | N/A | N/A | N/A | N/A | N/A | N/A | N/A | N/A | Single | R32 | New Zealand | 136908 | 2121-03-26 |  | Approved | Reverse Cycle | N/A | Yes | Class 9 | Yes | N/A | N/A | N/A | N/A | N/A | N/A | N/A | Available | N/A | N/A |  |  | N/A |  |  | ZAC0720 | Yes | Variable output compressor | Inverter | No | - | 8000 | 2.35 | - | 885 | 4100 | Yes | 780 | 3790 | - | - | - | Yes | 690 | 4250 | - | 500 | 3280 | 8500 | 2.25 | 800 | 4100 | Yes | 415 | 2130 | Yes | 2860 | 6320 | No | - | - | No | - | - | - | - | - | No | - | - | No | - | - | No | - | - | - | - | 5.464 | 5.152 | 5.369 | 10.197 | 7.493 | 6.258 | 409 | 653 | 1950 | 572 | 918 | 2398 | 3.5 | 3.5 | 3.5 | 3.178 | 3.938 | 5.012 | 3.589 | 4.428 | 5.041 | 3495 | 1175 | 145 | 1046 | 483 | 91 | 1.5 | 2 | 3.5 | No | - | - | - | - | N/A | N/A | N/A | 1 | 3.3994 | 3.7721
[SEER Non Multi-Split <=65kW] GEMS (Air Conditioners up to 65kW) Determination 2019 | MEPS 2019 | AS/NZS 3823.1.1:2012 | MFAG80VA-N/MFAG80VA-W | MF80 series | N/A | Midea | N/A | Non Ducted | Single Split System | Wall Hung | Air | Air | China | 2.4 | N/A | 8 | N/A | N/A | N/A | N/A | N/A | 2.4 | 8.5 | Calorimeter Room | 3.4012 | 3.6237 | N/A | - | N/A | N/A | N/A | N/A | N/A | N/A | N/A | N/A | N/A | N/A | N/A | N/A | N/A | N/A | N/A | N/A | Calorimeter Room | Single | R32 | Australia,Fiji,New Zealand | 150606 | 2027-11-02 |  | Approved | Reverse Cycle | N/A | Yes | Class 9 | Yes | N/A | N/A | N/A | N/A | N/A | N/A | N/A | Available | N/A | N/A |  |  | N/A |  |  | AAC7123 | Yes | Variable output compressor | Inverter | No | - | 8000 | 2.4 | - | 780 | 3840 | Yes | 670 | 3200 | - | 2193.6 | 8616 | Yes | 680 | 4240 | - | 490 | 3315 | 8500 | 2.4 | 795 | 4030 | Yes | 465 | 2265 | Yes | 3030 | 8060 | No | - | - | No | - | - | - | - | - | No | - | - | No | - | - | No | - | - | 61 | 67 | 5.423 | 5.092 | 5.288 | 8.136 | 6.858 | 5.942 | 412 | 661 | 1980 | 717 | 1003 | 2526 | 3.5 | 3.5 | 3.5 | 3.634 | 4.128 | 4.816 | 3.985 | 4.421 | 4.817 | 3056 | 1121 | 151 | 942 | 483 | 95 | 2 | 2.5 | 3 | No | - | - | - | - | N/A | N/A | N/A | 1 | 3.3286 | 3.5367
[SEER Non Multi-Split <=65kW] (Air Conditioners up to 65kW) EE Regulations 2020 Schedule 2A | MEPS 2019 | AS/NZS 3823.1.1:2012 | MFAU26WA/ MFAU26NA |  | N/A | MIDEA | N/A | Non Ducted | Single Split System | Wall Hung | Air | Air | China | 0.52 | N/A | 2.5 | N/A | N/A | N/A | N/A | N/A | 0.67 | 3.2 | Calorimeter Room | 4.8912 | 4.7019 | N/A | - | N/A | N/A | N/A | N/A | N/A | N/A | N/A | N/A | N/A | N/A | N/A | N/A | N/A | N/A | N/A | N/A | N/A | Single | R32 | New Zealand | 138415 | 2121-05-24 |  | Approved | Reverse Cycle | N/A | Yes | Class 8 | Yes | N/A | N/A | N/A | N/A | N/A | N/A | N/A | Available | N/A | N/A | http://www.tradedepot.co.nz/ |  | N/A |  |  | ZAC0738 | Yes | Variable output compressor | Inverter | No | - | 2500 | 0.52 | - | 250 | 1240 | Yes | 215 | 1070 | - | - | - | Yes | 180 | 1270 | - | 160 | 1170 | 3200 | 0.67 | 280 | 1650 | Yes | 220 | 1280 | Yes | 950 | 2520 | No | - | - | No | - | - | - | - | - | No | - | - | No | - | - | No | - | - | - | - | 6.463 | 6.259 | 6.68 | 9.901 | 8.311 | 7.714 | 107 | 167 | 489 | 183 | 258 | 607 | 4.5 | 4.5 | 5 | 3.841 | 4.74 | 5.53 | 4.291 | 4.98 | 5.507 | 1090 | 368 | 50 | 330 | 162 | 32 | 2 | 3 | 4 | No | - | - | - | - | N/A | N/A | N/A | 0.7 | 4.7859 | 4.7593
[SEER Non Multi-Split <=65kW] (Air Conditioners up to 65kW) EE Regulations 2020 Schedule 2A | MEPS 2019 | AS/NZS 3823.1.1:2012 | MFAU35WA/ MFAU35NA |  | N/A | MIDEA | N/A | Non Ducted | Single Split System | Wall Hung | Air | Air | China | 0.82 | N/A | 3.5 | N/A | N/A | N/A | N/A | N/A | 0.94 | 4 | Calorimeter Room | 4.2771 | 4.2731 | N/A | - | N/A | N/A | N/A | N/A | N/A | N/A | N/A | N/A | N/A | N/A | N/A | N/A | N/A | N/A | N/A | N/A | N/A | Single | R32 | New Zealand | 138417 | 2121-05-24 |  | Approved | Reverse Cycle | N/A | Yes | Class 8 | Yes | N/A | N/A | N/A | N/A | N/A | N/A | N/A | Available | N/A | N/A | http://www.tradedepot.co.nz/ |  | N/A |  |  | ZAC0737 | Yes | Variable output compressor | Inverter | No | - | 3500 | 0.82 | - | 370 | 1850 | Yes | 205 | 970 | - | - | - | Yes | 240 | 1800 | - | 140 | 1100 | 4000 | 0.94 | 360 | 2000 | Yes | 230 | 1230 | Yes | 1125 | 3560 | No | - | - | No | - | - | - | - | - | No | - | - | No | - | - | No | - | - | - | - | 6.773 | 6.413 | 6.842 | 12.726 | 9.561 | 8.42 | 144 | 229 | 669 | 200 | 314 | 779 | 5 | 4.5 | 5 | 4.041 | 4.64 | 5.259 | 4.367 | 4.865 | 5.227 | 1294 | 470 | 66 | 405 | 207 | 42 | 2.5 | 3 | 3.5 | No | - | - | - | - | N/A | N/A | N/A | 0.7 | 4.256 | 4.2446
AS/NZS 3823.2:2013 [Non Multi-Split] | NZ MEPS April 2013 | AS/NZS 3823.1.1:2012 | MFAU50N&MFAU50W | MFAU50N*&MFAU50W* | N/A | Midea | 1.02 | Non Ducted | Single Split System | Wall Hung | Air | Air | China | 1.24 | 3.98 | 5 | 226 | 0 | 0 | 0 | 335 | 1.49 | 6 | Calorimeter Room | 4.0238 | 4.2394 | Yes | 0 | N/A | 1 | 1 | 0 | 0 | N/A | N/A | N/A | 4.013 | 4.2293 | N/A | N/A | 3.526 | 3.9585 | 3.5 | 3.5 | Calorimeter Room | Single | R32 | New Zealand | 131103 | 2120-07-28 | 2021-06-30 | Superseded | Reverse Cycle | 1080 | Yes | Class 4 | Yes | Yes | - | Yes | Yes | Yes | - | 4.0238 | Available | N/A | N/A |  |  | Yes |  | https://reg.energyrating.gov.au/static/common/images/star_ratings_2014/aircon_rating_3.5_3.5.png | ZAC0691 | N/A | Variable output compressor | Inverter | N/A | N/A | N/A | 1.24 | N/A | N/A | N/A | N/A | N/A | N/A | N/A | N/A | N/A | N/A | N/A | N/A | N/A | N/A | N/A | N/A | 1.49 | N/A | N/A | N/A | N/A | N/A | N/A | N/A | N/A | N/A | N/A | N/A | N/A | N/A | N/A | N/A | N/A | N/A | N/A | N/A | N/A | N/A | N/A | N/A | N/A | N/A | N/A | N/A | N/A | N/A | N/A | N/A | N/A | N/A | N/A | N/A | N/A | N/A | N/A | N/A | N/A | N/A | N/A | N/A | N/A | N/A | N/A | N/A | N/A | N/A | N/A | N/A | N/A | N/A | N/A | N/A | N/A | N/A | N/A | N/A | N/A | N/A | N/A | N/A | N/A | N/A | N/A | N/A | 4.0213 | 4.0177
AS/NZS 3823.2:2013 [Non Multi-Split] | NZ MEPS April 2013 | AS/NZS 3823.1.1:2012 | MFAU50N*&MFAU50W* | MFAU50N*&MFAU50W* | N/A | Midea | 1.02 | Non Ducted | Single Split System | Wall Hung | Air | Air | China | 1.24 | 3.98 | 5 | 226 | 0 | 0 | 0 | 335 | 1.49 | 6 | Calorimeter Room | 4.0238 | 4.2394 | Yes | 0 | N/A | 1 | 1 | 0 | 0 | N/A | N/A | N/A | 4.013 | 4.2293 | N/A | N/A | 3.526 | 3.9585 | 3.5 | 3.5 | Calorimeter Room | Single | R32 | New Zealand | 131103 | 2120-07-28 | 2021-06-30 | Superseded | Reverse Cycle | 1080 | Yes | Class 4 | Yes | Yes | - | Yes | Yes | Yes | - | 4.0238 | Available | N/A | N/A |  |  | Yes |  | https://reg.energyrating.gov.au/static/common/images/star_ratings_2014/aircon_rating_3.5_3.5.png | ZAC0691 | N/A | Variable output compressor | Inverter | N/A | N/A | N/A | 1.24 | N/A | N/A | N/A | N/A | N/A | N/A | N/A | N/A | N/A | N/A | N/A | N/A | N/A | N/A | N/A | N/A | 1.49 | N/A | N/A | N/A | N/A | N/A | N/A | N/A | N/A | N/A | N/A | N/A | N/A | N/A | N/A | N/A | N/A | N/A | N/A | N/A | N/A | N/A | N/A | N/A | N/A | N/A | N/A | N/A | N/A | N/A | N/A | N/A | N/A | N/A | N/A | N/A | N/A | N/A | N/A | N/A | N/A | N/A | N/A | N/A | N/A | N/A | N/A | N/A | N/A | N/A | N/A | N/A | N/A | N/A | N/A | N/A | N/A | N/A | N/A | N/A | N/A | N/A | N/A | N/A | N/A | N/A | N/A | N/A | 4.0213 | 4.0177
AS/NZS 3823.2:2013 [Non Multi-Split] | NZ MEPS April 2013 | AS/NZS 3823.1.1:2012 | MFAU50NB&MFAU50WB | MFAU50N*&MFAU50W* | N/A | Midea | 1.02 | Non Ducted | Single Split System | Wall Hung | Air | Air | China | 1.24 | 3.98 | 5 | 226 | 0 | 0 | 0 | 335 | 1.49 | 6 | Calorimeter Room | 4.0238 | 4.2394 | Yes | 0 | N/A | 1 | 1 | 0 | 0 | N/A | N/A | N/A | 4.013 | 4.2293 | N/A | N/A | 3.526 | 3.9585 | 3.5 | 3.5 | Calorimeter Room | Single | R32 | New Zealand | 131103 | 2120-07-28 | 2021-06-30 | Superseded | Reverse Cycle | 1080 | Yes | Class 4 | Yes | Yes | - | Yes | Yes | Yes | - | 4.0238 | Available | N/A | N/A |  |  | Yes |  | https://reg.energyrating.gov.au/static/common/images/star_ratings_2014/aircon_rating_3.5_3.5.png | ZAC0691 | N/A | Variable output compressor | Inverter | N/A | N/A | N/A | 1.24 | N/A | N/A | N/A | N/A | N/A | N/A | N/A | N/A | N/A | N/A | N/A | N/A | N/A | N/A | N/A | N/A | 1.49 | N/A | N/A | N/A | N/A | N/A | N/A | N/A | N/A | N/A | N/A | N/A | N/A | N/A | N/A | N/A | N/A | N/A | N/A | N/A | N/A | N/A | N/A | N/A | N/A | N/A | N/A | N/A | N/A | N/A | N/A | N/A | N/A | N/A | N/A | N/A | N/A | N/A | N/A | N/A | N/A | N/A | N/A | N/A | N/A | N/A | N/A | N/A | N/A | N/A | N/A | N/A | N/A | N/A | N/A | N/A | N/A | N/A | N/A | N/A | N/A | N/A | N/A | N/A | N/A | N/A | N/A | N/A | 4.0213 | 4.0177
[SEER Non Multi-Split <=65kW] (Air Conditioners up to 65kW) EE Regulations 2020 Schedule 2A | MEPS 2019 | AS/NZS 3823.1.1:2012 | MFAU50WA/ MFAU50NA |  | N/A | MIDEA | N/A | Non Ducted | Single Split System | Wall Hung | Air | Air | China | 1.24 | N/A | 5 | N/A | N/A | N/A | N/A | N/A | 1.45 | 6 | Calorimeter Room | 4.2523 | 4.1961 | N/A | - | N/A | N/A | N/A | N/A | N/A | N/A | N/A | N/A | N/A | N/A | N/A | N/A | N/A | N/A | N/A | N/A | N/A | Single | R32 | New Zealand | 138418 | 2121-05-24 |  | Approved | Reverse Cycle | N/A | Yes | Class 9 | Yes | N/A | N/A | N/A | N/A | N/A | N/A | N/A | Available | N/A | N/A | http://www.tradedepot.co.nz/ |  | N/A |  |  | ZAC0736 | Yes | Variable output compressor | Inverter | No | - | 5000 | 1.24 | - | 505 | 2700 | Yes | 470 | 2530 | - | - | - | No | - | - | - | 360 | 2625 | 6000 | 1.45 | 470 | 2750 | Yes | 275 | 1450 | Yes | 1430 | 4360 | No | - | - | No | - | - | - | - | - | No | - | - | No | - | - | No | - | - | - | - | 5.818 | 5.586 | 5.788 | 8.15 | 7.179 | 6.379 | 239 | 375 | 1130 | 447 | 598 | 1470 | 4 | 4 | 4 | 3.633 | 4.437 | 5.416 | 3.984 | 4.805 | 5.371 | 2159 | 737 | 95 | 666 | 315 | 61 | 2 | 2.5 | 3.5 | No | - | - | - | - | N/A | N/A | N/A | 1 | 4.0213 | 4.1283
[SEER Non Multi-Split <=65kW] (Air Conditioners up to 65kW) EE Regulations 2020 Schedule 2A | MEPS 2019 | AS/NZS 3823.1.1:2012 | MFAU70WA/MFAU70NA |  | N/A | MIDEA | N/A | Non Ducted | Single Split System | Wall Hung | Air | Air | China | 2.02 | N/A | 7.1 | N/A | N/A | N/A | N/A | N/A | 2.27 | 8 | Calorimeter Room | 3.5678 | 3.7941 | N/A | - | N/A | N/A | N/A | N/A | N/A | N/A | N/A | N/A | N/A | N/A | N/A | N/A | N/A | N/A | N/A | N/A | N/A | Single | R32 | New Zealand | 138419 | 2121-05-24 |  | Approved | Reverse Cycle | N/A | Yes | Class 9 | Yes | N/A | N/A | N/A | N/A | N/A | N/A | N/A | Available | N/A | N/A | http://www.tradedepot.co.nz/ |  | N/A |  |  | ZAC0735 | Yes | Variable output compressor | Inverter | No | - | 7100 | 2.02 | - | 810 | 3900 | Yes | 715 | 3450 | - | - | - | Yes | 645 | 3900 | - | 520 | 3300 | 8000 | 2.27 | 790 | 4200 | Yes | 450 | 2500 | Yes | 2550 | 6100 | No | - | - | No | - | - | - | - | - | No | - | - | No | - | - | No | - | - | - | - | 5.329 | 5.051 | 5.267 | 7.76 | 6.592 | 5.891 | 372 | 591 | 1764 | 667 | 926 | 2261 | 3.5 | 3.5 | 3.5 | 3.338 | 4.11 | 5.28 | 3.754 | 4.634 | 5.317 | 3132 | 1060 | 130 | 942 | 434 | 81 | 1.5 | 2.5 | 3.5 | No | - | - | - | - | N/A | N/A | N/A | 1 | 3.509 | 3.519
[SEER Non Multi-Split <=65kW] GEMS (Air Conditioners up to 65kW) Determination 2019 | MEPS 2019 | AS/NZS 3823.1.1:2012 | MFCA26VA-W/MFCA26VA-N |  | N/A | MIDEA | N/A | Non Ducted | Single Split System | Wall Hung | Air | Air | China | 0.52 | N/A | 2.6 | N/A | N/A | N/A | N/A | N/A | 0.5 | 2.65 | Calorimeter Room | 5.0914 | 5.2278 | N/A | - | N/A | N/A | N/A | N/A | N/A | N/A | N/A | N/A | N/A | N/A | N/A | N/A | N/A | N/A | N/A | N/A | N/A | Single | R32 | Australia,Fiji,New Zealand | 153884 | 2028-04-25 |  | Approved | Reverse Cycle | N/A | Yes | Class 8 | Yes | N/A | N/A | N/A | N/A | N/A | N/A | N/A | Available | N/A | N/A |  | http://www.midea.net.au/ | N/A |  |  | AAC7449 | Yes | Variable output compressor | Inverter | No | - | 2600 | 0.52 | - | 240 | 1400 | Yes | 190 | 1030 | - | 475.28 | 2800.2 | Yes | 145 | 1390 | - | 105 | 1100 | 2650 | 0.5 | 265 | 1260 | Yes | 175 | 1060 | Yes | 1255 | 4110 | No | - | - | No | - | - | - | - | - | No | - | - | - | - | - | No | - | - | 54.5 | 56 | 8.279 | 7.894 | 8.768 | 26.384 | 15.023 | 11.837 | 85 | 135 | 385 | 69 | 146 | 410 | 6.5 | 6 | 7 | 4.76 | 4.958 | 5.43 | 5.031 | 5.265 | 5.513 | 730 | 294 | 44 | 235 | 129 | 28 | 3 | 3 | 3.5 | No | - | - | - | - | N/A | N/A | N/A | 1.4 | 4.9549 | 5.2503
[SEER Non Multi-Split <=65kW] GEMS (Air Conditioners up to 65kW) Determination 2019 | MEPS 2019 | AS/NZS 3823.1.1:2012 | MFCA35VA-W/MFCA35VA-N |  | N/A | MIDEA | N/A | Non Ducted | Single Split System | Wall Hung | Air | Air | China | 0.8 | N/A | 3.55 | N/A | N/A | N/A | N/A | N/A | 0.77 | 3.6 | Calorimeter Room | 4.5873 | 4.6918 | N/A | - | N/A | N/A | N/A | N/A | N/A | N/A | N/A | N/A | N/A | N/A | N/A | N/A | N/A | N/A | N/A | N/A | N/A | Single | R32 | Australia,Fiji,New Zealand | 153886 | 2028-04-24 |  | Approved | Reverse Cycle | N/A | Yes | Class 8 | Yes | N/A | N/A | N/A | N/A | N/A | N/A | N/A | Available | N/A | N/A |  | http://www.midea.net.au/ | N/A |  |  | AAC7447 | Yes | Variable output compressor | Inverter | No | - | 3550 | 0.8 | - | 315 | 1880 | Yes | 190 | 1030 | - | 731.2 | 3823.35 | Yes | 239 | 1890 | - | 105 | 1100 | 3600 | 0.77 | 320 | 1850 | Yes | 175 | 1060 | Yes | 1255 | 4110 | No | - | - | No | - | - | - | - | - | No | - | - | No | - | - | No | - | - | 56.1 | 58.6 | 7.32 | 7.032 | 7.339 | 10.432 | 12.751 | 9.109 | 133 | 210 | 630 | 246 | 237 | 729 | 5.5 | 5.5 | 5.5 | 4.662 | 5.105 | 5.802 | 5.019 | 5.441 | 5.827 | 1011 | 387 | 56 | 319 | 169 | 35 | 3 | 3.5 | 4 | No | - | - | - | - | N/A | N/A | N/A | 1.4 | 4.4114 | 4.6468
[SEER Non Multi-Split <=65kW] GEMS (Air Conditioners up to 65kW) Determination 2019 | MEPS 2019 | AS/NZS 3823.1.1:2012 | MFCA50VA-W/MFCA50VA-N |  | N/A | MIDEA | N/A | Non Ducted | Single Split System | Wall Hung | Air | Air | China | 1.36 | N/A | 5.2 | N/A | N/A | N/A | N/A | N/A | 1.243 | 5.2 | Calorimeter Room | 3.9345 | 4.225 | N/A | - | N/A | N/A | N/A | N/A | N/A | N/A | N/A | N/A | N/A | N/A | N/A | N/A | N/A | N/A | N/A | N/A | N/A | Single | R32 | Australia,Fiji,New Zealand | 153905 | 2028-04-25 |  | Approved | Reverse Cycle | N/A | Yes | Class 9 | Yes | N/A | N/A | N/A | N/A | N/A | N/A | N/A | Available | N/A | N/A |  | http://www.midea.net.au/ | N/A |  |  | AAC7448 | Yes | Variable output compressor | Inverter | No | - | 5200 | 1.36 | - | 610 | 2830 | Yes | 578 | 2655 | - | 1243.04 | 5600.4 | Yes | 390 | 2720 | - | 380 | 2600 | 5200 | 1.243 | 490 | 2670 | Yes | 430 | 2320 | Yes | 2470 | 7030 | No | - | - | No | - | - | - | - | - | No | - | - | No | - | - | No | - | - | 61.4 | 65.8 | 6.032 | 5.687 | 6.146 | 11.773 | 8.497 | 7.645 | 239 | 382 | 1105 | 320 | 524 | 1274 | 4.5 | 4 | 4.5 | 4.247 | 4.581 | 5.045 | 4.467 | 4.757 | 5.034 | 1602 | 620 | 90 | 516 | 277 | 57 | 2.5 | 3 | 3.5 | No | - | - | - | - | N/A | N/A | N/A | 1.4 | 3.8103 | 4.1676
[SEER Non Multi-Split <=65kW] GEMS (Air Conditioners up to 65kW) Determination 2019 | MEPS 2019 | AS/NZS 3823.1.1:2012 | MFCA70VA-W/MFCA70VA-N |  | N/A | MIDEA | N/A | Non Ducted | Single Split System | Wall Hung | Air | Air | China | 2.06 | N/A | 7 | N/A | N/A | N/A | N/A | N/A | 2.25 | 8.05 | Calorimeter Room | 3.5578 | 3.526 | N/A | - | N/A | N/A | N/A | N/A | N/A | N/A | N/A | N/A | N/A | N/A | N/A | N/A | N/A | N/A | N/A | N/A | N/A | Single | R32 | Australia,Fiji,New Zealand | 153906 | 2028-05-06 |  | Approved | Reverse Cycle | N/A | Yes | Class 9 | Yes | N/A | N/A | N/A | N/A | N/A | N/A | N/A | Available | N/A | N/A |  | http://www.midea.net.au/ | N/A |  |  | AAC7467 | Yes | Variable output compressor | Inverter | No | - | 7000 | 2.06 | - | 785 | 3520 | Yes | 610 | 2830 | - | 1882.84 | 7539 | Yes | 520 | 3400 | - | 485 | 3240 | 8050 | 2.25 | 760 | 3820 | Yes | 435 | 2320 | Yes | 2470 | 7030 | No | - | - | No | - | - | - | - | - | No | - | - | No | - | - | No | - | - | 61.3 | 68.2 | 5.552 | 5.18 | 5.551 | 8.179 | 7.025 | 6.305 | 351 | 567 | 1649 | 623 | 856 | 2082 | 4 | 3.5 | 4 | 3.637 | 4.193 | 5.029 | 4.077 | 4.614 | 5.091 | 2894 | 1046 | 138 | 873 | 440 | 86 | 2 | 2.5 | 3.5 | No | - | - | - | - | N/A | N/A | N/A | 1.4 | 3.3903 | 3.5703
[SEER Non Multi-Split <=65kW] GEMS (Air Conditioners up to 65kW) Determination 2019 | MEPS 2019 | AS/NZS 3823.1.1:2012 | MFEP26VA-W/MFEP26VA-N |  | N/A | MIDEA | N/A | Non Ducted | Single Split System | Wall Hung | Air | Air | China | 0.49 | N/A | 2.6 | N/A | N/A | N/A | N/A | N/A | 0.487 | 2.7 | Calorimeter Room | 5.2882 | 5.4558 | N/A | - | N/A | N/A | N/A | N/A | N/A | N/A | N/A | N/A | N/A | N/A | N/A | N/A | N/A | N/A | N/A | N/A | N/A | Single | R32 | Australia,Fiji,New Zealand | 154319 | 2028-05-21 |  | Approved | Reverse Cycle | N/A | Yes | Class 8 | Yes | N/A | N/A | N/A | N/A | N/A | N/A | N/A | Available | N/A | N/A |  | http://www.midea.net.au/ | N/A |  |  | AAC7522 | Yes | Variable output compressor | Inverter | No | - | 2600 | 0.49 | - | 218 | 1350 | Yes | 178 | 1003 | - | 447.86 | 2800.2 | Yes | 148 | 1439 | - | 105 | 1048 | 2700 | 0.487 | 235 | 1415 | Yes | 168 | 1018 | Yes | 1228 | 3740 | No | - | - | No | - | - | - | - | - | No | - | - | No | - | - | No | - | - | 50.5 | 56.5 | 8.469 | 8.08 | 8.793 | 20.703 | 13.77 | 11.081 | 84 | 133 | 385 | 90 | 161 | 438 | 6.5 | 6.5 | 7 | 5.108 | 5.446 | 5.803 | 5.268 | 5.552 | 5.769 | 692 | 272 | 42 | 228 | 124 | 27 | 3.5 | 3.5 | 4 | No | - | - | - | - | N/A | N/A | N/A | 1 | 5.2698 | 5.5059
[SEER Non Multi-Split <=65kW] GEMS (Air Conditioners up to 65kW) Determination 2019 | MEPS 2019 | AS/NZS 3823.1.1:2012 | MFEP35VA-W/MFEP35VA-N |  | N/A | MIDEA | N/A | Non Ducted | Single Split System | Wall Hung | Air | Air | China | 0.76 | N/A | 3.5 | N/A | N/A | N/A | N/A | N/A | 0.776 | 3.65 | Calorimeter Room | 4.6626 | 4.7939 | N/A | - | N/A | N/A | N/A | N/A | N/A | N/A | N/A | N/A | N/A | N/A | N/A | N/A | N/A | N/A | N/A | N/A | N/A | Single | R32 | Australia,Fiji,New Zealand | 154323 | 2028-05-27 |  | Approved | Reverse Cycle | N/A | Yes | Class 8 | Yes | N/A | N/A | N/A | N/A | N/A | N/A | N/A | Available | N/A | N/A |  | http://www.midea.net.au/ | N/A |  |  | AAC7530 | Yes | Variable output compressor | Inverter | No | - | 3500 | 0.76 | - | 278 | 1711 | Yes | 178 | 996 | - | 694.64 | 3769.5 | Yes | 194 | 1726 | - | 103 | 1051 | 3650 | 0.776 | 289 | 1710 | Yes | 163 | 944 | Yes | 1238 | 3793 | No | - | - | No | - | - | - | - | - | No | - | - | No | - | - | No | - | - | 55.8 | 58.3 | 7.878 | 7.425 | 7.846 | 21.554 | 12.832 | 9.82 | 123 | 196 | 582 | 117 | 233 | 667 | 6 | 5.5 | 6 | 4.507 | 5.063 | 5.725 | 4.857 | 5.347 | 5.722 | 1060 | 394 | 56 | 333 | 173 | 36 | 3 | 3.5 | 4 | No | - | - | - | - | N/A | N/A | N/A | 1 | 4.5849 | 4.6832
[SEER Non Multi-Split <=65kW] GEMS (Air Conditioners up to 65kW) Determination 2019 | MEPS 2019 | AS/NZS 3823.1.1:2012 | MFEP50VA-W/MFEP50VA-N |  | N/A | MIDEA | N/A | Non Ducted | Single Split System | Wall Hung | Air | Air | China | 1.25 | N/A | 5 | N/A | N/A | N/A | N/A | N/A | 1.325 | 5.3 | Calorimeter Room | 4.0498 | 4.0678 | N/A | - | N/A | N/A | N/A | N/A | N/A | N/A | N/A | N/A | N/A | N/A | N/A | N/A | N/A | N/A | N/A | N/A | N/A | Single | R32 | Australia,Fiji,New Zealand | 154325 | 2028-05-17 |  | Approved | Reverse Cycle | N/A | Yes | Class 9 | Yes | N/A | N/A | N/A | N/A | N/A | N/A | N/A | Available | N/A | N/A |  | http://www.midea.net.au/ | N/A |  |  | AAC7515 | Yes | Variable output compressor | Inverter | No | - | 5000 | 1.25 | - | 510 | 2480 | Yes | 441 | 2107 | - | 1142.5 | 5385 | Yes | 418 | 2901 | - | 300 | 2255 | 5300 | 1.325 | 480 | 2587.8 | Yes | 270 | 1337.8 | Yes | 1496 | 4317 | No | - | - | No | - | - | - | - | - | No | - | - | No | - | - | No | - | - | 59.3 | 68.6 | 6.263 | 5.949 | 6.275 | 10.733 | 8.569 | 7.32 | 222 | 352 | 1042 | 339 | 501 | 1280 | 4.5 | 4 | 4.5 | 3.696 | 4.356 | 5.037 | 4.055 | 4.593 | 4.997 | 1875 | 663 | 91 | 578 | 291 | 58 | 2 | 2.5 | 3.5 | No | - | - | - | - | N/A | N/A | N/A | 1 | 3.9892 | 3.9898
[SEER Non Multi-Split <=65kW] GEMS (Air Conditioners up to 65kW) Determination 2019 | MEPS 2019 | AS/NZS 3823.1.1:2012 | MFEP51VA-W/MFEP51VA-N |  | N/A | MIDEA | N/A | Non Ducted | Single Split System | Wall Hung | Air | Air | China | 1.25 | N/A | 5 | N/A | N/A | N/A | N/A | N/A | 1.265 | 5.3 | Calorimeter Room | 4.0498 | 4.0678 | N/A | - | N/A | N/A | N/A | N/A | N/A | N/A | N/A | N/A | N/A | N/A | N/A | N/A | N/A | N/A | N/A | N/A | N/A | Single | R32 | Australia,Fiji,New Zealand | 158437 | 2028-12-13 |  | Approved | Reverse Cycle | N/A | Yes | Class 9 | Yes | N/A | N/A | N/A | N/A | N/A | N/A | N/A | Available | N/A | N/A |  |  | N/A |  |  | AAC7968 | Yes | Variable output compressor | Inverter | No | - | 5000 | 1.25 | - | 510 | 2480 | Yes | 441 | 2107 | - | 1142.5 | 5385 | Yes | 418 | 2901 | - | 300 | 2255 | 5300 | 1.265 | 480 | 2587.8 | Yes | 270 | 1337.8 | Yes | 1496 | 4317 | No | - | - | No | - | - | - | - | - | No | - | - | No | - | - | No | - | - | 59.3 | 68.6 | 6.263 | 5.949 | 6.275 | 10.733 | 8.569 | 7.32 | 222 | 352 | 1042 | 339 | 501 | 1280 | 4.5 | 4 | 4.5 | 3.733 | 4.408 | 5.048 | 4.079 | 4.62 | 5.001 | 1856 | 656 | 91 | 575 | 289 | 58 | 2 | 2.5 | 3.5 | No | - | - | - | - | N/A | N/A | N/A | 1 | 3.9892 | 4.1786
[SEER Non Multi-Split <=65kW] GEMS (Air Conditioners up to 65kW) Determination 2019 | MEPS 2019 | AS/NZS 3823.1.1:2012 | MFEP70VA-W/MFEP70VA-N |  | N/A | MIDEA | N/A | Non Ducted | Single Split System | Wall Hung | Air | Air | China | 1.893 | N/A | 7 | N/A | N/A | N/A | N/A | N/A | 2.359 | 8.8 | Calorimeter Room | 3.7278 | 3.6905 | N/A | - | N/A | N/A | N/A | N/A | N/A | N/A | N/A | N/A | N/A | N/A | N/A | N/A | N/A | N/A | N/A | N/A | N/A | Single | R32 | Australia,Fiji,New Zealand | 154326 | 2028-05-17 |  | Approved | Reverse Cycle | N/A | Yes | Class 9 | Yes | N/A | N/A | N/A | N/A | N/A | N/A | N/A | Available | N/A | N/A |  | http://www.midea.net.au/ | N/A |  |  | AAC7517 | Yes | Variable output compressor | Inverter | No | - | 7000 | 1.893 | - | 802 | 3759 | Yes | 724 | 3528 | - | 1730.202 | 7539 | Yes | 558 | 3847 | - | 461 | 3360 | 8800 | 2.359 | 802 | 4217 | Yes | 405 | 2082 | Yes | 3072 | 8324 | No | - | - | No | - | - | - | - | - | No | - | - | No | - | - | No | - | - | 59.9 | 65 | 6.115 | 5.743 | 6.084 | 11.969 | 8.705 | 7.344 | 319 | 512 | 1505 | 426 | 691 | 1788 | 4.5 | 4 | 4.5 | 3.778 | 4.326 | 5.078 | 4.173 | 4.673 | 5.106 | 3044 | 1107 | 148 | 932 | 473 | 92 | 2 | 2.5 | 3.5 | No | - | - | - | - | N/A | N/A | N/A | 1 | 3.6912 | 3.7251
[SEER Non Multi-Split <=65kW] GEMS (Air Conditioners up to 65kW) Determination 2019 | MEPS 2019 | AS/NZS 3823.1.1:2012 | MFEP80VA-W/MFEP80VA-N |  | N/A | MIDEA | N/A | Non Ducted | Single Split System | Wall Hung | Air | Air | China | 2.295 | N/A | 8 | N/A | N/A | N/A | N/A | N/A | 2.53 | 9 | Calorimeter Room | 3.4513 | 3.5896 | N/A | - | N/A | N/A | N/A | N/A | N/A | N/A | N/A | N/A | N/A | N/A | N/A | N/A | N/A | N/A | N/A | N/A | N/A | Single | R32 | Australia,Fiji,New Zealand | 154334 | 2028-05-17 |  | Approved | Reverse Cycle | N/A | Yes | Class 9 | Yes | N/A | N/A | N/A | N/A | N/A | N/A | N/A | Available | N/A | N/A |  | http://www.midea.net.au/ | N/A |  |  | AAC7516 | Yes | Variable output compressor | Inverter | No | - | 8000 | 2.295 | - | 980 | 4200 | Yes | 882 | 4044 | - | 2097.63 | 8616 | Yes | 724 | 4523 | - | 461 | 3360 | 9000 | 2.53 | 864 | 4472 | Yes | 405 | 2082 | Yes | 3072 | 8324 | No | - | - | No | - | - | - | - | - | No | - | - | No | - | - | No | - | - | 59.5 | 66.9 | 5.974 | 5.666 | 5.902 | -12.569 | 13.098 | 11.538 | 374 | 594 | 1774 | -468 | 524 | 1300 | 4 | 4 | 4 | 3.694 | 4.244 | 5.044 | 4.111 | 4.626 | 5.088 | 3184 | 1154 | 152 | 967 | 489 | 95 | 2 | 2.5 | 3.5 | No | - | - | - | - | N/A | N/A | N/A | 1 | 3.4807 | 3.5526
[SEER Non Multi-Split <=65kW] GEMS (Air Conditioners up to 65kW) Determination 2019 | MEPS 2019 | AS/NZS 3823.1.1:2012 | MFXP20W/MFXP20N |  | N/A | MIDEA | N/A | Non Ducted | Single Split System | Wall Hung | Air | Air | China | 0.43 | N/A | 2 | N/A | N/A | N/A | N/A | N/A | 0.46 | 2.25 | Calorimeter Room | 4.6309 | 4.7991 | N/A | - | N/A | N/A | N/A | N/A | N/A | N/A | N/A | N/A | N/A | N/A | N/A | N/A | N/A | N/A | N/A | N/A | N/A | Single | R32 | Australia,Fiji,New Zealand | 159940 | 2029-03-21 |  | Approved | Reverse Cycle | N/A | Yes | Class 8 | Yes | N/A | N/A | N/A | N/A | N/A | N/A | N/A | Available | N/A | N/A | http://www.tradedepot.co.nz/ |  | N/A |  |  | AAC8124 | Yes | Variable output compressor | Inverter | No | - | 2000 | 0.43 | - | 200 | 1000 | Yes | 165 | 745 | - | 393.02 | 2154 | Yes | 140 | 1180 | - | 110 | 915 | 2250 | 0.46 | 200 | 1100 | Yes | 155 | 860 | Yes | 940 | 2850 | No | - | - | No | - | - | - | - | - | No | - | - | No | - | - | No | - | - | 53 | 54.2 | 7.3 | 6.931 | 7.534 | 13.711 | 10.498 | 9.153 | 76 | 120 | 346 | 105 | 163 | 409 | 5.5 | 5 | 6 | 4.586 | 4.909 | 5.287 | 4.762 | 5.04 | 5.266 | 642 | 250 | 37 | 210 | 113 | 24 | 3 | 3 | 3.5 | No | - | - | - | - | N/A | N/A | N/A | 0.6 | 4.6293 | 4.8698
[SEER Non Multi-Split <=65kW] GEMS (Air Conditioners up to 65kW) Determination 2019 | MEPS 2019 | AS/NZS 3823.1.1:2012 | MFXP26W/MFXP26N |  | N/A | MIDEA | N/A | Non Ducted | Single Split System | Wall Hung | Air | Air | China | 0.53 | N/A | 2.65 | N/A | N/A | N/A | N/A | N/A | 0.51 | 2.7 | Calorimeter Room | 5.0357 | 5.155 | N/A | - | N/A | N/A | N/A | N/A | N/A | N/A | N/A | N/A | N/A | N/A | N/A | N/A | N/A | N/A | N/A | N/A | N/A | Single | R32 | Australia,Fiji,New Zealand | 159941 | 2029-03-21 |  | Approved | Reverse Cycle | N/A | Yes | Class 8 | Yes | N/A | N/A | N/A | N/A | N/A | N/A | N/A | Available | N/A | N/A | http://www.tradedepot.co.nz/ |  | N/A |  |  | AAC8125 | Yes | Variable output compressor | Inverter | No | - | 2650 | 0.53 | - | 230 | 1300 | Yes | 180 | 990 | - | 484.42 | 2854.05 | Yes | 150 | 1290 | - | 115 | 1080 | 2700 | 0.51 | 220 | 1320 | Yes | 160 | 965 | Yes | 1130 | 3470 | No | - | - | No | - | - | - | - | - | No | - | - | No | - | - | No | - | - | 55.3 | 57.8 | 7.887 | 7.497 | 8.018 | 16.555 | 11.782 | 10.066 | 93 | 148 | 432 | 116 | 193 | 493 | 6 | 5.5 | 6.5 | 4.961 | 5.345 | 5.79 | 5.175 | 5.505 | 5.767 | 712 | 276 | 41 | 231 | 124 | 26 | 3 | 3.5 | 4 | No | - | - | - | - | N/A | N/A | N/A | 0.6 | 4.9809 | 5.2731
[SEER Non Multi-Split <=65kW] GEMS (Air Conditioners up to 65kW) Determination 2019 | MEPS 2019 | AS/NZS 3823.1.1:2012 | MFXP35W/MFXP35N |  | N/A | MIDEA | N/A | Non Ducted | Single Split System | Wall Hung | Air | Air | China | 0.82 | N/A | 3.55 | N/A | N/A | N/A | N/A | N/A | 0.9 | 3.9 | Calorimeter Room | 4.3932 | 4.4562 | N/A | - | N/A | N/A | N/A | N/A | N/A | N/A | N/A | N/A | N/A | N/A | N/A | N/A | N/A | N/A | N/A | N/A | N/A | Single | R32 | Australia,Fiji,New Zealand | 159942 | 2029-03-19 |  | Approved | Reverse Cycle | N/A | Yes | Class 8 | Yes | N/A | N/A | N/A | N/A | N/A | N/A | N/A | Available | N/A | N/A | http://www.tradedepot.co.nz/ |  | N/A |  |  | AAC8117 | Yes | Variable output compressor | Inverter | No | - | 3550 | 0.82 | - | 330 | 1800 | Yes | 175 | 850 | - | 749.48 | 3823.35 | Yes | 240 | 1800 | - | 110 | 1070 | 3900 | 0.9 | 320 | 1960 | Yes | 160 | 965 | Yes | 1041 | 3190 | No | - | - | No | - | - | - | - | - | No | - | - | No | - | - | No | - | - | 56.4 | 58.5 | 7.007 | 6.686 | 6.933 | 13.778 | 10.497 | 8.256 | 141 | 222 | 669 | 187 | 290 | 806 | 5.5 | 5 | 5 | 4.076 | 4.933 | 5.94 | 4.598 | 5.367 | 5.96 | 1251 | 431 | 57 | 376 | 183 | 36 | 2.5 | 3 | 4 | No | - | - | - | - | N/A | N/A | N/A | 0.768 | 4.3156 | 4.3209
[SEER Non Multi-Split <=65kW] GEMS (Air Conditioners up to 65kW) Determination 2019 | MEPS 2019 | AS/NZS 3823.1.1:2012 | MFXP50W/MFXP50N |  | N/A | MIDEA | N/A | Non Ducted | Single Split System | Wall Hung | Air | Air | China | 1.28 | N/A | 5 | N/A | N/A | N/A | N/A | N/A | 1.34 | 5.5 | Calorimeter Room | 3.9435 | 4.1202 | N/A | - | N/A | N/A | N/A | N/A | N/A | N/A | N/A | N/A | N/A | N/A | N/A | N/A | N/A | N/A | N/A | N/A | N/A | Single | R32 | Australia,Fiji,New Zealand | 159943 | 2029-03-19 |  | Approved | Reverse Cycle | N/A | Yes | Class 9 | Yes | N/A | N/A | N/A | N/A | N/A | N/A | N/A | Available | N/A | N/A | http://www.tradedepot.co.nz/ |  | N/A |  |  | AAC8118 | Yes | Variable output compressor | Inverter | No | - | 5000 | 1.28 | - | 530 | 2590 | Yes | 480 | 2330 | - | 1169.92 | 5385 | Yes | 380 | 2670 | - | 320 | 2300 | 5500 | 1.34 | 520 | 2690 | Yes | 460 | 2420 | Yes | 1849 | 4900 | No | - | - | No | - | - | - | - | - | No | - | - | No | - | - | No | - | - | 57.83 | 65.82 | 6.244 | 5.881 | 6.206 | 11.036 | 8.483 | 7.354 | 224 | 358 | 1055 | 330 | 507 | 1275 | 4.5 | 4 | 4.5 | 3.732 | 4.333 | 4.901 | 4.047 | 4.558 | 4.9 | 1926 | 691 | 95 | 600 | 303 | 60 | 2 | 2.5 | 3 | No | - | - | - | - | N/A | N/A | N/A | 0.521 | 3.9009 | 4.0991
[SEER Non Multi-Split <=65kW] GEMS (Air Conditioners up to 65kW) Determination 2019 | MEPS 2019 | AS/NZS 3823.1.1:2012 | MFXP60W/MFXP60N |  | N/A | MIDEA | N/A | Non Ducted | Single Split System | Wall Hung | Air | Air | China | 1.75 | N/A | 6.1 | N/A | N/A | N/A | N/A | N/A | 1.62 | 6.6 | Calorimeter Room | 3.4401 | 3.7926 | N/A | - | N/A | N/A | N/A | N/A | N/A | N/A | N/A | N/A | N/A | N/A | N/A | N/A | N/A | N/A | N/A | N/A | N/A | Single | R32 | Australia,Fiji,New Zealand | 159939 | 2029-03-21 |  | Approved | Reverse Cycle | N/A | Yes | Class 9 | Yes | N/A | N/A | N/A | N/A | N/A | N/A | N/A | Available | N/A | N/A | http://www.tradedepot.co.nz/ |  | N/A |  |  | AAC8123 | Yes | Variable output compressor | Inverter | No | - | 6100 | 1.75 | - | 647 | 3122 | Yes | 575 | 2805 | - | 1599.5 | 6569.7 | Yes | 495 | 3293 | - | 321 | 2339 | 6600 | 1.62 | 571 | 3200 | Yes | 450 | 2550 | Yes | 1761 | 4896 | No | - | - | No | - | - | - | - | - | No | - | - | No | - | - | No | - | - | 59.8 | 65.2 | 6.012 | 5.649 | 5.89 | 7.216 | 10.755 | 7.75 | 283 | 453 | 1355 | 616 | 487 | 1476 | 4.5 | 4 | 4 | 3.542 | 4.337 | 5.337 | 3.916 | 4.764 | 5.349 | 2435 | 829 | 106 | 745 | 349 | 67 | 2 | 2.5 | 3.5 | No | - | - | - | - | N/A | N/A | N/A | 1 | 3.479 | 4.0656
[SEER Non Multi-Split <=65kW] GEMS (Air Conditioners up to 65kW) Determination 2019 | MEPS 2019 | AS/NZS 3823.1.1:2012 | MFXP70W/MFXP70N |  | N/A | MIDEA | N/A | Non Ducted | Single Split System | Wall Hung | Air | Air | China | 1.92 | N/A | 7 | N/A | N/A | N/A | N/A | N/A | 1.99 | 8 | Calorimeter Room | 3.5353 | 3.7408 | N/A | - | N/A | N/A | N/A | N/A | N/A | N/A | N/A | N/A | N/A | N/A | N/A | N/A | N/A | N/A | N/A | N/A | N/A | Single | R32 | Australia,Fiji,New Zealand | 159932 | 2029-03-21 |  | Approved | Reverse Cycle | N/A | Yes | Class 9 | Yes | N/A | N/A | N/A | N/A | N/A | N/A | N/A | Available | N/A | N/A | http://www.tradedepot.co.nz/ |  | N/A |  |  | AAC8122 | Yes | Variable output compressor | Inverter | No | - | 7000 | 1.92 | - | 720 | 3300 | Yes | 630 | 2860 | - | 1754.88 | 7539 | Yes | 620 | 3700 | - | 490 | 3100 | 8000 | 1.99 | 750 | 3790 | Yes | 460 | 2380 | Yes | 2970 | 7780 | No | - | - | No | - | - | - | - | - | No | - | - | No | - | - | No | - | - | 62.2 | 65 | 5.341 | 5.095 | 5.314 | 7.503 | 6.532 | 5.908 | 366 | 578 | 1724 | 680 | 921 | 2222 | 3.5 | 3.5 | 3.5 | 3.812 | 4.341 | 4.976 | 4.158 | 4.63 | 4.99 | 2743 | 1003 | 137 | 850 | 435 | 86 | 2 | 2.5 | 3 | No | - | - | - | - | N/A | N/A | N/A | 1 | 3.6394 | 4.0133
[SEER Non Multi-Split <=65kW] GEMS (Air Conditioners up to 65kW) Determination 2019 | MEPS 2019 | AS/NZS 3823.1.1:2012 | MFXP80W/MFXP80N |  | N/A | MIDEA | N/A | Non Ducted | Single Split System | Wall Hung | Air | Air | China | 2.2 | N/A | 8 | N/A | N/A | N/A | N/A | N/A | 2.28 | 8.6 | Calorimeter Room | 3.3973 | 3.6166 | N/A | - | N/A | N/A | N/A | N/A | N/A | N/A | N/A | N/A | N/A | N/A | N/A | N/A | N/A | N/A | N/A | N/A | N/A | Single | R32 | Australia,Fiji,New Zealand | 159944 | 2029-03-19 |  | Approved | Reverse Cycle | N/A | Yes | Class 9 | Yes | N/A | N/A | N/A | N/A | N/A | N/A | N/A | Available | N/A | N/A | http://www.tradedepot.co.nz/ |  | N/A |  |  | AAC8119 | Yes | Variable output compressor | Inverter | No | - | 8000 | 2.2 | - | 780 | 3790 | Yes | 665 | 3100 | - | 2010.8 | 8616 | Yes | 686 | 4165 | - | 480 | 3260 | 8600 | 2.28 | 800 | 4020 | Yes | 460 | 2380 | Yes | 2979 | 7782 | No | - | - | No | - | - | - | - | - | No | - | - | No | - | - | No | - | - | 64.6 | 66.5 | 5.506 | 5.251 | 5.424 | 8.33 | 7.055 | 6.06 | 406 | 641 | 1930 | 700 | 975 | 2477 | 4 | 3.5 | 3.5 | 3.644 | 4.217 | 4.961 | 4.048 | 4.575 | 4.999 | 3084 | 1110 | 148 | 939 | 473 | 92 | 2 | 2.5 | 3 | No | - | - | - | - | N/A | N/A | N/A | 1 | 3.6308 | 3.7663
[SEER Non Multi-Split <=65kW] GEMS (Air Conditioners up to 65kW) Determination 2019 | MEPS 2019 | AS/NZS 3823.1.1:2012 | MFXS20 |  | N/A | MIDEA | N/A | Non Ducted | Single Split System | Wall Hung | Air | Air | Australia | 0.43 | N/A | 2 | N/A | N/A | N/A | N/A | N/A | 0.46 | 2.25 | Calorimeter Room | 4.6975 | 4.8242 | N/A | - | N/A | N/A | N/A | N/A | N/A | N/A | N/A | N/A | N/A | N/A | N/A | N/A | N/A | N/A | N/A | N/A | N/A | Single | R32 | Australia,Fiji,New Zealand | 134829 | 2026-04-06 |  | Approved | Reverse Cycle | N/A | Yes | Class 8 | Yes | N/A | N/A | N/A | N/A | N/A | N/A | N/A | Available | N/A | N/A |  | http://www.midea.net.au/ | N/A |  |  | AAC5870 | Yes | Variable output compressor | Inverter | No | - | 2000 | 0.43 | - | 200 | 1000 | Yes | 165 | 745 | - | 393.02 | 2154 | Yes | 140 | 1180 | - | 110 | 915 | 2250 | 0.46 | 200 | 1100 | Yes | 155 | 860 | Yes | 940 | 2850 | - | - | - | No | - | - | - | - | - | No | - | - | No | - | - | No | - | - | 53 | 54 | 7.3 | 6.931 | 7.534 | 13.711 | 10.498 | 9.153 | 76 | 120 | 346 | 105 | 163 | 409 | 5.5 | 5 | 6 | 4.586 | 4.909 | 5.287 | 4.762 | 5.04 | 5.266 | 642 | 250 | 37 | 210 | 113 | 24 | 3 | 3 | 3.5 | No | - | - | - | - | N/A | N/A | N/A | 0.6 | 4.6293 | 4.8698
[SEER Non Multi-Split <=65kW] (Air Conditioners up to 65kW) EE Regulations 2020 Schedule 2A | MEPS 2019 | AS/NZS 3823.1.1:2012 | MFXS20 |  | N/A | MIDEA | N/A | Non Ducted | Single Split System | Wall Hung | Air | Air | China | 0.43 | N/A | 2 | N/A | N/A | N/A | N/A | N/A | 0.46 | 2.25 | Calorimeter Room | 4.6975 | 4.8176 | N/A | - | N/A | N/A | N/A | N/A | N/A | N/A | N/A | N/A | N/A | N/A | N/A | N/A | N/A | N/A | N/A | N/A | N/A | Single | R32 | New Zealand | 138369 | 2121-05-17 |  | Approved | Reverse Cycle | N/A | Yes | Class 8 | Yes | N/A | N/A | N/A | N/A | N/A | N/A | N/A | Available | N/A | N/A | http://www.tradedepot.co.nz/ |  | N/A |  |  | ZAC0733 | Yes | Variable output compressor | Inverter | No | - | 2000 | 0.43 | - | 200 | 1000 | Yes | 165 | 745 | - | - | - | Yes | 140 | 1180 | - | 110 | 915 | 2250 | 0.46 | 200 | 1100 | Yes | 155 | 860 | Yes | 940 | 2850 | No | - | - | No | - | - | - | - | - | No | - | - | No | - | - | No | - | - | - | - | 7.3 | 6.931 | 7.534 | 13.711 | 10.498 | 9.153 | 76 | 120 | 346 | 105 | 163 | 409 | 5.5 | 5 | 6 | 4.586 | 4.909 | 5.287 | 4.762 | 5.04 | 5.266 | 642 | 250 | 37 | 210 | 113 | 24 | 3 | 3 | 3.5 | No | - | - | - | - | N/A | N/A | N/A | 0.6 | 4.6293 | 4.8698
[SEER Non Multi-Split <=65kW] GEMS (Air Conditioners up to 65kW) Determination 2019 | MEPS 2019 | AS/NZS 3823.1.1:2012 | MFXS26 |  | N/A | MIDEA | N/A | Non Ducted | Single Split System | Wall Hung | Air | Air | China | 0.53 | N/A | 2.65 | N/A | N/A | N/A | N/A | N/A | 0.51 | 2.7 | Calorimeter Room | 4.9618 | 5.3465 | N/A | - | N/A | N/A | N/A | N/A | N/A | N/A | N/A | N/A | N/A | N/A | N/A | N/A | N/A | N/A | N/A | N/A | N/A | Single | R32 | Australia,Fiji,New Zealand | 134830 | 2026-04-06 |  | Approved | Reverse Cycle | N/A | Yes | Class 8 | Yes | N/A | N/A | N/A | N/A | N/A | N/A | N/A | Available | N/A | N/A |  | http://www.midea.net.au/ | N/A |  |  | AAC5869 | Yes | Variable output compressor | Inverter | No | - | 2650 | 0.53 | - | 230 | 1300 | Yes | 180 | 990 | - | 484.42 | 2854.05 | Yes | 150 | 1290 | - | 115 | 1080 | 2700 | 0.51 | 220 | 1320 | Yes | 160 | 965 | Yes | 1130 | 3470 | - | - | - | No | - | - | - | - | - | No | - | - | No | - | - | No | - | - | 55 | 57 | 7.887 | 7.497 | 8.018 | 16.555 | 11.782 | 10.066 | 93 | 148 | 432 | 116 | 193 | 493 | 6 | 5.5 | 6.5 | 4.961 | 5.345 | 5.79 | 5.175 | 5.505 | 5.767 | 712 | 276 | 41 | 231 | 124 | 26 | 3 | 3.5 | 4 | No | - | - | - | - | N/A | N/A | N/A | 0.6 | 4.9809 | 5.2731
[SEER Non Multi-Split <=65kW] (Air Conditioners up to 65kW) EE Regulations 2020 Schedule 2A | MEPS 2019 | AS/NZS 3823.1.1:2012 | MFXS26 |  | N/A | MIDEA | N/A | Non Ducted | Single Split System | Wall Hung | Air | Air | China | 0.53 | N/A | 2.65 | N/A | N/A | N/A | N/A | N/A | 0.51 | 2.7 | Calorimeter Room | 4.9618 | 5.3465 | N/A | - | N/A | N/A | N/A | N/A | N/A | N/A | N/A | N/A | N/A | N/A | N/A | N/A | N/A | N/A | N/A | N/A | N/A | Single | R32 | New Zealand | 138411 | 2121-05-17 |  | Approved | Reverse Cycle | N/A | Yes | Class 8 | Yes | N/A | N/A | N/A | N/A | N/A | N/A | N/A | Available | N/A | N/A | http://www.tradedepot.co.nz/ |  | N/A |  |  | ZAC0732 | Yes | Variable output compressor | Inverter | No | - | 2650 | 0.53 | - | 230 | 1300 | Yes | 180 | 990 | - | - | - | Yes | 150 | 1290 | - | 115 | 1080 | 2700 | 0.51 | 220 | 1320 | Yes | 160 | 965 | Yes | 1130 | 3470 | No | - | - | No | - | - | - | - | - | No | - | - | No | - | - | No | - | - | - | - | 7.887 | 7.497 | 8.018 | 16.555 | 11.782 | 10.066 | 93 | 148 | 432 | 116 | 193 | 493 | 6 | 5.5 | 6.5 | 4.961 | 5.345 | 5.79 | 5.175 | 5.505 | 5.767 | 712 | 276 | 41 | 231 | 124 | 26 | 3 | 3.5 | 4 | No | - | - | - | - | N/A | N/A | N/A | 0.6 | 4.9809 | 5.2731
[SEER Non Multi-Split <=65kW] GEMS (Air Conditioners up to 65kW) Determination 2019 | MEPS 2019 | AS/NZS 3823.1.1:2012 | MFXS35 |  | N/A | MIDEA | N/A | Non Ducted | Single Split System | Wall Hung | Air | Air | China | 0.82 | N/A | 3.55 | N/A | N/A | N/A | N/A | N/A | 0.92 | 4 | Calorimeter Room | 4.2683 | 4.4312 | N/A | - | N/A | N/A | N/A | N/A | N/A | N/A | N/A | N/A | N/A | N/A | N/A | N/A | N/A | N/A | N/A | N/A | N/A | Single | R32 | Australia,Fiji,New Zealand | 135039 | 2026-04-07 |  | Approved | Reverse Cycle | N/A | Yes | Class 8 | Yes | N/A | N/A | N/A | N/A | N/A | N/A | N/A | Available | N/A | N/A |  | http://www.midea.net.au/ | N/A |  |  | AAC5875 | Yes | Variable output compressor | Inverter | No | - | 3550 | 0.82 | - | 330 | 1800 | Yes | 170 | 800 | - | 749.48 | 3823.35 | Yes | 230 | 1730 | - | 140 | 1160 | 4000 | 0.92 | 340 | 2000 | Yes | 160 | 965 | Yes | 1020 | 3190 | No | - | - | No | - | - | - | - | - | No | - | - | No | - | - | No | - | - | 56 | 56 | 6.622 | 6.3 | 6.683 | 10.346 | 8.634 | 7.834 | 148 | 235 | 694 | 249 | 352 | 849 | 5 | 4.5 | 5 | 4.001 | 4.837 | 5.842 | 4.536 | 5.305 | 5.9 | 1308 | 452 | 60 | 391 | 191 | 38 | 2.5 | 3 | 4 | No | - | - | - | - | N/A | N/A | N/A | 1 | 4.3115 | 4.3319
[SEER Non Multi-Split <=65kW] (Air Conditioners up to 65kW) EE Regulations 2020 Schedule 2A | MEPS 2019 | AS/NZS 3823.1.1:2012 | MFXS35 |  | N/A | MIDEA | N/A | Non Ducted | Single Split System | Wall Hung | Air | Air | China | 0.82 | N/A | 3.55 | N/A | N/A | N/A | N/A | N/A | 0.92 | 4 | Calorimeter Room | 4.2683 | 4.4312 | N/A | - | N/A | N/A | N/A | N/A | N/A | N/A | N/A | N/A | N/A | N/A | N/A | N/A | N/A | N/A | N/A | N/A | N/A | Single | R32 | New Zealand | 138412 | 2121-05-17 |  | Approved | Reverse Cycle | N/A | Yes | Class 8 | Yes | N/A | N/A | N/A | N/A | N/A | N/A | N/A | Available | N/A | N/A | http://www.tradedepot.co.nz/ |  | N/A |  |  | ZAC0731 | Yes | Variable output compressor | Inverter | No | - | 3550 | 0.82 | - | 330 | 1800 | Yes | 170 | 800 | - | - | - | Yes | 230 | 1730 | - | 140 | 1160 | 4000 | 0.92 | 340 | 2000 | Yes | 160 | 965 | Yes | 1020 | 3190 | No | - | - | No | - | - | - | - | - | No | - | - | No | - | - | No | - | - | - | - | 6.622 | 6.3 | 6.683 | 10.346 | 8.634 | 7.834 | 148 | 235 | 694 | 249 | 352 | 849 | 5 | 4.5 | 5 | 4.001 | 4.837 | 5.842 | 4.536 | 5.305 | 5.9 | 1308 | 452 | 60 | 391 | 191 | 38 | 2.5 | 3 | 4 | No | - | - | - | - | N/A | N/A | N/A | 1 | 4.3115 | 4.3319
[SEER Non Multi-Split <=65kW] GEMS (Air Conditioners up to 65kW) Determination 2019 | MEPS 2019 | AS/NZS 3823.1.1:2012 | MFXS50 |  | N/A | MIDEA | N/A | Non Ducted | Single Split System | Wall Hung | Air | Air | China | 1.3 | N/A | 5 | N/A | N/A | N/A | N/A | N/A | 1.35 | 5.2 | Calorimeter Room | 3.9219 | 3.9543 | N/A | - | N/A | N/A | N/A | N/A | N/A | N/A | N/A | N/A | N/A | N/A | N/A | N/A | N/A | N/A | N/A | N/A | N/A | Single | R32 | Australia,Fiji,New Zealand | 135050 | 2026-04-06 |  | Approved | Reverse Cycle | N/A | Yes | Class 9 | Yes | N/A | N/A | N/A | N/A | N/A | N/A | N/A | Available | N/A | N/A |  | http://www.midea.net.au/ | N/A |  |  | AAC5873 | Yes | Variable output compressor | Inverter | No | - | 5000 | 1.3 | - | 535 | 2600 | Yes | 495 | 2350 | - | 1188.2 | 5385 | Yes | 395 | 2730 | - | 320 | 2340 | 5200 | 1.35 | 530 | 2600 | Yes | 460 | 2310 | Yes | 1755 | 4700 | No | - | - | No | - | - | - | - | - | No | - | - | No | - | - | No | - | - | 57 | 65 | 6.152 | 5.82 | 6.15 | 11.471 | 8.667 | 7.292 | 226 | 360 | 1063 | 317 | 495 | 1285 | 4.5 | 4 | 4.5 | 3.622 | 4.137 | 4.667 | 3.909 | 4.352 | 4.67 | 1877 | 685 | 96 | 589 | 301 | 60 | 2 | 2.5 | 3 | No | - | - | - | - | N/A | N/A | N/A | 1 | 3.8362 | 3.8422
[SEER Non Multi-Split <=65kW] GEMS (Air Conditioners up to 65kW) Determination 2019 | MEPS 2019 | AS/NZS 3823.1.1:2012 | MFXS60 |  | N/A | MIDEA | N/A | Non Ducted | Single Split System | Wall Hung | Air | Air | China | 1.8 | N/A | 6 | N/A | N/A | N/A | N/A | N/A | 1.7 | 6.2 | Calorimeter Room | 3.3628 | 3.5993 | N/A | - | N/A | N/A | N/A | N/A | N/A | N/A | N/A | N/A | N/A | N/A | N/A | N/A | N/A | N/A | N/A | N/A | N/A | Single | R32 | Australia,Fiji,New Zealand | 135052 | 2026-04-06 |  | Approved | Reverse Cycle | N/A | Yes | Class 9 | Yes | N/A | N/A | N/A | N/A | N/A | N/A | N/A | Available | N/A | N/A |  | http://www.midea.net.au/ | N/A |  |  | AAC5874 | Yes | Variable output compressor | Inverter | No | - | 6000 | 1.8 | - | 660 | 3000 | Yes | 580 | 2750 | - | 1645.2 | 6462 | Yes | 500 | 3170 | - | 325 | 2320 | 6200 | 1.7 | 605 | 3000 | Yes | 460 | 2310 | Yes | 1755 | 4700 | No | - | - | No | - | - | - | - | - | No | - | - | No | - | - | No | - | - | 59 | 66 | 5.746 | 5.4 | 5.627 | -10.468 | 9.987 | 7.269 | 291 | 467 | 1395 | -421 | 516 | 1548 | 4 | 3.5 | 4 | 3.32 | 3.95 | 4.749 | 3.607 | 4.293 | 4.759 | 2441 | 855 | 112 | 760 | 364 | 70 | 1.5 | 2 | 3 | No | - | - | - | - | N/A | N/A | N/A | 1 | 3.3271 | 3.6398
[SEER Non Multi-Split <=65kW] (Air Conditioners up to 65kW) EE Regulations 2020 Schedule 2A | MEPS 2019 | AS/NZS 3823.1.1:2012 | MFXS60 |  | N/A | MIDEA | N/A | Non Ducted | Single Split System | Wall Hung | Air | Air | China | 1.8 | N/A | 6 | N/A | N/A | N/A | N/A | N/A | 1.7 | 6.2 | Calorimeter Room | 3.3628 | 3.5993 | N/A | - | N/A | N/A | N/A | N/A | N/A | N/A | N/A | N/A | N/A | N/A | N/A | N/A | N/A | N/A | N/A | N/A | N/A | Single | R32 | New Zealand | 138413 | 2121-06-30 |  | Approved | Reverse Cycle | N/A | Yes | Class 9 | Yes | N/A | N/A | N/A | N/A | N/A | N/A | N/A | Available | N/A | N/A | http://www.tradedepot.co.nz/ |  | N/A |  |  | ZAC0754 | Yes | Variable output compressor | Inverter | No | - | 6000 | 1.8 | - | 660 | 3000 | Yes | 580 | 2750 | - | - | - | Yes | 500 | 3170 | - | 325 | 2320 | 6200 | 1.7 | 605 | 3000 | Yes | 460 | 2310 | Yes | 1755 | 4700 | No | - | - | No | - | - | - | - | - | No | - | - | No | - | - | No | - | - | - | - | 5.746 | 5.4 | 5.627 | -10.468 | 9.987 | 7.269 | 291 | 467 | 1395 | -421 | 516 | 1548 | 4 | 3.5 | 4 | 3.32 | 3.95 | 4.749 | 3.607 | 4.293 | 4.759 | 2441 | 855 | 112 | 760 | 364 | 70 | 1.5 | 2 | 3 | No | - | - | - | - | N/A | N/A | N/A | 1 | 3.3271 | 3.6398
[SEER Non Multi-Split <=65kW] GEMS (Air Conditioners up to 65kW) Determination 2019 | MEPS 2019 | AS/NZS 3823.1.1:2012 | MFXS70 |  | N/A | MIDEA | N/A | Non Ducted | Single Split System | Wall Hung | Air | Air | China | 1.95 | N/A | 7 | N/A | N/A | N/A | N/A | N/A | 1.95 | 7.5 | Calorimeter Room | 3.5783 | 3.8353 | N/A | - | N/A | N/A | N/A | N/A | N/A | N/A | N/A | N/A | N/A | N/A | N/A | N/A | N/A | N/A | N/A | N/A | N/A | Single | R32 | Australia,Fiji,New Zealand | 135053 | 2026-04-06 |  | Approved | Reverse Cycle | N/A | Yes | Class 9 | Yes | N/A | N/A | N/A | N/A | N/A | N/A | N/A | Available | N/A | N/A |  | http://www.midea.net.au/ | N/A |  |  | AAC5871 | Yes | Variable output compressor | Inverter | No | - | 7000 | 1.95 | - | 740 | 3600 | Yes | 710 | 3360 | - | 1782.3 | 7539 | Yes | 625 | 3920 | - | 500 | 3280 | 7500 | 1.95 | 740 | 3800 | Yes | 415 | 2130 | Yes | 2860 | 6320 | No | - | - | No | - | - | - | - | - | No | - | - | No | - | - | No | - | - | 63 | 65 | 5.551 | 5.252 | 5.488 | 8.559 | 7.094 | 6.213 | 352 | 560 | 1669 | 596 | 848 | 2113 | 4 | 3.5 | 3.5 | 3.44 | 4.172 | 4.997 | 3.875 | 4.514 | 5.002 | 2849 | 979 | 128 | 855 | 418 | 81 | 1.5 | 2.5 | 3 | No | - | - | - | - | N/A | N/A | N/A | 1 | 3.5835 | 3.8395
[SEER Non Multi-Split <=65kW] GEMS (Air Conditioners up to 65kW) Determination 2019 | MEPS 2019 | AS/NZS 3823.1.1:2012 | MFXS71N/ MFXS71W | MF70 series | N/A | Midea | N/A | Non Ducted | Single Split System | Wall Hung | Air | Air | China | 1.95 | N/A | 7 | N/A | N/A | N/A | N/A | N/A | 1.99 | 7.5 | Calorimeter Room | 3.5412 | 3.7692 | N/A | - | N/A | N/A | N/A | N/A | N/A | N/A | N/A | N/A | N/A | N/A | N/A | N/A | N/A | N/A | N/A | N/A | Calorimeter Room | Single | R32 | Australia,Fiji,New Zealand | 150577 | 2027-11-09 |  | Approved | Reverse Cycle | N/A | Yes | Class 9 | Yes | N/A | N/A | N/A | N/A | N/A | N/A | N/A | Available | N/A | N/A |  |  | N/A |  |  | AAC7138 | Yes | Variable output compressor | Inverter | No | - | 7000 | 1.95 | - | 700 | 3500 | Yes | 630 | 3100 | - | 1782.3 | 7539 | Yes | 610 | 3900 | - | 490 | 3315 | 7500 | 1.99 | 750 | 3845 | Yes | 465 | 2270 | Yes | 3030 | 8060 | No | - | - | No | - | - | - | - | - | No | - | - | No | - | - | No | - | - | 61 | 67 | 5.578 | 5.262 | 5.502 | 7.837 | 6.801 | 6.137 | 350 | 559 | 1665 | 651 | 885 | 2139 | 4 | 3.5 | 4 | 3.838 | 4.261 | 4.818 | 4.109 | 4.464 | 4.788 | 2554 | 959 | 133 | 807 | 423 | 84 | 2 | 2.5 | 3 | No | - | - | - | - | N/A | N/A | N/A | 1 | 3.5835 | 3.7625
[SEER Non Multi-Split <=65kW] GEMS (Air Conditioners up to 65kW) Determination 2019 | MEPS 2019 | AS/NZS 3823.1.1:2012 | MFXS80 |  | N/A | MIDEA | N/A | Non Ducted | Single Split System | Wall Hung | Air | Air | China | 2.35 | N/A | 8 | N/A | N/A | N/A | N/A | N/A | 2.25 | 8.5 | Calorimeter Room | 3.42 | 3.7006 | N/A | - | N/A | N/A | N/A | N/A | N/A | N/A | N/A | N/A | N/A | N/A | N/A | N/A | N/A | N/A | N/A | N/A | N/A | Single | R32 | Australia,Fiji,New Zealand | 135055 | 2026-04-06 |  | Approved | Reverse Cycle | N/A | Yes | Class 9 | Yes | N/A | N/A | N/A | N/A | N/A | N/A | N/A | Available | N/A | N/A |  | http://www.midea.net.au/ | N/A |  |  | AAC5872 | Yes | Variable output compressor | Inverter | No | - | 8000 | 2.35 | - | 885 | 4100 | Yes | 780 | 3790 | - | 2147.9 | 8616 | Yes | 690 | 4250 | - | 500 | 3280 | 8500 | 2.25 | 800 | 4100 | Yes | 415 | 2130 | Yes | 2860 | 6320 | No | - | - | No | - | - | - | - | - | No | - | - | No | - | - | No | - | - | 64 | 67 | 5.464 | 5.152 | 5.369 | 10.197 | 7.493 | 6.258 | 409 | 653 | 1950 | 572 | 918 | 2398 | 3.5 | 3.5 | 3.5 | 3.178 | 3.938 | 5.012 | 3.589 | 4.428 | 5.041 | 3495 | 1175 | 145 | 1046 | 483 | 91 | 1.5 | 2 | 3.5 | No | - | - | - | - | N/A | N/A | N/A | 1 | 3.3994 | 3.7721
[SEER Non Multi-Split <=65kW] GEMS (Air Conditioners up to 65kW) Determination 2019 | MEPS 2019 | AS/NZS 3823.1.1:2012 | MFXS81N/MFXS81W | MF80 series | N/A | Midea | N/A | Non Ducted | Single Split System | Wall Hung | Air | Air | China | 2.4 | N/A | 8 | N/A | N/A | N/A | N/A | N/A | 2.4 | 8.5 | Calorimeter Room | 3.4012 | 3.6237 | N/A | - | N/A | N/A | N/A | N/A | N/A | N/A | N/A | N/A | N/A | N/A | N/A | N/A | N/A | N/A | N/A | N/A | Calorimeter Room | Single | R32 | Australia,Fiji,New Zealand | 150606 | 2027-11-02 |  | Approved | Reverse Cycle | N/A | Yes | Class 9 | Yes | N/A | N/A | N/A | N/A | N/A | N/A | N/A | Available | N/A | N/A |  |  | N/A |  |  | AAC7123 | Yes | Variable output compressor | Inverter | No | - | 8000 | 2.4 | - | 780 | 3840 | Yes | 670 | 3200 | - | 2193.6 | 8616 | Yes | 680 | 4240 | - | 490 | 3315 | 8500 | 2.4 | 795 | 4030 | Yes | 465 | 2265 | Yes | 3030 | 8060 | No | - | - | No | - | - | - | - | - | No | - | - | No | - | - | No | - | - | 61 | 67 | 5.423 | 5.092 | 5.288 | 8.136 | 6.858 | 5.942 | 412 | 661 | 1980 | 717 | 1003 | 2526 | 3.5 | 3.5 | 3.5 | 3.634 | 4.128 | 4.816 | 3.985 | 4.421 | 4.817 | 3056 | 1121 | 151 | 942 | 483 | 95 | 2 | 2.5 | 3 | No | - | - | - | - | N/A | N/A | N/A | 1 | 3.3286 | 3.5367
[SEER Multi-Split <=65kW] GEMS (Air Conditioners up to 65kW) Determination 2019 | N/A | AS/NZS 3823.1.4:2012 | MID-V180W/DRN1-AU / MI-18T2/DHN1-DA5-AU |  | N/A | MIDEA | 1.05 | Ducted | Multiple split - VRF | N/A | Air | Air | China | 5.15 | 16.95 | 18 | N/A | 0 | 0 | 0 | N/A | 5.1 | 18 | Enthalpy Test Room | 3.4255 | 3.5021 | Yes | 0 | N/A | 38.2 | 37.8 | 0 | 0 | N/A | N/A | N/A | 3.3417 | 3.4178 | N/A | N/A | N/A | N/A | N/A | N/A | Enthalpy Test Room | Three | R410A | Australia,Fiji,New Zealand | 127577 | 2025-03-25 |  | Approved | Reverse Cycle | N/A | No | Class 20 | No | N/A | No | - | - | - | - | 3.4255 | Available | N/A | N/A |  |  | Yes |  |  | AAC4688 | N/A | Variable output compressor | Inverter | N/A | N/A | N/A | 5.15 | N/A | N/A | N/A | N/A | N/A | N/A | N/A | N/A | N/A | N/A | N/A | N/A | N/A | N/A | N/A | N/A | 5.1 | N/A | N/A | N/A | N/A | N/A | N/A | N/A | N/A | N/A | N/A | N/A | N/A | N/A | N/A | N/A | N/A | N/A | N/A | N/A | N/A | N/A | N/A | N/A | N/A | N/A | N/A | N/A | N/A | N/A | N/A | N/A | N/A | N/A | N/A | N/A | N/A | N/A | N/A | N/A | N/A | N/A | N/A | N/A | N/A | N/A | N/A | N/A | N/A | N/A | N/A | N/A | N/A | N/A | N/A | N/A | N/A | N/A | N/A | N/A | N/A | N/A | N/A | N/A | N/A | N/A | N/A | N/A | 3.4097 | 3.4432
[SEER Multi-Split <=65kW] GEMS (Air Conditioners up to 65kW) Determination 2019 | N/A | AS/NZS 3823.1.4:2012 | MID-V200W/DRN1-AU / MI-18T2/DHN1-DA5-AU |  | N/A | MIDEA | 1.25 | Ducted | Multiple split - VRF | N/A | Air | Air | China | 5.95 | 18.75 | 20 | N/A | 0 | 0 | 0 | N/A | 5.9 | 20 | Enthalpy Test Room | 3.3283 | 3.3617 | Yes | 0 | N/A | 37.2 | 36.8 | 0 | 0 | N/A | N/A | N/A | 3.2582 | 3.2928 | N/A | N/A | N/A | N/A | N/A | N/A | Enthalpy Test Room | Three | R410A | Australia,Fiji,New Zealand | 127578 | 2025-03-24 |  | Approved | Reverse Cycle | N/A | No | Class 20 | No | N/A | No | - | - | - | - | 3.3283 | Available | N/A | N/A |  |  | Yes |  |  | AAC4686 | N/A | Variable output compressor | Inverter | N/A | N/A | N/A | 5.95 | N/A | N/A | N/A | N/A | N/A | N/A | N/A | N/A | N/A | N/A | N/A | N/A | N/A | N/A | N/A | N/A | 5.9 | N/A | N/A | N/A | N/A | N/A | N/A | N/A | N/A | N/A | N/A | N/A | N/A | N/A | N/A | N/A | N/A | N/A | N/A | N/A | N/A | N/A | N/A | N/A | N/A | N/A | N/A | N/A | N/A | N/A | N/A | N/A | N/A | N/A | N/A | N/A | N/A | N/A | N/A | N/A | N/A | N/A | N/A | N/A | N/A | N/A | N/A | N/A | N/A | N/A | N/A | N/A | N/A | N/A | N/A | N/A | N/A | N/A | N/A | N/A | N/A | N/A | N/A | N/A | N/A | N/A | N/A | N/A | 3.2918 | 3.3198
[SEER Multi-Split <=65kW] GEMS (Air Conditioners up to 65kW) Determination 2019 | N/A | AS/NZS 3823.1.4:2012 | MID-V224W/DRN1-AU / MI-18T2/DHN1-DA5-AU |  | N/A | MIDEA | 2.05 | Ducted | Multiple split - VRF | N/A | Air | Air | China | 6.15 | 20.35 | 22.4 | N/A | 0 | 0 | 0 | N/A | 5.95 | 22.4 | Enthalpy Test Room | 3.684 | 3.7702 | Yes | 0 | N/A | 38.2 | 37.8 | 0 | 0 | N/A | N/A | N/A | 3.6085 | 3.691 | N/A | N/A | N/A | N/A | N/A | N/A | Enthalpy Test Room | Three | R410A | Australia,Fiji,New Zealand | 127579 | 2025-03-26 |  | Approved | Reverse Cycle | N/A | No | Class 20 | No | N/A | No | - | - | - | - | 3.684 | Available | N/A | N/A |  |  | Yes |  |  | AAC4715 | N/A | Variable output compressor | Inverter | N/A | N/A | N/A | 6.15 | N/A | N/A | N/A | N/A | N/A | N/A | N/A | N/A | N/A | N/A | N/A | N/A | N/A | N/A | N/A | N/A | 5.95 | N/A | N/A | N/A | N/A | N/A | N/A | N/A | N/A | N/A | N/A | N/A | N/A | N/A | N/A | N/A | N/A | N/A | N/A | N/A | N/A | N/A | N/A | N/A | N/A | N/A | N/A | N/A | N/A | N/A | N/A | N/A | N/A | N/A | N/A | N/A | N/A | N/A | N/A | N/A | N/A | N/A | N/A | N/A | N/A | N/A | N/A | N/A | N/A | N/A | N/A | N/A | N/A | N/A | N/A | N/A | N/A | N/A | N/A | N/A | N/A | N/A | N/A | N/A | N/A | N/A | N/A | N/A | 3.5674 | 3.6856
[SEER Multi-Split <=65kW] GEMS (Air Conditioners up to 65kW) Determination 2019 | N/A | AS/NZS 3823.1.4:2012 | MID-V240W/DRN1-AU / MI-18T2/DHN1-DA5-AU |  | N/A | MIDEA | 1.8 | Ducted | Multiple split - VRF | N/A | Air | Air | China | 6.7 | 21.7 | 23.5 | N/A | 0 | 0 | 0 | N/A | 7.15 | 25 | Enthalpy Test Room | 3.4693 | 3.4696 | Yes | 0 | N/A | 38.2 | 37.8 | 0 | 0 | N/A | N/A | N/A | 3.4042 | 3.4092 | N/A | N/A | N/A | N/A | N/A | N/A | Enthalpy Test Room | Three | R410A | Australia,Fiji,New Zealand | 127580 | 2025-03-25 |  | Approved | Reverse Cycle | N/A | No | Class 20 | No | N/A | No | - | - | - | - | 3.4693 | Available | N/A | N/A |  |  | Yes |  |  | AAC4705 | N/A | Variable output compressor | Inverter | N/A | N/A | N/A | 6.7 | N/A | N/A | N/A | N/A | N/A | N/A | N/A | N/A | N/A | N/A | N/A | N/A | N/A | N/A | N/A | N/A | 7.15 | N/A | N/A | N/A | N/A | N/A | N/A | N/A | N/A | N/A | N/A | N/A | N/A | N/A | N/A | N/A | N/A | N/A | N/A | N/A | N/A | N/A | N/A | N/A | N/A | N/A | N/A | N/A | N/A | N/A | N/A | N/A | N/A | N/A | N/A | N/A | N/A | N/A | N/A | N/A | N/A | N/A | N/A | N/A | N/A | N/A | N/A | N/A | N/A | N/A | N/A | N/A | N/A | N/A | N/A | N/A | N/A | N/A | N/A | N/A | N/A | N/A | N/A | N/A | N/A | N/A | N/A | N/A | 3.4411 | 3.4351
[Unitary Single-Duct] GEMS (Air Conditioners up to 65kW) Determination 2019 | MEPS 2019 | AS/NZS 3823.1.5:2015 | MPPD25C |  | N/A | Midea | N/A | Non Ducted | Portable | N/A | N/A | N/A | China | 0.95 | N/A | 2.5 | N/A | N/A | N/A | N/A | N/A | - | - | Calorimeter Room | 2.7924 | - | N/A | N/A | N/A | N/A | N/A | N/A | N/A | N/A | N/A | N/A | N/A | N/A | N/A | N/A | N/A | N/A | N/A | N/A | Calorimeter Room | Single | R290 | Australia,Fiji,New Zealand | 141136 | 2026-09-01 |  | Approved | Cooling Only | N/A | N/A | Class 4 | N/A | N/A | N/A | N/A | N/A | N/A | N/A | N/A | Available | N/A | N/A |  |  | N/A |  |  | AAC6236 | No | N/A | N/A | N/A | N/A | 2500 | 0.95 | N/A | N/A | N/A | N/A | N/A | N/A | N/A | N/A | N/A | N/A | N/A | N/A | N/A | N/A | N/A | - | - | N/A | N/A | N/A | N/A | N/A | N/A | N/A | N/A | N/A | N/A | N/A | N/A | N/A | N/A | N/A | N/A | N/A | N/A | N/A | N/A | N/A | N/A | N/A | N/A | N/A | N/A | 61.5 | N/A | N/A | N/A | N/A | N/A | N/A | N/A | 518 | 798 | 2135 | N/A | N/A | N/A | 0 | 0 | 0 | N/A | N/A | N/A | N/A | N/A | N/A | - | - | - | N/A | N/A | N/A | - | - | - | N/A | No | - | - | - | - | - | - | N/A | 2.6316 | -
[Unitary Single-Duct] GEMS (Air Conditioners up to 65kW) Determination 2019 | MEPS 2019 | AS/NZS 3823.1.5:2015 | MPPD27C |  | N/A | MIDEA | N/A | Non Ducted | Portable | N/A | N/A | N/A | China | 0.93 | N/A | 2.7 | N/A | N/A | N/A | N/A | N/A | 0 | 0 | Calorimeter Room | 2.9184 | 0 | N/A | N/A | N/A | N/A | N/A | N/A | N/A | N/A | N/A | N/A | N/A | N/A | N/A | N/A | N/A | N/A | N/A | N/A | Calorimeter Room | Single | R290 | Australia,Fiji,New Zealand | 132185 | 2025-11-23 |  | Approved | Cooling Only | N/A | N/A | Class 4 | N/A | N/A | N/A | N/A | N/A | N/A | N/A | N/A | Available | N/A | N/A |  | http://www.midea.net.au/ | N/A |  |  | AAC5501 | No | N/A | N/A | N/A | N/A | 2700 | 0.93 | N/A | N/A | N/A | N/A | N/A | N/A | N/A | N/A | N/A | N/A | N/A | N/A | N/A | N/A | N/A | 0 | 0 | N/A | N/A | N/A | N/A | N/A | N/A | N/A | N/A | N/A | N/A | N/A | N/A | N/A | N/A | N/A | N/A | N/A | N/A | N/A | N/A | N/A | N/A | N/A | N/A | N/A | N/A | 61 | N/A | N/A | N/A | N/A | N/A | N/A | N/A | 507 | 781 | 2090 | N/A | N/A | N/A | 0 | 0 | 0 | N/A | N/A | N/A | N/A | N/A | N/A | 0 | 0 | 0 | N/A | N/A | N/A | 0 | 0 | 0 | N/A | No | 0 | 0 | 0 | 0 | 0 | 0 | N/A | 2.9032 | 0
[Unitary Single-Duct] GEMS (Air Conditioners up to 65kW) Determination 2019 | MEPS 2019 | AS/NZS 3823.1.5:2015 | MPPD27H |  | N/A | MIDEA | N/A | Non Ducted | Portable | N/A | N/A | N/A | China | 1.05 | N/A | 2.7 | N/A | N/A | N/A | N/A | N/A | 0.92 | 2.8 | Calorimeter Room | 2.728 | 3.0786 | N/A | N/A | N/A | N/A | N/A | N/A | N/A | N/A | N/A | N/A | N/A | N/A | N/A | N/A | N/A | N/A | N/A | N/A | Calorimeter Room | Single | R410A | Australia,Fiji,New Zealand | 131967 | 2025-08-31 |  | Approved | Reverse Cycle | N/A | N/A | Class 4 | N/A | N/A | N/A | N/A | N/A | N/A | N/A | N/A | Available | N/A | N/A |  | http://www.midea.net.au/ | N/A |  |  | AAC5214 | No | N/A | N/A | N/A | N/A | 2700 | 1.05 | N/A | N/A | N/A | N/A | N/A | N/A | N/A | N/A | N/A | N/A | N/A | N/A | N/A | N/A | N/A | 2800 | 0.92 | N/A | N/A | N/A | N/A | N/A | N/A | N/A | N/A | N/A | N/A | N/A | N/A | N/A | N/A | N/A | N/A | N/A | N/A | N/A | N/A | N/A | N/A | N/A | N/A | N/A | N/A | 64 | N/A | N/A | N/A | N/A | N/A | N/A | N/A | 572 | 882 | 2359 | N/A | N/A | N/A | 0 | 0 | 0 | N/A | N/A | N/A | N/A | N/A | N/A | 2447 | 1188 | 255 | N/A | N/A | N/A | 0 | 0 | 0 | N/A | No | 0 | 0 | 0 | 0 | 0 | 0 | N/A | 2.5714 | 3.0435
[Unitary Single-Duct] GEMS (Air Conditioners up to 65kW) Determination 2019 | MEPS 2019 | AS/NZS 3823.1.5:2015 | MPPD30C |  | N/A | MIDEA | N/A | Non Ducted | Portable | N/A | N/A | N/A | China | 0.95 | N/A | 3 | N/A | N/A | N/A | N/A | N/A | 0 | 0 | Calorimeter Room | 3.0675 | 0 | N/A | N/A | N/A | N/A | N/A | N/A | N/A | N/A | N/A | N/A | N/A | N/A | N/A | N/A | N/A | N/A | N/A | N/A | Calorimeter Room | Single | R290 | Australia,Fiji,New Zealand | 132187 | 2025-11-23 |  | Approved | Cooling Only | N/A | N/A | Class 4 | N/A | N/A | N/A | N/A | N/A | N/A | N/A | N/A | Available | N/A | N/A |  | http://www.midea.net.au/ | N/A |  |  | AAC5502 | No | N/A | N/A | N/A | N/A | 3000 | 0.95 | N/A | N/A | N/A | N/A | N/A | N/A | N/A | N/A | N/A | N/A | N/A | N/A | N/A | N/A | N/A | 0 | 0 | N/A | N/A | N/A | N/A | N/A | N/A | N/A | N/A | N/A | N/A | N/A | N/A | N/A | N/A | N/A | N/A | N/A | N/A | N/A | N/A | N/A | N/A | N/A | N/A | N/A | N/A | 62 | N/A | N/A | N/A | N/A | N/A | N/A | N/A | 518 | 798 | 2135 | N/A | N/A | N/A | 0 | 0 | 0 | N/A | N/A | N/A | N/A | N/A | N/A | 0 | 0 | 0 | N/A | N/A | N/A | 0 | 0 | 0 | N/A | No | 0 | 0 | 0 | 0 | 0 | 0 | N/A | 3.1579 | 0
[Unitary Single-Duct] GEMS (Air Conditioners up to 65kW) Determination 2019 | MEPS 2019 | AS/NZS 3823.1.5:2015 | MPPD33C |  | N/A | Midea | N/A | Non Ducted | Portable | N/A | N/A | N/A | China | 1.23 | N/A | 3.3 | N/A | N/A | N/A | N/A | N/A | - | - | Calorimeter Room | 2.7457 | - | N/A | N/A | N/A | N/A | N/A | N/A | N/A | N/A | N/A | N/A | N/A | N/A | N/A | N/A | N/A | N/A | N/A | N/A | Calorimeter Room | Single | R290 | Australia,Fiji,New Zealand | 141139 | 2026-09-01 |  | Approved | Cooling Only | N/A | N/A | Class 4 | N/A | N/A | N/A | N/A | N/A | N/A | N/A | N/A | Available | N/A | N/A |  |  | N/A |  |  | AAC6235 | No | N/A | N/A | N/A | N/A | 3300 | 1.23 | N/A | N/A | N/A | N/A | N/A | N/A | N/A | N/A | N/A | N/A | N/A | N/A | N/A | N/A | N/A | - | - | N/A | N/A | N/A | N/A | N/A | N/A | N/A | N/A | N/A | N/A | N/A | N/A | N/A | N/A | N/A | N/A | N/A | N/A | N/A | N/A | N/A | N/A | N/A | N/A | N/A | N/A | 61.3 | N/A | N/A | N/A | N/A | N/A | N/A | N/A | 670 | 1033 | 2764 | N/A | N/A | N/A | 0 | 0 | 0 | N/A | N/A | N/A | N/A | N/A | N/A | - | - | - | N/A | N/A | N/A | - | - | - | N/A | No | - | - | - | - | - | - | N/A | 2.6829 | -
[Unitary Single-Duct] GEMS (Air Conditioners up to 65kW) Determination 2019 | MEPS 2019 | AS/NZS 3823.1.5:2015 | MPPD33CB |  | N/A | MIDEA | N/A | Non Ducted | Portable | N/A | N/A | N/A | China | 1.29 | N/A | 3.3 | N/A | N/A | N/A | N/A | N/A | - | - | Calorimeter Room | 2.8783 | - | N/A | N/A | N/A | N/A | N/A | N/A | N/A | N/A | N/A | N/A | N/A | N/A | N/A | N/A | N/A | N/A | N/A | N/A | Calorimeter Room | Single | R290 | Australia,Fiji,New Zealand | 163661 | 2029-08-12 |  | Approved | Cooling Only | N/A | N/A | Class 4 | N/A | N/A | N/A | N/A | N/A | N/A | N/A | N/A | Available | N/A | N/A | http://www.tradedepot.co.nz/ |  | N/A |  |  | AAC8389 | No | N/A | N/A | N/A | N/A | 3300 | 1.29 | N/A | N/A | N/A | N/A | N/A | N/A | N/A | N/A | N/A | N/A | N/A | N/A | N/A | N/A | N/A | - | - | N/A | N/A | N/A | N/A | N/A | N/A | N/A | N/A | N/A | N/A | N/A | N/A | N/A | N/A | N/A | N/A | N/A | N/A | N/A | N/A | N/A | N/A | N/A | N/A | N/A | N/A | 61.3 | N/A | N/A | N/A | N/A | N/A | N/A | N/A | 703 | 1084 | 2899 | N/A | N/A | N/A | 0 | 0 | 0 | N/A | N/A | N/A | N/A | N/A | N/A | - | - | - | N/A | N/A | N/A | - | - | - | N/A | No | - | - | - | - | - | - | N/A | 2.5581 | -
[Unitary Single-Duct] GEMS (Air Conditioners up to 65kW) Determination 2019 | MEPS 2019 | AS/NZS 3823.1.5:2015 | MPPD33H |  | N/A | MIDEA | N/A | Non Ducted | Portable | N/A | Air | Air | China | 1.28 | N/A | 3.378 | N/A | N/A | N/A | N/A | N/A | 0.99 | 2.81 | Calorimeter Room | 2.6487 | 3.1274 | N/A | N/A | N/A | N/A | N/A | N/A | N/A | N/A | N/A | N/A | N/A | N/A | N/A | N/A | N/A | N/A | N/A | N/A | Calorimeter Room | Single | R290 | Australia,Fiji,New Zealand | 148561 | 2027-07-28 |  | Approved | Reverse Cycle | N/A | N/A | Class 4 | N/A | N/A | N/A | N/A | N/A | N/A | N/A | N/A | Available | N/A | N/A |  | http://www.midea.net.au/ | N/A |  |  | AAC6843 | No | N/A | N/A | N/A | N/A | 3378 | 1.28 | N/A | N/A | N/A | N/A | N/A | N/A | N/A | N/A | N/A | N/A | N/A | N/A | N/A | N/A | N/A | 2810 | 0.99 | N/A | N/A | N/A | N/A | N/A | N/A | N/A | N/A | N/A | N/A | N/A | N/A | N/A | N/A | N/A | N/A | N/A | N/A | N/A | N/A | N/A | N/A | N/A | N/A | N/A | N/A | 64.5 | N/A | N/A | N/A | N/A | N/A | N/A | N/A | 698 | 1075 | 2876 | N/A | N/A | N/A | 0 | 0 | 0 | N/A | N/A | N/A | N/A | N/A | N/A | 2633 | 1278 | 274 | N/A | N/A | N/A | 0 | 0 | 0 | N/A | No | - | - | - | - | - | - | N/A | 2.6391 | 2.8384
[Unitary Single-Duct] GEMS (Air Conditioners up to 65kW) Determination 2019 | MEPS 2019 | AS/NZS 3823.1.5:2015 | MPPD35C |  | N/A | MIDEA | N/A | Non Ducted | Portable | N/A | N/A | N/A | China | 1.4 | N/A | 3.8 | N/A | N/A | N/A | N/A | N/A | 0 | 0 | Calorimeter Room | 2.7181 | 0 | N/A | N/A | N/A | N/A | N/A | N/A | N/A | N/A | N/A | N/A | N/A | N/A | N/A | N/A | N/A | N/A | N/A | N/A | Calorimeter Room | Single | R410A | Australia,Fiji,New Zealand | 131969 | 2025-08-31 |  | Approved | Cooling Only | N/A | N/A | Class 4 | N/A | N/A | N/A | N/A | N/A | N/A | N/A | N/A | Available | N/A | N/A |  | http://www.midea.net.au/ | N/A |  |  | AAC5215 | No | N/A | N/A | N/A | N/A | 3800 | 1.4 | N/A | N/A | N/A | N/A | N/A | N/A | N/A | N/A | N/A | N/A | N/A | N/A | N/A | N/A | N/A | 0 | 0 | N/A | N/A | N/A | N/A | N/A | N/A | N/A | N/A | N/A | N/A | N/A | N/A | N/A | N/A | N/A | N/A | N/A | N/A | N/A | N/A | N/A | N/A | N/A | N/A | N/A | N/A | 64 | N/A | N/A | N/A | N/A | N/A | N/A | N/A | 763 | 1176 | 3146 | N/A | N/A | N/A | 0 | 0 | 0 | N/A | N/A | N/A | N/A | N/A | N/A | 0 | 0 | 0 | N/A | N/A | N/A | 0 | 0 | 0 | N/A | No | 0 | 0 | 0 | 0 | 0 | 0 | N/A | 2.7143 | 0
[Unitary Single-Duct] GEMS (Air Conditioners up to 65kW) Determination 2019 | MEPS 2019 | AS/NZS 3823.1.5:2015 | MPPD35H |  | N/A | MIDEA | N/A | Non Ducted | Portable | N/A | N/A | N/A | China | 1.3 | N/A | 3.5 | N/A | N/A | N/A | N/A | N/A | 1.05 | 2.95 | Calorimeter Room | 2.6867 | 2.849 | N/A | N/A | N/A | N/A | N/A | N/A | N/A | N/A | N/A | N/A | N/A | N/A | N/A | N/A | N/A | N/A | N/A | N/A | Calorimeter Room | Single | R290 | Australia,Fiji,New Zealand | 132008 | 2025-08-31 |  | Approved | Reverse Cycle | N/A | N/A | Class 4 | N/A | N/A | N/A | N/A | N/A | N/A | N/A | N/A | Available | N/A | N/A |  | http://www.midea.net.au/ | N/A |  |  | AAC5213 | No | N/A | N/A | N/A | N/A | 3500 | 1.3 | N/A | N/A | N/A | N/A | N/A | N/A | N/A | N/A | N/A | N/A | N/A | N/A | N/A | N/A | N/A | 2950 | 1.05 | N/A | N/A | N/A | N/A | N/A | N/A | N/A | N/A | N/A | N/A | N/A | N/A | N/A | N/A | N/A | N/A | N/A | N/A | N/A | N/A | N/A | N/A | N/A | N/A | N/A | N/A | 64 | N/A | N/A | N/A | N/A | N/A | N/A | N/A | 708 | 1092 | 2921 | N/A | N/A | N/A | 0 | 0 | 0 | N/A | N/A | N/A | N/A | N/A | N/A | 2793 | 1356 | 291 | N/A | N/A | N/A | 0 | 0 | 0 | N/A | No | 0 | 0 | 0 | 0 | 0 | 0 | N/A | 2.6923 | 2.8095
[Unitary Single-Duct] GEMS (Air Conditioners up to 65kW) Determination 2019 | MEPS 2019 | AS/NZS 3823.1.5:2015 | MPPD40C |  | N/A | MIDEA | N/A | Non Ducted | Portable | N/A | N/A | N/A | China | 1.509 | N/A | 4 | N/A | N/A | N/A | N/A | N/A | - | - | Calorimeter Room | 2.6226 | - | N/A | N/A | N/A | N/A | N/A | N/A | N/A | N/A | N/A | N/A | N/A | N/A | N/A | N/A | N/A | N/A | N/A | N/A | Calorimeter Room | Single | R290 | Australia,Fiji,New Zealand | 152459 | 2028-02-07 |  | Approved | Cooling Only | N/A | N/A | Class 4 | N/A | N/A | N/A | N/A | N/A | N/A | N/A | N/A | Available | N/A | N/A |  | http://www.midea.net.au/ | N/A |  |  | AAC7251 | No | N/A | N/A | N/A | N/A | 4000 | 1.509 | N/A | N/A | N/A | N/A | N/A | N/A | N/A | N/A | N/A | N/A | N/A | N/A | N/A | N/A | N/A | - | - | N/A | N/A | N/A | N/A | N/A | N/A | N/A | N/A | N/A | N/A | N/A | N/A | N/A | N/A | N/A | N/A | N/A | N/A | N/A | N/A | N/A | N/A | N/A | N/A | N/A | N/A | 63.5 | N/A | N/A | N/A | N/A | N/A | N/A | N/A | 822 | 1268 | 3391 | N/A | N/A | N/A | 0 | 0 | 0 | N/A | N/A | N/A | N/A | N/A | N/A | - | - | - | N/A | N/A | N/A | - | - | - | N/A | No | - | - | - | - | - | - | N/A | 2.6508 | -
[SEER Non Multi-Split <=65kW] GEMS (Air Conditioners up to 65kW) Determination 2019 | MEPS 2019 | AS/NZS 3823.1.1:2012 | MPPH25C |  | N/A | MIDEA | N/A | Non Ducted | Unitary double duct portable | - | Air | - | China | 1 | N/A | 2.56 | N/A | N/A | N/A | N/A | N/A | - | - | Calorimeter Room | 2.609 | - | N/A | - | N/A | N/A | N/A | N/A | N/A | N/A | N/A | N/A | N/A | N/A | N/A | N/A | N/A | N/A | N/A | N/A | N/A | Single | R290 | Australia,Fiji,New Zealand | 129398 | 2025-07-09 |  | Approved | Cooling Only | N/A | No | Class 2 | No | N/A | N/A | N/A | N/A | N/A | N/A | N/A | Available | N/A | N/A |  | http://www.midea.net.au/ | N/A |  |  | AAC4995 | No | - | - | - | - | 2560 | 1 | - | - | - | - | - | - | No | - | - | - | - | - | - | - | - | - | - | - | - | - | - | - | - | - | - | - | - | - | - | - | - | - | - | - | - | - | - | - | - | - | - | - | - | 63 | - | 2.645 | 2.618 | 2.715 | 2.945 | 2.808 | 2.819 | 272 | 413 | 1236 | 636 | 786 | 1705 | 1 | 1 | 1 | - | - | - | - | - | - | - | - | - | - | - | - | - | - | - | - | No | - | - | - | N/A | N/A | N/A | 0 | 2.56 | -
[Unitary Single-Duct] GEMS (Air Conditioners up to 65kW) Determination 2019 | MEPS 2019 | AS/NZS 3823.1.5:2015 | MPPH26C |  | N/A | MIDEA | N/A | Non Ducted | Portable | N/A | N/A | N/A | China | 1 | N/A | 2.56 | N/A | N/A | N/A | N/A | N/A | 0 | 0 | Calorimeter Room | 2.609 | 0 | N/A | N/A | N/A | N/A | N/A | N/A | N/A | N/A | N/A | N/A | N/A | N/A | N/A | N/A | N/A | N/A | N/A | N/A | Calorimeter Room | Single | R290 | Australia,Fiji,New Zealand | 133066 | 2025-10-13 |  | Approved | Cooling Only | N/A | N/A | Class 4 | N/A | N/A | N/A | N/A | N/A | N/A | N/A | N/A | Available | N/A | N/A |  | http://www.midea.net.au/ | N/A |  |  | AAC5398 | No | N/A | N/A | N/A | N/A | 2560 | 1 | N/A | N/A | N/A | N/A | N/A | N/A | N/A | N/A | N/A | N/A | N/A | N/A | N/A | N/A | N/A | 0 | 0 | N/A | N/A | N/A | N/A | N/A | N/A | N/A | N/A | N/A | N/A | N/A | N/A | N/A | N/A | N/A | N/A | N/A | N/A | N/A | N/A | N/A | N/A | N/A | N/A | N/A | N/A | 63 | N/A | N/A | N/A | N/A | N/A | N/A | N/A | 545 | 840 | 2247 | N/A | N/A | N/A | 0 | 0 | 0 | N/A | N/A | N/A | N/A | N/A | N/A | 0 | 0 | 0 | N/A | N/A | N/A | 0 | 0 | 0 | N/A | No | 0 | 0 | 0 | 0 | 0 | 0 | N/A | 2.56 | 0
[Unitary Single-Duct] GEMS (Air Conditioners up to 65kW) Determination 2019 | MEPS 2019 | AS/NZS 3823.1.5:2015 | MPPH26CB |  | N/A | MIDEA | N/A | Non Ducted | Portable | N/A | N/A | N/A | China | 1 | N/A | 2.5 | N/A | N/A | N/A | N/A | N/A | - | - | Calorimeter Room | 2.5511 | - | N/A | N/A | N/A | N/A | N/A | N/A | N/A | N/A | N/A | N/A | N/A | N/A | N/A | N/A | N/A | N/A | N/A | N/A | Calorimeter Room | Single | R290 | Australia,Fiji,New Zealand | 163657 | 2029-08-12 |  | Approved | Cooling Only | N/A | N/A | Class 4 | N/A | N/A | N/A | N/A | N/A | N/A | N/A | N/A | Available | N/A | N/A | http://www.tradedepot.co.nz/ |  | N/A |  |  | AAC8388 | No | N/A | N/A | N/A | N/A | 2500 | 1 | N/A | N/A | N/A | N/A | N/A | N/A | N/A | N/A | N/A | N/A | N/A | N/A | N/A | N/A | N/A | - | - | N/A | N/A | N/A | N/A | N/A | N/A | N/A | N/A | N/A | N/A | N/A | N/A | N/A | N/A | N/A | N/A | N/A | N/A | N/A | N/A | N/A | N/A | N/A | N/A | N/A | N/A | 60.9 | N/A | N/A | N/A | N/A | N/A | N/A | N/A | 545 | 840 | 2247 | N/A | N/A | N/A | 0 | 0 | 0 | N/A | N/A | N/A | N/A | N/A | N/A | - | - | - | N/A | N/A | N/A | - | - | - | N/A | No | - | - | - | - | - | - | N/A | 2.5 | -
[Unitary Single-Duct] (Air Conditioners up to 65kW) EE Regulations 2020 Schedule 2A | MEPS 2019 | AS/NZS 3823.1.5:2015 | MPPT35C |  | N/A | MIDEA | N/A | Non Ducted | Portable | N/A | N/A | N/A | China | 1.255 | N/A | 3.2 | N/A | N/A | N/A | N/A | N/A | - | - | Calorimeter Room | 2.5465 | - | N/A | N/A | N/A | N/A | N/A | N/A | N/A | N/A | N/A | N/A | N/A | N/A | N/A | N/A | N/A | N/A | N/A | N/A | Calorimeter Room | Single | R290 | New Zealand | 141630 | 2121-09-20 |  | Approved | Cooling Only | N/A | N/A | Class 4 | N/A | N/A | N/A | N/A | N/A | N/A | N/A | N/A | Available | N/A | N/A | http://www.tradedepot.co.nz/ |  | N/A |  |  | ZAC0764 | No | N/A | N/A | N/A | N/A | 3200 | 1.255 | N/A | N/A | N/A | N/A | N/A | N/A | N/A | N/A | N/A | N/A | N/A | N/A | N/A | N/A | N/A | - | - | N/A | N/A | N/A | N/A | N/A | N/A | N/A | N/A | N/A | N/A | N/A | N/A | N/A | N/A | N/A | N/A | N/A | N/A | N/A | N/A | N/A | N/A | N/A | N/A | N/A | N/A | 66.01 | N/A | N/A | N/A | N/A | N/A | N/A | N/A | 684 | 1054 | 2820 | N/A | N/A | N/A | 0 | 0 | 0 | N/A | N/A | N/A | N/A | N/A | N/A | - | - | - | N/A | N/A | N/A | - | - | - | N/A | No | - | - | - | - | - | - | N/A | 2.5498 | -
[SEER Multi-Split <=65kW] GEMS (Air Conditioners up to 65kW) Determination 2019 | MEPS 2019 | AS/NZS 3823.1.4:2012 | MULMI0250B |  | N/A | MIDEA | N/A | Non Ducted | fixed | N/A | Air | Air | China | 1.302 | N/A | 5.25 | N/A | N/A | N/A | N/A | N/A | 1.16 | 5.5 | Enthalpy Test Room | 4.0609 | 4.637 | N/A | - | N/A | N/A | N/A | N/A | N/A | N/A | N/A | N/A | N/A | N/A | N/A | N/A | N/A | N/A | N/A | N/A | N/A | Single | R32 | Australia,Fiji,New Zealand | 160626 | 2029-04-10 |  | Approved | Reverse Cycle | N/A | Yes | Class 19 | Yes | N/A | N/A | N/A | N/A | N/A | N/A | N/A | Available | N/A | N/A |  |  | N/A |  |  | AAC8176 | Yes | Variable output compressor | Inverter | No | - | 5250 | 1.302 | - | 484.8 | 2665 | Yes | 177 | 1003 | - | 1190.028 | 5654.25 | Yes | 335 | 2665 | - | 125 | 1145.9 | 5500 | 1.16 | 488.9 | 2700 | Yes | 381.9 | 1994 | Yes | 1285.2 | 4491.5 | No | - | - | No | - | - | - | - | - | No | - | - | No | - | - | No | - | - | N/A | 59.4 | 5.737 | 5.609 | 6.514 | 10.948 | 8.843 | 7.953 | 237 | 371 | 1034 | 332 | 493 | 1221 | 4 | 4 | 5 | 4.022 | 4.658 | 5.094 | 4.276 | 4.766 | 5.042 | 1806 | 665 | 113 | 586 | 308 | 76 | 2.5 | 3 | 3.5 | N/A | N/A | N/A | N/A | N/A | N/A | N/A | N/A | 9 | 3.9402 | 4.6202
[SEER Multi-Split <=65kW] GEMS (Air Conditioners up to 65kW) Determination 2019 | MEPS 2019 | AS/NZS 3823.1.4:2012 | MULMI0371B |  | N/A | MIDEA | N/A | Non Ducted | fixed | N/A | Air | Air | China | 1.95 | N/A | 7.1 | N/A | N/A | N/A | N/A | N/A | 1.64 | 7.5 | Calorimeter Room | 3.6809 | 4.5783 | N/A | - | N/A | N/A | N/A | N/A | N/A | N/A | N/A | N/A | N/A | N/A | N/A | N/A | N/A | N/A | N/A | N/A | N/A | Single | R32 | Australia,Fiji,New Zealand | 145500 | 2027-03-30 |  | Approved | Reverse Cycle | N/A | Yes | Class 19 | Yes | N/A | N/A | N/A | N/A | N/A | N/A | N/A | Available | N/A | N/A |  | http://www.midea.net.au/ | N/A |  |  | AAC6575 | Yes | Variable output compressor | Inverter | No | - | 7100 | 1.95 | - | 770 | 3640 | Yes | 670 | 3150 | - | 1782.3 | 7646.7 | Yes | 510 | 3600 | - | 385 | 2850 | 7500 | 1.64 | 670 | 3685 | Yes | 420 | 2100 | Yes | 2640 | 8210 | No | - | - | No | - | - | - | - | - | No | - | - | No | - | - | No | - | - | N/A | 65 | 5.302 | 5.169 | 5.977 | 15.732 | 9.384 | 7.746 | 349 | 548 | 1527 | 305 | 627 | 1697 | 3.5 | 3.5 | 4 | 4.333 | 4.712 | 5.086 | 4.498 | 4.786 | 5.015 | 2287 | 896 | 154 | 760 | 417 | 103 | 2.5 | 3 | 3.5 | N/A | N/A | N/A | N/A | N/A | N/A | N/A | N/A | 12 | 3.5668 | 4.4628
[SEER Multi-Split <=65kW] (Air Conditioners up to 65kW) EE Regulations 2020 Schedule 2A | MEPS 2019 | AS/NZS 3823.1.4:2012 | MULMI0373B/MFAG20N |  | N/A | Midea | N/A | Non Ducted | fixed | N/A | Air | Air | China | 2 | N/A | 7.3 | N/A | N/A | N/A | N/A | N/A | 1.72 | 7.3 | Calorimeter Room | 3.6559 | 4.2368 | N/A | - | N/A | N/A | N/A | N/A | N/A | N/A | N/A | N/A | N/A | N/A | N/A | N/A | N/A | N/A | N/A | N/A | N/A | Single | R32 | New Zealand | 145487 | 2122-03-06 |  | Approved | Reverse Cycle | N/A | Yes | Class 19 | Yes | N/A | N/A | N/A | N/A | N/A | N/A | N/A | Available | N/A | N/A |  |  | N/A |  |  | ZAC0770 | Yes | Variable output compressor | Inverter | No | - | 7300 | 2 | - | 815 | 3600 | Yes | 665 | 3000 | - | - | - | Yes | 500 | 3575 | - | 380 | 2870 | 7300 | 1.72 | 690 | 3420 | Yes | 395 | 2000 | Yes | 2790 | 8000 | No | - | - | No | - | - | - | - | - | No | - | - | No | - | - | No | - | - | N/A | 65 | 5.463 | 5.3 | 6.207 | 17.172 | 9.998 | 8.483 | 349 | 550 | 1511 | 286 | 604 | 1591 | 3.5 | 3.5 | 4.5 | 4.038 | 4.41 | 4.91 | 4.306 | 4.647 | 4.923 | 2387 | 931 | 155 | 772 | 418 | 102 | 2.5 | 2.5 | 3 | N/A | N/A | N/A | N/A | N/A | N/A | N/A | N/A | 12 | 3.5774 | 4.1464
[SEER Multi-Split <=65kW] GEMS (Air Conditioners up to 65kW) Determination 2019 | MEPS 2019 | AS/NZS 3823.1.4:2012 | MULMI0480B |  | N/A | MIDEA | N/A | Non Ducted | fixed | N/A | Air | Air | China | 2 | N/A | 8 | N/A | N/A | N/A | N/A | N/A | 1.93 | 8.5 | Calorimeter Room | 4.0015 | 4.3987 | N/A | - | N/A | N/A | N/A | N/A | N/A | N/A | N/A | N/A | N/A | N/A | N/A | N/A | N/A | N/A | N/A | N/A | N/A | Single | R32 | Australia,Fiji,New Zealand | 145502 | 2027-03-30 |  | Approved | Reverse Cycle | N/A | Yes | Class 19 | Yes | N/A | N/A | N/A | N/A | N/A | N/A | N/A | Available | N/A | N/A |  | http://www.midea.net.au/ | N/A |  |  | AAC6576 | Yes | Variable output compressor | Inverter | No | - | 8000 | 2 | - | 970 | 4250 | Yes | 620 | 2870 | - | 1828 | 8616 | Yes | 525 | 4045 | - | 350 | 2760 | 8500 | 1.93 | 805 | 4320 | Yes | 465 | 2480 | Yes | 2490 | 7830 | No | - | - | No | - | - | - | - | - | No | - | - | No | - | - | No | - | - | N/A | 68 | 5.683 | 5.582 | 6.891 | 24.973 | 11.609 | 10.711 | 360 | 563 | 1481 | 201 | 561 | 1370 | 4 | 4 | 5 | 4.09 | 4.646 | 5.216 | 4.403 | 4.874 | 5.202 | 2749 | 1036 | 177 | 884 | 470 | 118 | 2.5 | 3 | 3.5 | N/A | N/A | N/A | N/A | N/A | N/A | N/A | N/A | 16 | 3.8947 | 4.2841
[SEER Multi-Split <=65kW] (Air Conditioners up to 65kW) EE Regulations 2020 Schedule 2A | MEPS 2019 | AS/NZS 3823.1.4:2012 | MULMI0487B/MFAG20N |  | N/A | Midea | N/A | Non Ducted | fixed | N/A | Air | Air | China | 2.63 | N/A | 8.7 | N/A | N/A | N/A | N/A | N/A | 2.28 | 8.8 | Calorimeter Room | 3.3231 | 3.8783 | N/A | - | N/A | N/A | N/A | N/A | N/A | N/A | N/A | N/A | N/A | N/A | N/A | N/A | N/A | N/A | N/A | N/A | N/A | Single | R32 | New Zealand | 145498 | 2122-03-06 |  | Approved | Reverse Cycle | N/A | Yes | Class 19 | Yes | N/A | N/A | N/A | N/A | N/A | N/A | N/A | Available | N/A | N/A |  |  | N/A |  |  | ZAC0768 | Yes | Variable output compressor | Inverter | No | - | 8700 | 2.63 | - | 1010 | 4300 | Yes | 620 | 2650 | - | - | - | Yes | 655 | 4500 | - | 355 | 2560 | 8800 | 2.28 | 930 | 4675 | Yes | 485 | 2550 | Yes | 2560 | 7600 | No | - | - | No | - | - | - | - | - | No | - | - | No | - | - | No | - | - | N/A | 68 | 5.095 | 4.933 | 5.765 | 40.939 | 9.677 | 7.897 | 444 | 702 | 1938 | 122 | 741 | 2036 | 3.5 | 3 | 4 | 3.742 | 4.316 | 5.039 | 4.133 | 4.655 | 5.067 | 3106 | 1150 | 186 | 972 | 506 | 124 | 2 | 2.5 | 3.5 | N/A | N/A | N/A | N/A | N/A | N/A | N/A | N/A | 16 | 3.2413 | 3.7702
[SEER Multi-Split <=65kW] GEMS (Air Conditioners up to 65kW) Determination 2019 | MEPS 2019 | AS/NZS 3823.1.4:2012 | MULMI0511B |  | N/A | MIDEA | N/A | Non Ducted | fixed | N/A | Air | Air | China | 3.2 | N/A | 10.5 | N/A | N/A | N/A | N/A | N/A | 2.75 | 11 | Calorimeter Room | 3.3391 | 4.0498 | N/A | - | N/A | N/A | N/A | N/A | N/A | N/A | N/A | N/A | N/A | N/A | N/A | N/A | N/A | N/A | N/A | N/A | N/A | Single | R32 | Australia,Fiji,New Zealand | 145503 | 2027-07-06 |  | Approved | Reverse Cycle | N/A | Yes | Class 20 | Yes | N/A | N/A | N/A | N/A | N/A | N/A | N/A | Available | N/A | N/A |  | http://www.midea.net.au/ | N/A |  |  | AAC6809 | Yes | Variable output compressor | Inverter | No | - | 10500 | 3.2 | - | 1325 | 5700 | Yes | 560 | 2340 | - | 2924.8 | 11308.5 | Yes | 840 | 5460 | - | 450 | 3090 | 11000 | 2.75 | 1170 | 5600 | Yes | 585 | 2650 | Yes | 3380 | 9860 | No | - | - | No | - | - | - | - | - | No | - | - | No | - | - | No | - | - | N/A | 72 | 4.749 | 4.598 | 5.355 | 8.438 | 6.875 | 6.651 | 578 | 914 | 2522 | 871 | 1276 | 2925 | 3 | 3 | 3.5 | 3.669 | 4.136 | 4.579 | 3.913 | 4.295 | 4.552 | 3958 | 1495 | 249 | 1279 | 681 | 165 | 2 | 2.5 | 3 | N/A | N/A | N/A | N/A | N/A | N/A | N/A | N/A | 19 | 3.2167 | 3.9087
[SEER Multi-Split <=65kW] (Air Conditioners up to 65kW) EE Regulations 2020 Schedule 2A | MEPS 2019 | AS/NZS 3823.1.4:2012 | MULMI0511B/MFAG20N |  | N/A | Midea | N/A | Non Ducted | fixed | N/A | Air | Air | China | 3.05 | N/A | 10.5 | N/A | N/A | N/A | N/A | N/A | 2.82 | 11 | Calorimeter Room | 3.4714 | 3.9089 | N/A | - | N/A | N/A | N/A | N/A | N/A | N/A | N/A | N/A | N/A | N/A | N/A | N/A | N/A | N/A | N/A | N/A | N/A | Single | R32 | New Zealand | 145499 | 2122-03-06 |  | Approved | Reverse Cycle | N/A | Yes | Class 20 | Yes | N/A | N/A | N/A | N/A | N/A | N/A | N/A | Available | N/A | N/A |  |  | N/A |  |  | ZAC0769 | Yes | Variable output compressor | Inverter | No | - | 10500 | 3.05 | - | 1310 | 5470 | Yes | 560 | 2530 | - | - | - | Yes | 800 | 5500 | - | 450 | 3330 | 11000 | 2.82 | 1200 | 5500 | Yes | 595 | 2460 | Yes | 3500 | 9620 | No | - | - | No | - | - | - | - | - | No | - | - | No | - | - | No | - | - | N/A | 72 | 4.997 | 4.839 | 5.717 | 9.08 | 7.348 | 7.231 | 548 | 866 | 2360 | 807 | 1192 | 2688 | 3 | 3 | 4 | 3.476 | 3.928 | 4.298 | 3.681 | 4.026 | 4.249 | 4174 | 1571 | 262 | 1357 | 723 | 174 | 1.5 | 2 | 2.5 | N/A | N/A | N/A | N/A | N/A | N/A | N/A | N/A | 19 | 3.3716 | 3.8139
[SEER Multi-Split <=65kW] GEMS (Air Conditioners up to 65kW) Determination 2019 | MEPS 2019 | AS/NZS 3823.1.4:2012 | MULMI0513B |  | N/A | MIDEA | N/A | Non Ducted | fixed | Wall Hung | Air | Air | China | 3.73 | N/A | 13.5 | N/A | N/A | N/A | N/A | N/A | 3.155 | 14 | Enthalpy Test Room | 3.4747 | 4.2763 | N/A | - | N/A | N/A | N/A | N/A | N/A | N/A | N/A | N/A | N/A | N/A | N/A | N/A | N/A | N/A | N/A | N/A | N/A | Single | R32 | Australia,Fiji,New Zealand | 157616 | 2028-11-01 |  | Approved | Reverse Cycle | N/A | Yes | Class 20 | Yes | N/A | N/A | N/A | N/A | N/A | N/A | N/A | Available | N/A | N/A |  |  | N/A |  |  | AAC7859 | Yes | Variable output compressor | Inverter | No | - | 13500 | 3.73 | - | 1320 | 7424 | Yes | 810 | 5000 | - | 3409.22 | 14539.5 | Yes | 1020 | 7600 | - | 590 | 5000 | 14000 | 3.155 | 1270 | 6800 | Yes | 650 | 3850 | Yes | 4900 | 14800 | No | - | - | No | - | - | - | - | - | No | - | - | No | - | - | No | - | - | 64.6 | 69.4 | 5.53 | 5.304 | 5.959 | 9.115 | 7.709 | 6.909 | 645 | 1027 | 2923 | 1046 | 1471 | 3632 | 4 | 3.5 | 4 | 4.312 | 4.8 | 5.545 | 4.727 | 5.218 | 5.625 | 4280 | 1632 | 257 | 1343 | 709 | 168 | 2.5 | 3 | 4 | N/A | N/A | N/A | N/A | N/A | N/A | N/A | N/A | 18.15 | 3.5607 | 4.3528
[SEER Multi-Split <=65kW] GEMS (Air Conditioners up to 65kW) Determination 2019 | MEPS 2019 | AS/NZS 3823.1.4:2012 | MULMI0618B |  | N/A | MIDEA | N/A | Non Ducted | fixed | N/A | Air | Air | China | 5.1 | N/A | 18 | N/A | N/A | N/A | N/A | N/A | 5 | 20.5 | Enthalpy Test Room | 3.3255 | 3.8148 | N/A | - | N/A | N/A | N/A | N/A | N/A | N/A | N/A | N/A | N/A | N/A | N/A | N/A | N/A | N/A | N/A | N/A | N/A | Single | R32 | Australia,Fiji,New Zealand | 161509 | 2029-05-16 |  | Approved | Reverse Cycle | N/A | Yes | Class 20 | Yes | N/A | N/A | N/A | N/A | N/A | N/A | N/A | Available | N/A | N/A |  |  | N/A |  |  | AAC8243 | Yes | Variable output compressor | Inverter | No | - | 18000 | 5.1 | - | 1600 | 9000 | Yes | 840 | 5000 | - | 4661.4 | 19386 | Yes | 1200 | 8750 | - | 680 | 5600 | 20500 | 5 | 1950 | 10000 | Yes | 1000 | 5200 | Yes | 6690 | 18000 | No | - | - | No | - | - | - | - | - | No | - | - | No | - | - | No | - | - | N/A | 70.6 | 5.397 | 5.159 | 5.711 | 8.334 | 7.206 | 6.577 | 890 | 1418 | 4078 | 1537 | 2109 | 5096 | 3.5 | 3.5 | 4 | 3.742 | 4.372 | 5.07 | 4.131 | 4.695 | 5.093 | 7200 | 2602 | 392 | 2231 | 1137 | 254 | 2 | 2.5 | 3.5 | N/A | N/A | N/A | N/A | N/A | N/A | N/A | N/A | 21 | 3.481 | 4.0426
[SEER Multi-Split <=65kW] GEMS (Air Conditioners up to 65kW) Determination 2019 | MEPS 2019 | AS/NZS 3823.1.4:2012 | MV6-252WV2GN1 |  | N/A | Midea | N/A | Non Ducted | vrf | N/A | Air | Air | China | 6.12 | N/A | 25.2 | N/A | N/A | N/A | N/A | N/A | 5.85 | 25.2 | Enthalpy Test Room | 3.9698 | 4.236 | N/A | - | N/A | N/A | N/A | N/A | N/A | N/A | N/A | N/A | N/A | N/A | N/A | N/A | N/A | N/A | N/A | N/A | N/A | Three | R410A | Australia,Fiji,New Zealand | 130311 | 2025-07-01 |  | Approved | Reverse Cycle | N/A | Yes | Class 20 | Yes | N/A | N/A | N/A | N/A | N/A | N/A | N/A | Available | N/A | N/A |  |  | N/A |  |  | AAC4960 | Yes | Variable output compressor | Inverter | No | - | 25200 | 6.12 | - | 2570 | 12600 | No | - | - | - | 5593.68 | 27140.4 | No | 2348.98 | 13570.2 | No | - | - | 25200 | 5.85 | 2460 | 12600 | No | - | - | Yes | 7320 | 18200 | No | - | - | No | - | - | - | - | - | No | - | - | No | - | - | No | - | - | N/A | 81 | 3.694 | 3.822 | 4.748 | 5.096 | 4.93 | 5.2 | 1691 | 2517 | 6704 | 3408 | 4194 | 8893 | 2 | 2 | 3 | 3.266 | 3.99 | 4.72 | 3.566 | 4.108 | 4.711 | 10299 | 3697 | 700 | 3325 | 1746 | 486 | 1.5 | 2 | 3 | N/A | N/A | N/A | N/A | N/A | N/A | N/A | N/A | 101 | 3.9001 | 4.0702
[SEER Multi-Split <=65kW] GEMS (Air Conditioners up to 65kW) Determination 2019 | N/A | AS/NZS 3823.1.4:2012 | MV6-252WV2GN1-AU / MI2-50Q4DHN1(E)-AU |  | N/A | Midea | 0.89 | Non Ducted | Multiple split - VRF | N/A | Air | Air | China | 6.1 | 24.31 | 25.2 | N/A | 0 | 0 | 0 | N/A | 6.35 | 27 | Enthalpy Test Room | 3.9358 | 4.114 | Yes | 0 | N/A | 68.9 | 65.3 | 0 | 0 | N/A | N/A | N/A | 3.7922 | 3.9738 | N/A | N/A | N/A | N/A | N/A | N/A | None | Three | R410A | Australia,Fiji,New Zealand | 127810 | 2025-03-25 |  | Approved | Reverse Cycle | N/A | Yes | Class 20 | Yes | N/A | - | Yes | No | No | - | 3.9358 | Available | N/A | N/A |  |  | Yes |  |  | AAC4707 | N/A | Variable output compressor | Inverter | N/A | N/A | N/A | 6.1 | N/A | N/A | N/A | N/A | N/A | N/A | N/A | N/A | N/A | N/A | N/A | N/A | N/A | N/A | N/A | N/A | 6.35 | N/A | N/A | N/A | N/A | N/A | N/A | N/A | N/A | N/A | N/A | N/A | N/A | N/A | N/A | N/A | N/A | N/A | N/A | N/A | N/A | N/A | N/A | N/A | N/A | N/A | N/A | N/A | N/A | N/A | N/A | N/A | N/A | N/A | N/A | N/A | N/A | N/A | N/A | N/A | N/A | N/A | N/A | N/A | N/A | N/A | N/A | N/A | N/A | N/A | N/A | N/A | N/A | N/A | N/A | N/A | N/A | N/A | N/A | N/A | N/A | N/A | N/A | N/A | N/A | N/A | N/A | N/A | 3.9792 | 4.1091
[SEER Multi-Split <=65kW] GEMS (Air Conditioners up to 65kW) Determination 2019 | MEPS 2019 | AS/NZS 3823.1.4:2012 | MV6-280WV2GN1 |  | N/A | Midea | N/A | Non Ducted | vrf | N/A | Air | Air | China | 7.6 | N/A | 28 | N/A | N/A | N/A | N/A | N/A | 6.65 | 28 | Enthalpy Test Room | 3.5915 | 4.1129 | N/A | - | N/A | N/A | N/A | N/A | N/A | N/A | N/A | N/A | N/A | N/A | N/A | N/A | N/A | N/A | N/A | N/A | N/A | Three | R410A | Australia,Fiji,New Zealand | 130312 | 2025-07-01 |  | Approved | Reverse Cycle | N/A | Yes | Class 20 | Yes | N/A | N/A | N/A | N/A | N/A | N/A | N/A | Available | N/A | N/A |  |  | N/A |  |  | AAC4956 | Yes | Variable output compressor | Inverter | No | - | 28000 | 7.6 | - | 2870 | 14000 | No | - | - | - | 6946.4 | 30156 | No | 2623.18 | 15078 | No | - | - | 28000 | 6.65 | 2880 | 14000 | No | - | - | Yes | 7900 | 19200 | No | - | - | No | - | - | - | - | - | No | - | - | No | - | - | No | - | - | N/A | 83 | 3.706 | 3.774 | 4.587 | 5.07 | 4.861 | 5.03 | 1897 | 2865 | 7747 | 3830 | 4753 | 10246 | 2 | 2 | 3 | 2.857 | 3.448 | 4.485 | 3.191 | 3.898 | 4.474 | 13024 | 4678 | 776 | 4078 | 2008 | 534 | 1 | 1.5 | 2.5 | N/A | N/A | N/A | N/A | N/A | N/A | N/A | N/A | 101 | 3.5258 | 4.0049
[SEER Multi-Split <=65kW] GEMS (Air Conditioners up to 65kW) Determination 2019 | N/A | AS/NZS 3823.1.4:2012 | MV6-280WV2GN1-AU / MI2-56Q4DHN1(E)-AU |  | N/A | Midea | 1.05 | Non Ducted | Multiple split - VRF | N/A | Air | Air | China | 7.45 | 26.95 | 28 | N/A | 0 | 0 | 0 | N/A | 8 | 31.5 | Enthalpy Test Room | 3.6244 | 3.702 | Yes | 0 | N/A | 68.9 | 65.3 | 0 | 0 | N/A | N/A | N/A | 3.5136 | 3.604 | N/A | N/A | N/A | N/A | N/A | N/A | None | Three | R410A | Australia,Fiji,New Zealand | 127813 | 2025-03-25 |  | Approved | Reverse Cycle | N/A | Yes | Class 20 | Yes | N/A | - | Yes | No | No | - | 3.6244 | Available | N/A | N/A |  |  | Yes |  |  | AAC4692 | N/A | Variable output compressor | Inverter | N/A | N/A | N/A | 7.45 | N/A | N/A | N/A | N/A | N/A | N/A | N/A | N/A | N/A | N/A | N/A | N/A | N/A | N/A | N/A | N/A | 8 | N/A | N/A | N/A | N/A | N/A | N/A | N/A | N/A | N/A | N/A | N/A | N/A | N/A | N/A | N/A | N/A | N/A | N/A | N/A | N/A | N/A | N/A | N/A | N/A | N/A | N/A | N/A | N/A | N/A | N/A | N/A | N/A | N/A | N/A | N/A | N/A | N/A | N/A | N/A | N/A | N/A | N/A | N/A | N/A | N/A | N/A | N/A | N/A | N/A | N/A | N/A | N/A | N/A | N/A | N/A | N/A | N/A | N/A | N/A | N/A | N/A | N/A | N/A | N/A | N/A | N/A | N/A | 3.6445 | 3.8318
[SEER Multi-Split <=65kW] GEMS (Air Conditioners up to 65kW) Determination 2019 | MEPS 2019 | AS/NZS 3823.1.4:2012 | MV6-335WV2GN1 |  | N/A | Midea | N/A | Non Ducted | vrf | N/A | Air | Air | China | 9.58 | N/A | 33.5 | N/A | N/A | N/A | N/A | N/A | 8.8 | 33.5 | Enthalpy Test Room | 3.3418 | 3.7077 | N/A | - | N/A | N/A | N/A | N/A | N/A | N/A | N/A | N/A | N/A | N/A | N/A | N/A | N/A | N/A | N/A | N/A | N/A | Three | R410A | Australia,Fiji,New Zealand | 130313 | 2025-07-01 |  | Approved | Reverse Cycle | N/A | Yes | Class 20 | Yes | N/A | N/A | N/A | N/A | N/A | N/A | N/A | Available | N/A | N/A |  |  | N/A |  |  | AAC4961 | Yes | Variable output compressor | Inverter | No | No | 33500 | 9.58 | - | 3490 | 16750 | No | - | - | - | 8756.12 | 36079.5 | No | 3189.86 | 18039.75 | No | - | - | 33500 | 8.8 | 3470 | 16750 | No | - | - | Yes | 8900 | 20100 | No | - | - | No | - | - | - | - | - | No | - | - | No | - | - | No | - | - | N/A | - | 3.761 | 3.787 | 4.505 | 5.058 | 4.82 | 4.926 | 2268 | 3457 | 9484 | 4628 | 5770 | 12554 | 2 | 2 | 3 | 2.389 | 2.875 | 4.365 | 2.83 | 3.244 | 4.435 | 18548 | 6606 | 906 | 5436 | 2803 | 610 | 0.5 | 1 | 2.5 | N/A | N/A | N/A | N/A | N/A | N/A | N/A | N/A | 105 | 3.372 | 3.6592
[SEER Multi-Split <=65kW] GEMS (Air Conditioners up to 65kW) Determination 2019 | N/A | AS/NZS 3823.1.4:2012 | MV6-335WV2GN1-AU / MI2-56Q4DHN1(E)-AU |  | N/A | Midea | 1.2 | Non Ducted | Multiple split - VRF | N/A | Air | Air | China | 9.16 | 32.3 | 33.5 | N/A | 0 | 0 | 0 | N/A | 10.17 | 37.5 | Enthalpy Test Room | 3.5877 | 3.457 | Yes | 0 | N/A | 70.9 | 67.3 | 0 | 0 | N/A | N/A | N/A | 3.4946 | 3.3826 | N/A | N/A | N/A | N/A | N/A | N/A | None | Three | R410A | Australia,Fiji,New Zealand | 127816 | 2025-03-25 |  | Approved | Reverse Cycle | N/A | Yes | Class 20 | Yes | N/A | - | Yes | No | No | - | 3.5877 | Available | N/A | N/A |  |  | Yes |  |  | AAC4708 | N/A | Variable output compressor | Inverter | N/A | N/A | N/A | 9.16 | N/A | N/A | N/A | N/A | N/A | N/A | N/A | N/A | N/A | N/A | N/A | N/A | N/A | N/A | N/A | N/A | 10.17 | N/A | N/A | N/A | N/A | N/A | N/A | N/A | N/A | N/A | N/A | N/A | N/A | N/A | N/A | N/A | N/A | N/A | N/A | N/A | N/A | N/A | N/A | N/A | N/A | N/A | N/A | N/A | N/A | N/A | N/A | N/A | N/A | N/A | N/A | N/A | N/A | N/A | N/A | N/A | N/A | N/A | N/A | N/A | N/A | N/A | N/A | N/A | N/A | N/A | N/A | N/A | N/A | N/A | N/A | N/A | N/A | N/A | N/A | N/A | N/A | N/A | N/A | N/A | N/A | N/A | N/A | N/A | 3.564 | 3.6066
[SEER Multi-Split <=65kW] GEMS (Air Conditioners up to 65kW) Determination 2019 | MEPS 2019 | AS/NZS 3823.1.4:2012 | MV6-400WV2GN1 |  | N/A | Midea | N/A | Non Ducted | vrf | N/A | Air | Air | China | 11.25 | N/A | 40 | N/A | N/A | N/A | N/A | N/A | 9.45 | 40 | Enthalpy Test Room | 3.4291 | 4.0649 | N/A | - | N/A | N/A | N/A | N/A | N/A | N/A | N/A | N/A | N/A | N/A | N/A | N/A | N/A | N/A | N/A | N/A | N/A | Three | R410A | Australia,Fiji,New Zealand | 130021 | 2025-06-23 |  | Approved | Reverse Cycle | N/A | Yes | Class 21 | Yes | N/A | N/A | N/A | N/A | N/A | N/A | N/A | Available | N/A | N/A |  |  | N/A |  |  | AAC4940 | Yes | Variable output compressor | Inverter | No | No | 40000 | 11.25 | - | 4230 | 20000 | No | - | - | - | 10282.5 | 43080 | No | 3866.22 | 21540 | No | - | - | 40000 | 9.45 | 4080 | 20000 | No | - | - | Yes | 11115 | 25800 | No | - | - | No | - | - | - | - | - | No | - | - | No | - | - | No | - | - | N/A | - | 3.854 | 3.869 | 4.532 | 5.083 | 4.841 | 4.931 | 2669 | 4075 | 11292 | 5528 | 6891 | 15005 | 2 | 2 | 3 | 2.758 | 3.373 | 4.523 | 3.124 | 3.575 | 4.511 | 19183 | 6731 | 1017 | 5872 | 3029 | 689 | 1 | 1.5 | 3 | N/A | N/A | N/A | N/A | N/A | N/A | N/A | N/A | 110 | 3.4418 | 4.0726
[SEER Multi-Split <=65kW] GEMS (Air Conditioners up to 65kW) Determination 2019 | N/A | AS/NZS 3823.1.4:2012 | MV6-400WV2GN1-AU / MI2-50Q4DHN1(E)-AU |  | N/A | Midea | 8.52 | Non Ducted | Multiple split - VRF | N/A | Air | Air | China | 10.96 | 31.48 | 40 | N/A | 0 | 0 | 0 | N/A | 11.61 | 45 | Enthalpy Test Room | 3.6308 | 3.6291 | Yes | 0 | N/A | 76.9 | 73.3 | 0 | 0 | N/A | N/A | N/A | 3.5437 | 3.5547 | N/A | N/A | N/A | N/A | N/A | N/A | None | Three | R410A | Australia,Fiji,New Zealand | 127819 | 2025-03-26 |  | Approved | Reverse Cycle | N/A | Yes | Class 21 | Yes | N/A | - | Yes | No | No | - | 3.6308 | Available | N/A | N/A |  |  | Yes |  |  | AAC4722 | N/A | Variable output compressor | Inverter | N/A | N/A | N/A | 10.96 | N/A | N/A | N/A | N/A | N/A | N/A | N/A | N/A | N/A | N/A | N/A | N/A | N/A | N/A | N/A | N/A | 11.61 | N/A | N/A | N/A | N/A | N/A | N/A | N/A | N/A | N/A | N/A | N/A | N/A | N/A | N/A | N/A | N/A | N/A | N/A | N/A | N/A | N/A | N/A | N/A | N/A | N/A | N/A | N/A | N/A | N/A | N/A | N/A | N/A | N/A | N/A | N/A | N/A | N/A | N/A | N/A | N/A | N/A | N/A | N/A | N/A | N/A | N/A | N/A | N/A | N/A | N/A | N/A | N/A | N/A | N/A | N/A | N/A | N/A | N/A | N/A | N/A | N/A | N/A | N/A | N/A | N/A | N/A | N/A | 3.5651 | 3.795
[SEER Multi-Split <=65kW] GEMS (Air Conditioners up to 65kW) Determination 2019 | MEPS 2019 | AS/NZS 3823.1.4:2012 | MV6-450WV2GN1 |  | N/A | Midea | N/A | Non Ducted | vrf | N/A | Air | Air | China | 13.8 | N/A | 45 | N/A | N/A | N/A | N/A | N/A | 11.35 | 45 | Enthalpy Test Room | 3.099 | 3.8221 | N/A | - | N/A | N/A | N/A | N/A | N/A | N/A | N/A | N/A | N/A | N/A | N/A | N/A | N/A | N/A | N/A | N/A | N/A | Three | R410A | Australia,Fiji,New Zealand | 130055 | 2025-06-23 |  | Approved | Reverse Cycle | N/A | Yes | Class 21 | Yes | N/A | N/A | N/A | N/A | N/A | N/A | N/A | Available | N/A | N/A |  |  | N/A |  |  | AAC4941 | Yes | Variable output compressor | Inverter | No | No | 45000 | 13.8 | - | 4650 | 22500 | No | - | - | - | 12613.2 | 48465 | No | 4250.1 | 24232.5 | No | - | - | 45000 | 11.35 | 4820 | 22500 | No | - | - | Yes | 11900 | 27000 | No | - | - | No | - | - | - | - | - | No | - | - | No | - | - | No | - | - | N/A | - | 3.917 | 3.87 | 4.473 | 5.164 | 4.871 | 4.884 | 2981 | 4619 | 12911 | 6147 | 7731 | 17074 | 2 | 2 | 2.5 | 2.377 | 2.85 | 4.236 | 2.798 | 3.188 | 4.294 | 24966 | 8867 | 1166 | 7319 | 3762 | 774 | 0.5 | 1 | 2.5 | N/A | N/A | N/A | N/A | N/A | N/A | N/A | N/A | 110 | 3.1753 | 3.839
[SEER Multi-Split <=65kW] GEMS (Air Conditioners up to 65kW) Determination 2019 | N/A | AS/NZS 3823.1.4:2012 | MV6-450WV2GN1-AU / MI2-56Q4DHN1(E)-AU |  | N/A | Midea | 1.29 | Non Ducted | Multiple split - VRF | N/A | Air | Air | China | 13.66 | 43.71 | 45 | N/A | 0 | 0 | 0 | N/A | 13.76 | 50 | Enthalpy Test Room | 3.1353 | 3.5088 | Yes | 0 | N/A | 76.9 | 73.3 | 0 | 0 | N/A | N/A | N/A | 3.0776 | 3.4461 | N/A | N/A | N/A | N/A | N/A | N/A | None | Three | R410A | Australia,Fiji,New Zealand | 127821 | 2025-03-26 |  | Approved | Reverse Cycle | N/A | Yes | Class 21 | Yes | N/A | - | Yes | No | No | - | 3.1353 | Available | N/A | N/A |  |  | Yes |  |  | AAC4723 | N/A | Variable output compressor | Inverter | N/A | N/A | N/A | 13.66 | N/A | N/A | N/A | N/A | N/A | N/A | N/A | N/A | N/A | N/A | N/A | N/A | N/A | N/A | N/A | N/A | 13.76 | N/A | N/A | N/A | N/A | N/A | N/A | N/A | N/A | N/A | N/A | N/A | N/A | N/A | N/A | N/A | N/A | N/A | N/A | N/A | N/A | N/A | N/A | N/A | N/A | N/A | N/A | N/A | N/A | N/A | N/A | N/A | N/A | N/A | N/A | N/A | N/A | N/A | N/A | N/A | N/A | N/A | N/A | N/A | N/A | N/A | N/A | N/A | N/A | N/A | N/A | N/A | N/A | N/A | N/A | N/A | N/A | N/A | N/A | N/A | N/A | N/A | N/A | N/A | N/A | N/A | N/A | N/A | 3.2328 | 3.5695
[SEER Multi-Split <=65kW] GEMS (Air Conditioners up to 65kW) Determination 2019 | MEPS 2019 | AS/NZS 3823.1.4:2012 | MV6-500WV2GN1 |  | N/A | Midea | N/A | Non Ducted | vrf | N/A | Air | Air | China | 14.9 | N/A | 50 | N/A | N/A | N/A | N/A | N/A | 12.8 | 50 | Enthalpy Test Room | 3.2605 | 3.7992 | N/A | - | N/A | N/A | N/A | N/A | N/A | N/A | N/A | N/A | N/A | N/A | N/A | N/A | N/A | N/A | N/A | N/A | N/A | Three | R410A | Australia,Fiji,New Zealand | 130059 | 2025-06-23 |  | Approved | Reverse Cycle | N/A | Yes | Class 21 | Yes | N/A | N/A | N/A | N/A | N/A | N/A | N/A | Available | N/A | N/A |  |  | N/A |  |  | AAC4942 | Yes | Variable output compressor | Inverter | No | No | 50000 | 14.9 | - | 5550 | 25000 | No | - | - | - | 13618.6 | 53850 | No | 5072.7 | 26925 | No | - | - | 50000 | 12.8 | 5090 | 25000 | No | - | - | Yes | 14200 | 30000 | No | - | - | No | - | - | - | - | - | No | - | - | No | - | - | No | - | - | N/A | - | 3.436 | 3.49 | 4.224 | 4.689 | 4.489 | 4.63 | 3663 | 5546 | 15040 | 7406 | 9203 | 19888 | 1.5 | 1.5 | 2.5 | 2.355 | 2.857 | 4.437 | 2.817 | 3.24 | 4.514 | 28149 | 10008 | 1420 | 8218 | 4258 | 968 | 0.5 | 1 | 2.5 | N/A | N/A | N/A | N/A | N/A | N/A | N/A | N/A | 190 | 3.217 | 3.7196
[SEER Multi-Split <=65kW] GEMS (Air Conditioners up to 65kW) Determination 2019 | N/A | AS/NZS 3823.1.4:2012 | MV6-504WV2GN1-AU / MI2-56Q4DHN1(E)-AU |  | N/A | Midea | 1.26 | Non Ducted | Multiple split - VRF | N/A | Air | Air | China | 15.43 | 49.14 | 50.4 | N/A | 0 | 0 | 0 | N/A | 15.73 | 56.5 | Enthalpy Test Room | 3.1254 | 3.4449 | Yes | 0 | N/A | 77.9 | 74.3 | 0 | 0 | N/A | N/A | N/A | 3.0732 | 3.3904 | N/A | N/A | N/A | N/A | N/A | N/A | None | Three | R410A | Australia,Fiji,New Zealand | 127824 | 2025-03-25 |  | Approved | Reverse Cycle | N/A | Yes | Class 21 | Yes | N/A | - | Yes | No | No | - | 3.1254 | Available | N/A | N/A |  |  | Yes |  |  | AAC4709 | N/A | Variable output compressor | Inverter | N/A | N/A | N/A | 15.43 | N/A | N/A | N/A | N/A | N/A | N/A | N/A | N/A | N/A | N/A | N/A | N/A | N/A | N/A | N/A | N/A | 15.73 | N/A | N/A | N/A | N/A | N/A | N/A | N/A | N/A | N/A | N/A | N/A | N/A | N/A | N/A | N/A | N/A | N/A | N/A | N/A | N/A | N/A | N/A | N/A | N/A | N/A | N/A | N/A | N/A | N/A | N/A | N/A | N/A | N/A | N/A | N/A | N/A | N/A | N/A | N/A | N/A | N/A | N/A | N/A | N/A | N/A | N/A | N/A | N/A | N/A | N/A | N/A | N/A | N/A | N/A | N/A | N/A | N/A | N/A | N/A | N/A | N/A | N/A | N/A | N/A | N/A | N/A | N/A | 3.2116 | 3.5354
[SEER Multi-Split <=65kW] GEMS (Air Conditioners up to 65kW) Determination 2019 | MEPS 2019 | AS/NZS 3823.1.4:2012 | MV6-560WV2GN1 |  | N/A | Midea | N/A | Non Ducted | vrf | N/A | Air | Air | China | 17.1 | N/A | 56 | N/A | N/A | N/A | N/A | N/A | 14.7 | 56 | Enthalpy Test Room | 3.1726 | 3.6841 | N/A | - | N/A | N/A | N/A | N/A | N/A | N/A | N/A | N/A | N/A | N/A | N/A | N/A | N/A | N/A | N/A | N/A | N/A | Three | R410A | Australia,Fiji,New Zealand | 130062 | 2025-06-22 |  | Approved | Reverse Cycle | N/A | Yes | Class 21 | Yes | N/A | N/A | N/A | N/A | N/A | N/A | N/A | Available | N/A | N/A |  |  | N/A |  |  | AAC4938 | Yes | Variable output compressor | Inverter | No | No | 56000 | 17.1 | - | 6350 | 28000 | No | - | - | - | 15629.4 | 60312 | No | 5803.9 | 30156 | No | - | - | 56000 | 14.7 | 6060 | 28000 | No | - | - | Yes | 16000 | 32800 | No | - | - | No | - | - | - | - | - | No | - | - | No | - | - | No | - | - | N/A | - | 3.466 | 3.498 | 4.167 | 4.657 | 4.444 | 4.553 | 4109 | 6252 | 17133 | 8399 | 10457 | 22700 | 1.5 | 1.5 | 2.5 | 2.263 | 2.727 | 4.181 | 2.694 | 3.076 | 4.249 | 32740 | 11661 | 1603 | 9563 | 4957 | 1082 | 0.5 | 1 | 2.5 | N/A | N/A | N/A | N/A | N/A | N/A | N/A | N/A | 192 | 3.1551 | 3.6485
[SEER Multi-Split <=65kW] GEMS (Air Conditioners up to 65kW) Determination 2019 | N/A | AS/NZS 3823.1.4:2012 | MV6-560WV2GN1-AU / MI2-56Q4DHN1(E)-AU |  | N/A | Midea | 2.07 | Non Ducted | Multiple split - VRF | N/A | Air | Air | China | 17.7 | 53.93 | 56 | N/A | 0 | 0 | 0 | N/A | 18.7 | 63 | Enthalpy Test Room | 3.149 | 3.314 | Yes | 0 | N/A | 79.9 | 76.3 | 0 | 0 | N/A | N/A | N/A | 3.0998 | 3.2676 | N/A | N/A | N/A | N/A | N/A | N/A | None | Three | R410A | Australia,Fiji,New Zealand | 127825 | 2025-03-26 |  | Approved | Reverse Cycle | N/A | Yes | Class 21 | Yes | N/A | - | Yes | No | No | - | 3.149 | Available | N/A | N/A |  |  | Yes |  |  | AAC4725 | N/A | Variable output compressor | Inverter | N/A | N/A | N/A | 17.7 | N/A | N/A | N/A | N/A | N/A | N/A | N/A | N/A | N/A | N/A | N/A | N/A | N/A | N/A | N/A | N/A | 18.7 | N/A | N/A | N/A | N/A | N/A | N/A | N/A | N/A | N/A | N/A | N/A | N/A | N/A | N/A | N/A | N/A | N/A | N/A | N/A | N/A | N/A | N/A | N/A | N/A | N/A | N/A | N/A | N/A | N/A | N/A | N/A | N/A | N/A | N/A | N/A | N/A | N/A | N/A | N/A | N/A | N/A | N/A | N/A | N/A | N/A | N/A | N/A | N/A | N/A | N/A | N/A | N/A | N/A | N/A | N/A | N/A | N/A | N/A | N/A | N/A | N/A | N/A | N/A | N/A | N/A | N/A | N/A | 3.1163 | 3.3232
[SEER Multi-Split <=65kW] GEMS (Air Conditioners up to 65kW) Determination 2019 | N/A | AS/NZS 3823.1.4:2012 | MV6-615WV2GN1-AU / MI2-50Q4DHN1(E)-AU |  | N/A | Midea | 0.94 | Non Ducted | Multiple split - VRF | N/A | Air | Air | China | 19.64 | 60.56 | 61.5 | N/A | 0 | 0 | 0 | N/A | 21.54 | 69 | Enthalpy Test Room | 3.1276 | 3.1785 | Yes | 0 | N/A | 83.9 | 80.3 | 0 | 0 | N/A | N/A | N/A | 3.0811 | 3.1374 | N/A | N/A | N/A | N/A | N/A | N/A | None | Three | R410A | Australia,Fiji,New Zealand | 127826 | 2025-03-26 |  | Approved | Reverse Cycle | N/A | Yes | Class 21 | Yes | N/A | - | Yes | No | No | - | 3.1276 | Available | N/A | N/A |  |  | Yes |  |  | AAC4726 | N/A | Variable output compressor | Inverter | N/A | N/A | N/A | 19.64 | N/A | N/A | N/A | N/A | N/A | N/A | N/A | N/A | N/A | N/A | N/A | N/A | N/A | N/A | N/A | N/A | 21.54 | N/A | N/A | N/A | N/A | N/A | N/A | N/A | N/A | N/A | N/A | N/A | N/A | N/A | N/A | N/A | N/A | N/A | N/A | N/A | N/A | N/A | N/A | N/A | N/A | N/A | N/A | N/A | N/A | N/A | N/A | N/A | N/A | N/A | N/A | N/A | N/A | N/A | N/A | N/A | N/A | N/A | N/A | N/A | N/A | N/A | N/A | N/A | N/A | N/A | N/A | N/A | N/A | N/A | N/A | N/A | N/A | N/A | N/A | N/A | N/A | N/A | N/A | N/A | N/A | N/A | N/A | N/A | 3.0868 | 3.1635
[SEER Multi-Split <=65kW] GEMS (Air Conditioners up to 65kW) Determination 2019 | N/A | AS/NZS 3823.1.4:2012 | MV6-R252WV2GN1/MI2-45Q4DHN1(E)-AU |  | N/A | Midea | 0.06 | Non Ducted | Multiple split - VRF | N/A | Air | Air | China | 5.78 | 22.34 | 22.4 | N/A | 0 | 0 | 0 | N/A | 5.79 | 25 | Enthalpy Test Room | 3.8029 | 4.4449 | Yes | 0 | N/A | 50 | 48.8 | 0 | 0 | N/A | N/A | N/A | 3.6934 | 4.3136 | N/A | N/A | N/A | N/A | N/A | N/A | None | Three | R410A | Australia,Fiji,New Zealand | 127830 | 2025-03-26 |  | Approved | Reverse Cycle | N/A | Yes | Class 20 | Yes | N/A | - | Yes | No | No | - | 3.8029 | Available | N/A | N/A |  |  | Yes |  |  | AAC4729 | N/A | Variable output compressor | Inverter | N/A | N/A | N/A | 5.78 | N/A | N/A | N/A | N/A | N/A | N/A | N/A | N/A | N/A | N/A | N/A | N/A | N/A | N/A | N/A | N/A | 5.79 | N/A | N/A | N/A | N/A | N/A | N/A | N/A | N/A | N/A | N/A | N/A | N/A | N/A | N/A | N/A | N/A | N/A | N/A | N/A | N/A | N/A | N/A | N/A | N/A | N/A | N/A | N/A | N/A | N/A | N/A | N/A | N/A | N/A | N/A | N/A | N/A | N/A | N/A | N/A | N/A | N/A | N/A | N/A | N/A | N/A | N/A | N/A | N/A | N/A | N/A | N/A | N/A | N/A | N/A | N/A | N/A | N/A | N/A | N/A | N/A | N/A | N/A | N/A | N/A | N/A | N/A | N/A | 3.7653 | 4.1982
[SEER Multi-Split <=65kW] GEMS (Air Conditioners up to 65kW) Determination 2019 | N/A | AS/NZS 3823.1.4:2012 | MV6-R280WV2GN1/MI2-56Q4DHN1(E)-AU |  | N/A | Midea | 0.37 | Non Ducted | Multiple split - VRF | N/A | Air | Air | China | 7.84 | 27.63 | 28 | N/A | 0 | 0 | 0 | N/A | 8.17 | 31.5 | Enthalpy Test Room | 3.5038 | 3.7807 | Yes | 0 | N/A | 50 | 48.8 | 0 | 0 | N/A | N/A | N/A | 3.4278 | 3.7054 | N/A | N/A | N/A | N/A | N/A | N/A | None | Three | R410A | Australia,Fiji,New Zealand | 127831 | 2025-03-26 |  | Approved | Reverse Cycle | N/A | Yes | Class 20 | Yes | N/A | - | Yes | No | No | - | 3.5038 | Available | N/A | N/A |  |  | Yes |  |  | AAC4730 | N/A | Variable output compressor | Inverter | N/A | N/A | N/A | 7.84 | N/A | N/A | N/A | N/A | N/A | N/A | N/A | N/A | N/A | N/A | N/A | N/A | N/A | N/A | N/A | N/A | 8.17 | N/A | N/A | N/A | N/A | N/A | N/A | N/A | N/A | N/A | N/A | N/A | N/A | N/A | N/A | N/A | N/A | N/A | N/A | N/A | N/A | N/A | N/A | N/A | N/A | N/A | N/A | N/A | N/A | N/A | N/A | N/A | N/A | N/A | N/A | N/A | N/A | N/A | N/A | N/A | N/A | N/A | N/A | N/A | N/A | N/A | N/A | N/A | N/A | N/A | N/A | N/A | N/A | N/A | N/A | N/A | N/A | N/A | N/A | N/A | N/A | N/A | N/A | N/A | N/A | N/A | N/A | N/A | 3.4961 | 3.7793
[SEER Multi-Split <=65kW] GEMS (Air Conditioners up to 65kW) Determination 2019 | N/A | AS/NZS 3823.1.4:2012 | MV6-R335WV2GN1/MI2-56Q4DHN1(E)-AU |  | N/A | Midea | 0.19 | Non Ducted | Multiple split - VRF | N/A | Air | Air | China | 9.68 | 33.31 | 33.5 | N/A | 0 | 0 | 0 | N/A | 9.54 | 35 | Enthalpy Test Room | 3.2864 | 3.5609 | Yes | 0 | N/A | 53.3 | 52.1 | 0 | 0 | N/A | N/A | N/A | 3.2265 | 3.495 | N/A | N/A | N/A | N/A | N/A | N/A | None | Three | R410A | Australia,Fiji,New Zealand | 127833 | 2025-03-26 |  | Approved | Reverse Cycle | N/A | Yes | Class 20 | Yes | N/A | - | Yes | No | No | - | 3.2864 | Available | N/A | N/A |  |  | Yes |  |  | AAC4731 | N/A | Variable output compressor | Inverter | N/A | N/A | N/A | 9.68 | N/A | N/A | N/A | N/A | N/A | N/A | N/A | N/A | N/A | N/A | N/A | N/A | N/A | N/A | N/A | N/A | 9.54 | N/A | N/A | N/A | N/A | N/A | N/A | N/A | N/A | N/A | N/A | N/A | N/A | N/A | N/A | N/A | N/A | N/A | N/A | N/A | N/A | N/A | N/A | N/A | N/A | N/A | N/A | N/A | N/A | N/A | N/A | N/A | N/A | N/A | N/A | N/A | N/A | N/A | N/A | N/A | N/A | N/A | N/A | N/A | N/A | N/A | N/A | N/A | N/A | N/A | N/A | N/A | N/A | N/A | N/A | N/A | N/A | N/A | N/A | N/A | N/A | N/A | N/A | N/A | N/A | N/A | N/A | N/A | 3.3975 | 3.6023
[SEER Multi-Split <=65kW] GEMS (Air Conditioners up to 65kW) Determination 2019 | N/A | AS/NZS 3823.1.4:2012 | MV6-R400WV2GN1/MI2-56Q4DHN1(E)-AU |  | N/A | Midea | 0.06 | Non Ducted | Multiple split - VRF | N/A | Air | Air | China | 11.48 | 39.94 | 40 | N/A | 0 | 0 | 0 | N/A | 11.71 | 45 | Enthalpy Test Room | 3.4982 | 3.861 | Yes | 0 | N/A | 57 | 56 | 0 | 0 | N/A | N/A | N/A | 3.4381 | 3.7968 | N/A | N/A | N/A | N/A | N/A | N/A | None | Three | R410A | Australia,Fiji,New Zealand | 127834 | 2025-03-26 |  | Approved | Reverse Cycle | N/A | Yes | Class 21 | Yes | N/A | - | Yes | No | No | - | 3.4982 | Available | N/A | N/A |  |  | Yes |  |  | AAC4732 | N/A | Variable output compressor | Inverter | N/A | N/A | N/A | 11.48 | N/A | N/A | N/A | N/A | N/A | N/A | N/A | N/A | N/A | N/A | N/A | N/A | N/A | N/A | N/A | N/A | 11.71 | N/A | N/A | N/A | N/A | N/A | N/A | N/A | N/A | N/A | N/A | N/A | N/A | N/A | N/A | N/A | N/A | N/A | N/A | N/A | N/A | N/A | N/A | N/A | N/A | N/A | N/A | N/A | N/A | N/A | N/A | N/A | N/A | N/A | N/A | N/A | N/A | N/A | N/A | N/A | N/A | N/A | N/A | N/A | N/A | N/A | N/A | N/A | N/A | N/A | N/A | N/A | N/A | N/A | N/A | N/A | N/A | N/A | N/A | N/A | N/A | N/A | N/A | N/A | N/A | N/A | N/A | N/A | 3.4268 | 3.7817
[SEER Multi-Split <=65kW] GEMS (Air Conditioners up to 65kW) Determination 2019 | N/A | AS/NZS 3823.1.4:2012 | MV6-R450WV2GN1/MI2-56Q4DHN1(E)-AU |  | N/A | Midea | 0 | Non Ducted | Multiple split - VRF | N/A | Air | Air | China | 12.95 | 45 | 45 | N/A | 0 | 0 | 0 | N/A | 13.91 | 50 | Enthalpy Test Room | 3.4546 | 3.6149 | Yes | 0 | N/A | 60 | 59 | 0 | 0 | N/A | N/A | N/A | 3.399 | 3.5616 | N/A | N/A | N/A | N/A | N/A | N/A | None | Three | R410A | Australia,Fiji,New Zealand | 127835 | 2025-03-26 |  | Approved | Reverse Cycle | N/A | Yes | Class 21 | Yes | N/A | - | Yes | No | No | - | 3.4546 | Available | N/A | N/A |  |  | Yes |  |  | AAC4733 | N/A | Variable output compressor | Inverter | N/A | N/A | N/A | 12.95 | N/A | N/A | N/A | N/A | N/A | N/A | N/A | N/A | N/A | N/A | N/A | N/A | N/A | N/A | N/A | N/A | 13.91 | N/A | N/A | N/A | N/A | N/A | N/A | N/A | N/A | N/A | N/A | N/A | N/A | N/A | N/A | N/A | N/A | N/A | N/A | N/A | N/A | N/A | N/A | N/A | N/A | N/A | N/A | N/A | N/A | N/A | N/A | N/A | N/A | N/A | N/A | N/A | N/A | N/A | N/A | N/A | N/A | N/A | N/A | N/A | N/A | N/A | N/A | N/A | N/A | N/A | N/A | N/A | N/A | N/A | N/A | N/A | N/A | N/A | N/A | N/A | N/A | N/A | N/A | N/A | N/A | N/A | N/A | N/A | 3.4213 | 3.5437
[SEER Multi-Split <=65kW] GEMS (Air Conditioners up to 65kW) Determination 2019 | N/A | AS/NZS 3823.1.4:2012 | MV6-R500WV2GN1/MI2-63Q4DHN1(E)-AU |  | N/A | Midea | 0.04 | Non Ducted | Multiple split - VRF | N/A | Air | Air | China | 15.89 | 49.96 | 50 | N/A | 0 | 0 | 0 | N/A | 16.29 | 54.5 | Enthalpy Test Room | 3.1248 | 3.1302 | Yes | 0 | N/A | 60 | 59 | 0 | 0 | N/A | N/A | N/A | 3.0841 | 3.0939 | N/A | N/A | N/A | N/A | N/A | N/A | None | Three | R410A | Australia,Fiji,New Zealand | 127836 | 2025-03-25 |  | Approved | Reverse Cycle | N/A | Yes | Class 21 | Yes | N/A | - | Yes | No | No | - | 3.1248 | Available | N/A | N/A |  |  | Yes |  |  | AAC4711 | N/A | Variable output compressor | Inverter | N/A | N/A | N/A | 15.89 | N/A | N/A | N/A | N/A | N/A | N/A | N/A | N/A | N/A | N/A | N/A | N/A | N/A | N/A | N/A | N/A | 16.29 | N/A | N/A | N/A | N/A | N/A | N/A | N/A | N/A | N/A | N/A | N/A | N/A | N/A | N/A | N/A | N/A | N/A | N/A | N/A | N/A | N/A | N/A | N/A | N/A | N/A | N/A | N/A | N/A | N/A | N/A | N/A | N/A | N/A | N/A | N/A | N/A | N/A | N/A | N/A | N/A | N/A | N/A | N/A | N/A | N/A | N/A | N/A | N/A | N/A | N/A | N/A | N/A | N/A | N/A | N/A | N/A | N/A | N/A | N/A | N/A | N/A | N/A | N/A | N/A | N/A | N/A | N/A | 3.107 | 3.3051
[SEER Multi-Split <=65kW] GEMS (Air Conditioners up to 65kW) Determination 2019 | MEPS 2019 | AS/NZS 3823.1.4:2012 | MV8M-100WV2N8 |  | N/A | Midea | N/A | Non Ducted | vrf | N/A | Air | Air | China | 3 | N/A | 10 | N/A | N/A | N/A | N/A | N/A | 3.26 | 12 | Enthalpy Test Room | 3.4255 | 3.6732 | N/A | - | N/A | N/A | N/A | N/A | N/A | N/A | N/A | N/A | N/A | N/A | N/A | N/A | N/A | N/A | N/A | N/A | N/A | Single | R32 | Australia,Fiji,New Zealand | 154111 | 2028-05-16 |  | Approved | Reverse Cycle | N/A | No | Class 20 | No | N/A | N/A | N/A | N/A | N/A | N/A | N/A | Available | N/A | N/A |  |  | N/A |  |  | AAC7508 | Yes | Variable output compressor | Inverter | No | - | 10000 | 3 | - | 1140 | 5000 | No | - | - | - | 2742 | 10770 | No | 1041.96 | 5385 | No | - | - | 12000 | 3.26 | 1290 | 6000 | No | - | - | No | - | - | - | 3400 | 10200 | No | - | - | - | - | - | - | - | - | No | - | - | No | - | - | N/A | 71 | 3.937 | 3.879 | 4.331 | 4.932 | 4.661 | 4.664 | 675 | 1044 | 2983 | 1448 | 1813 | 3991 | 2 | 2 | 2.5 | 3.428 | 3.863 | 4.272 | 3.654 | 4.024 | 4.273 | 4609 | 1732 | 278 | 1483 | 782 | 182 | 1.5 | 2 | 2.5 | N/A | N/A | N/A | N/A | N/A | N/A | N/A | N/A | 17 | 3.2707 | 3.6172
[SEER Multi-Split <=65kW] GEMS (Air Conditioners up to 65kW) Determination 2019 | MEPS 2019 | AS/NZS 3823.1.4:2012 | MV8M-120WV2N8 |  | N/A | Midea | N/A | Non Ducted | vrf | N/A | Air | Air | China | 3.3 | N/A | 12 | N/A | N/A | N/A | N/A | N/A | 3.3 | 14 | Enthalpy Test Room | 3.636 | 4.273 | N/A | - | N/A | N/A | N/A | N/A | N/A | N/A | N/A | N/A | N/A | N/A | N/A | N/A | N/A | N/A | N/A | N/A | N/A | Single | R32 | Australia,Fiji,New Zealand | 154121 | 2028-05-16 |  | Approved | Reverse Cycle | N/A | No | Class 20 | No | N/A | N/A | N/A | N/A | N/A | N/A | N/A | Available | N/A | N/A |  |  | N/A |  |  | AAC7505 | Yes | Variable output compressor | Inverter | No | - | 12000 | 3.3 | - | 1260 | 6150 | No | - | - | - | 3016.2 | 12924 | No | 1151.64 | 6623.55 | No | - | - | 14000 | 3.3 | 1380 | 7000 | No | - | - | No | - | - | - | 3180 | 10800 | - | - | - | - | - | - | - | - | - | No | - | - | No | - | - | N/A | 71 | 4.406 | 4.319 | 4.8 | 5.491 | 5.176 | 5.167 | 727 | 1128 | 3234 | 1563 | 1962 | 4326 | 2.5 | 2.5 | 3 | 3.618 | 4.148 | 4.656 | 3.9 | 4.351 | 4.659 | 5091 | 1878 | 295 | 1618 | 841 | 192 | 2 | 2.5 | 3 | N/A | N/A | N/A | N/A | N/A | N/A | N/A | N/A | 17 | 3.5741 | 4.1698
[SEER Multi-Split <=65kW] GEMS (Air Conditioners up to 65kW) Determination 2019 | MEPS 2019 | AS/NZS 3823.1.4:2012 | MV8M-120WV2RN8 |  | N/A | Midea | N/A | Non Ducted | vrf | N/A | Air | Air | China | 3.3 | N/A | 12 | N/A | N/A | N/A | N/A | N/A | 3.3 | 14 | Enthalpy Test Room | 3.636 | 4.273 | N/A | - | N/A | N/A | N/A | N/A | N/A | N/A | N/A | N/A | N/A | N/A | N/A | N/A | N/A | N/A | N/A | N/A | N/A | Three | R32 | Australia,Fiji,New Zealand | 154429 | 2028-06-03 |  | Approved | Reverse Cycle | N/A | No | Class 20 | No | N/A | N/A | N/A | N/A | N/A | N/A | N/A | Available | N/A | N/A |  |  | N/A |  |  | AAC7537 | Yes | Variable output compressor | Inverter | No | - | 12000 | 3.3 | - | 1260 | 6150 | No | - | - | - | 3016.2 | 12924 | No | 1151.64 | 6623.55 | No | - | - | 14000 | 3.3 | 1380 | 7000 | No | - | - | No | - | - | - | 3180 | 10800 | No | - | - | - | - | - | - | - | - | No | - | - | No | - | - | N/A | 71 | 4.406 | 4.319 | 4.8 | 5.491 | 5.176 | 5.167 | 727 | 1128 | 3234 | 1563 | 1962 | 4326 | 2.5 | 2.5 | 3 | 3.618 | 4.148 | 4.656 | 3.9 | 4.351 | 4.659 | 5091 | 1878 | 295 | 1618 | 841 | 192 | 2 | 2.5 | 3 | N/A | N/A | N/A | N/A | N/A | N/A | N/A | N/A | 17 | 3.5741 | 4.1698
[SEER Multi-Split <=65kW] GEMS (Air Conditioners up to 65kW) Determination 2019 | MEPS 2019 | AS/NZS 3823.1.4:2012 | MV8M-140WV2N8 |  | N/A | Midea | N/A | Non Ducted | vrf | N/A | Air | Air | China | 4.12 | N/A | 14 | N/A | N/A | N/A | N/A | N/A | 3.86 | 16 | Enthalpy Test Room | 3.3972 | 4.1585 | N/A | - | N/A | N/A | N/A | N/A | N/A | N/A | N/A | N/A | N/A | N/A | N/A | N/A | N/A | N/A | N/A | N/A | N/A | Single | R32 | Australia,Fiji,New Zealand | 154125 | 2028-05-16 |  | Approved | Reverse Cycle | N/A | No | Class 20 | No | N/A | N/A | N/A | N/A | N/A | N/A | N/A | Available | N/A | N/A |  |  | N/A |  |  | AAC7509 | Yes | Variable output compressor | Inverter | No | - | 14000 | 4.12 | - | 1500 | 7000 | No | - | - | - | 3765.68 | 15078 | No | 1371 | 7539 | No | - | - | 16000 | 3.86 | 1600 | 8000 | No | - | - | No | - | - | - | 3650 | 12300 | No | - | - | - | - | - | - | - | - | No | - | - | No | - | - | N/A | 71 | 4.278 | 4.165 | 4.57 | 5.287 | 4.968 | 4.917 | 881 | 1374 | 3972 | 1902 | 2393 | 5311 | 2.5 | 2.5 | 3 | 3.573 | 4.092 | 4.59 | 3.849 | 4.291 | 4.593 | 5886 | 2168 | 335 | 1868 | 969 | 217 | 2 | 2.5 | 3 | N/A | N/A | N/A | N/A | N/A | N/A | N/A | N/A | 17 | 3.3513 | 4.0843
[SEER Multi-Split <=65kW] GEMS (Air Conditioners up to 65kW) Determination 2019 | MEPS 2019 | AS/NZS 3823.1.4:2012 | MV8M-140WV2RN8 |  | N/A | Midea | N/A | Non Ducted | vrf | N/A | Air | Air | China | 4.12 | N/A | 14 | N/A | N/A | N/A | N/A | N/A | 3.86 | 16 | Enthalpy Test Room | 3.3972 | 4.1585 | N/A | - | N/A | N/A | N/A | N/A | N/A | N/A | N/A | N/A | N/A | N/A | N/A | N/A | N/A | N/A | N/A | N/A | N/A | Three | R32 | Australia,Fiji,New Zealand | 154431 | 2028-06-03 |  | Approved | Reverse Cycle | N/A | No | Class 20 | No | N/A | N/A | N/A | N/A | N/A | N/A | N/A | Available | N/A | N/A |  |  | N/A |  |  | AAC7538 | Yes | Variable output compressor | Inverter | No | - | 14000 | 4.12 | - | 1500 | 7000 | No | - | - | - | 3765.68 | 15078 | No | 1371 | 7539 | No | - | - | 16000 | 3.86 | 1600 | 8000 | No | - | - | No | - | - | - | 3650 | 12300 | No | - | - | - | - | - | - | - | - | No | - | - | No | - | - | N/A | 71 | 4.278 | 4.165 | 4.57 | 5.287 | 4.968 | 4.917 | 881 | 1374 | 3972 | 1902 | 2393 | 5311 | 2.5 | 2.5 | 3 | 3.573 | 4.092 | 4.59 | 3.849 | 4.291 | 4.593 | 5886 | 2168 | 335 | 1868 | 969 | 217 | 2 | 2.5 | 3 | N/A | N/A | N/A | N/A | N/A | N/A | N/A | N/A | 17 | 3.3513 | 4.0843
[SEER Multi-Split <=65kW] GEMS (Air Conditioners up to 65kW) Determination 2019 | MEPS 2019 | AS/NZS 3823.1.4:2012 | MV8M-160WV2N8 |  | N/A | Midea | N/A | Non Ducted | vrf | N/A | Air | Air | China | 4.6 | N/A | 15.5 | N/A | N/A | N/A | N/A | N/A | 4.5 | 18 | Enthalpy Test Room | 3.4068 | 4.0409 | N/A | - | N/A | N/A | N/A | N/A | N/A | N/A | N/A | N/A | N/A | N/A | N/A | N/A | N/A | N/A | N/A | N/A | N/A | Single | R32 | Australia,Fiji,New Zealand | 154130 | 2028-05-16 |  | Approved | Reverse Cycle | N/A | No | Class 20 | No | N/A | N/A | N/A | N/A | N/A | N/A | N/A | Available | N/A | N/A |  |  | N/A |  |  | AAC7510 | Yes | Variable output compressor | Inverter | No | - | 15500 | 4.6 | - | 1740 | 7750 | No | - | - | - | 4204.4 | 16693.5 | No | 1590.36 | 8346.75 | No | - | - | 18000 | 4.5 | 1820 | 9000 | No | - | - | No | - | - | - | 4160 | 13800 | No | - | - | - | - | - | - | - | - | No | - | - | No | - | - | N/A | 71 | 4.184 | 4.078 | 4.444 | 5.109 | 4.807 | 4.764 | 1002 | 1560 | 4528 | 2184 | 2743 | 6074 | 2.5 | 2.5 | 2.5 | 3.522 | 4.036 | 4.538 | 3.8 | 4.238 | 4.542 | 6711 | 2467 | 375 | 2123 | 1099 | 243 | 2 | 2.5 | 3 | N/A | N/A | N/A | N/A | N/A | N/A | N/A | N/A | 17 | 3.328 | 3.9496
[SEER Multi-Split <=65kW] GEMS (Air Conditioners up to 65kW) Determination 2019 | MEPS 2019 | AS/NZS 3823.1.4:2012 | MV8M-160WV2RN8 |  | N/A | Midea | N/A | Non Ducted | vrf | N/A | Air | Air | China | 4.6 | N/A | 15.5 | N/A | N/A | N/A | N/A | N/A | 4.5 | 18 | Enthalpy Test Room | 3.4068 | 4.0409 | N/A | - | N/A | N/A | N/A | N/A | N/A | N/A | N/A | N/A | N/A | N/A | N/A | N/A | N/A | N/A | N/A | N/A | N/A | Three | R32 | Australia,Fiji,New Zealand | 154433 | 2028-06-03 |  | Approved | Reverse Cycle | N/A | No | Class 20 | No | N/A | N/A | N/A | N/A | N/A | N/A | N/A | Available | N/A | N/A |  |  | N/A |  |  | AAC7539 | Yes | Variable output compressor | Inverter | No | - | 15500 | 4.6 | - | 1740 | 7750 | No | - | - | - | 4204.4 | 16693.5 | No | 1590.36 | 8346.75 | No | - | - | 18000 | 4.5 | 1820 | 9000 | No | - | - | No | - | - | - | 4160 | 13800 | No | - | - | - | - | - | - | - | - | No | - | - | No | - | - | N/A | 71 | 4.184 | 4.078 | 4.444 | 5.109 | 4.807 | 4.764 | 1002 | 1560 | 4528 | 2184 | 2743 | 6074 | 2.5 | 2.5 | 2.5 | 3.522 | 4.036 | 4.538 | 3.8 | 4.238 | 4.542 | 6711 | 2467 | 375 | 2123 | 1099 | 243 | 2 | 2.5 | 3 | N/A | N/A | N/A | N/A | N/A | N/A | N/A | N/A | 17 | 3.328 | 3.9496
[SEER Multi-Split <=65kW] GEMS (Air Conditioners up to 65kW) Determination 2019 | MEPS 2019 | AS/NZS 3823.1.4:2012 | MV8M-180WV2N8 |  | N/A | Midea | N/A | Non Ducted | vrf | N/A | Air | Air | China | 5.53 | N/A | 17.5 | N/A | N/A | N/A | N/A | N/A | 4.93 | 19.5 | Enthalpy Test Room | 3.1667 | 3.9546 | N/A | - | N/A | N/A | N/A | N/A | N/A | N/A | N/A | N/A | N/A | N/A | N/A | N/A | N/A | N/A | N/A | N/A | N/A | Single | R32 | Australia,Fiji,New Zealand | 154133 | 2028-05-16 |  | Approved | Reverse Cycle | N/A | No | Class 20 | No | N/A | N/A | N/A | N/A | N/A | N/A | N/A | Available | N/A | N/A |  |  | N/A |  |  | AAC7512 | Yes | Variable output compressor | Inverter | No | - | 17500 | 5.53 | - | 2060 | 8750 | No | - | - | - | 5054.42 | 18847.5 | No | 1882.84 | 9423.75 | No | - | - | 19500 | 4.93 | 2010 | 9750 | No | - | - | No | - | - | - | 4730 | 14900 | No | - | - | - | - | - | - | - | - | No | - | - | No | - | - | N/A | 71 | 4.031 | 3.909 | 4.228 | 4.891 | 4.591 | 4.53 | 1181 | 1846 | 5382 | 2582 | 3249 | 7218 | 2.5 | 2 | 2.5 | 3.427 | 3.922 | 4.446 | 3.711 | 4.138 | 4.453 | 7468 | 2745 | 410 | 2352 | 1215 | 264 | 1.5 | 2 | 2.5 | N/A | N/A | N/A | N/A | N/A | N/A | N/A | N/A | 17 | 3.132 | 3.9098
[SEER Multi-Split <=65kW] GEMS (Air Conditioners up to 65kW) Determination 2019 | MEPS 2019 | AS/NZS 3823.1.4:2012 | MV8M-180WV2RN8 |  | N/A | Midea | N/A | Non Ducted | vrf | N/A | Air | Air | China | 5.53 | N/A | 17.5 | N/A | N/A | N/A | N/A | N/A | 4.93 | 19.5 | Enthalpy Test Room | 3.1667 | 3.9546 | N/A | - | N/A | N/A | N/A | N/A | N/A | N/A | N/A | N/A | N/A | N/A | N/A | N/A | N/A | N/A | N/A | N/A | N/A | Three | R32 | Australia,Fiji,New Zealand | 154436 | 2028-06-03 |  | Approved | Reverse Cycle | N/A | No | Class 20 | No | N/A | N/A | N/A | N/A | N/A | N/A | N/A | Available | N/A | N/A |  |  | N/A |  |  | AAC7547 | Yes | Variable output compressor | Inverter | No | - | 17500 | 5.53 | - | 2060 | 8750 | No | - | - | - | 5054.42 | 18847.5 | No | 1882.84 | 9423.75 | No | - | - | 19500 | 4.93 | 2010 | 9750 | No | - | - | No | - | - | - | 4730 | 14900 | No | - | - | - | - | - | - | - | - | No | - | - | No | - | - | N/A | 71 | 4.031 | 3.909 | 4.228 | 4.891 | 4.591 | 4.53 | 1181 | 1846 | 5382 | 2582 | 3249 | 7218 | 2.5 | 2 | 2.5 | 3.427 | 3.922 | 4.446 | 3.711 | 4.138 | 4.453 | 7468 | 2745 | 410 | 2352 | 1215 | 264 | 1.5 | 2 | 2.5 | N/A | N/A | N/A | N/A | N/A | N/A | N/A | N/A | 17 | 3.132 | 3.9098
[SEER Multi-Split <=65kW] GEMS (Air Conditioners up to 65kW) Determination 2019 | MEPS 2019 | AS/NZS 3823.1.4:2012 | MV8M-80WV2N8 |  | N/A | Midea | N/A | Non Ducted | vrf | N/A | Air | Air | China | 2.24 | N/A | 8 | N/A | N/A | N/A | N/A | N/A | 2.24 | 9 | Enthalpy Test Room | 3.6478 | 4.0638 | N/A | - | N/A | N/A | N/A | N/A | N/A | N/A | N/A | N/A | N/A | N/A | N/A | N/A | N/A | N/A | N/A | N/A | N/A | Single | R32 | Australia,Fiji,New Zealand | 154383 | 2028-06-03 |  | Approved | Reverse Cycle | N/A | No | Class 19 | No | N/A | N/A | N/A | N/A | N/A | N/A | N/A | Available | N/A | N/A |  |  | N/A |  |  | AAC7536 | Yes | Variable output compressor | Inverter | No | - | 8000 | 2.24 | - | 880 | 4000 | No | - | - | - | 2047.36 | 8616 | No | 804.32 | 4308 | No | - | - | 9000 | 2.24 | 910 | 4500 | No | - | - | No | - | - | - | 2400 | 7600 | No | - | - | - | - | - | - | - | - | No | - | - | No | - | - | N/A | 71 | 3.959 | 3.946 | 4.499 | 5.048 | 4.797 | 4.856 | 530 | 811 | 2288 | 1124 | 1402 | 3059 | 2 | 2 | 2.5 | 3.612 | 4.095 | 4.541 | 3.86 | 4.272 | 4.543 | 3291 | 1239 | 209 | 1063 | 563 | 139 | 2 | 2.5 | 3 | N/A | N/A | N/A | N/A | N/A | N/A | N/A | N/A | 17 | 3.4821 | 3.9174
[SEER Multi-Split <=65kW] GEMS (Air Conditioners up to 65kW) Determination 2019 | MEPS 2019 | AS/NZS 3823.1.4:2012 | MVI-180WV2GN1(A) |  | N/A | Midea | N/A | Non Ducted | vrf | N/A | Air | Air | China | 4.9 | N/A | 18 | N/A | N/A | N/A | N/A | N/A | 4.9 | 20 | Enthalpy Test Room | 3.6804 | 3.8306 | N/A | - | N/A | N/A | N/A | N/A | N/A | N/A | N/A | N/A | N/A | N/A | N/A | N/A | N/A | N/A | N/A | N/A | N/A | Three | R410A | Australia,Fiji,New Zealand | 134819 | 2025-12-18 |  | Approved | Reverse Cycle | N/A | No | Class 20 | No | N/A | N/A | N/A | N/A | N/A | N/A | N/A | Available | N/A | N/A |  |  | N/A |  |  | AAC5610 | Yes | Variable output compressor | Inverter | No | - | 18000 | 4.9 | - | 2200 | 9000 | No | - | - | - | 4478.6 | 19386 | No | 2010.8 | 9693 | No | - | - | 20000 | 4.9 | 1900 | 10000 | No | - | - | Yes | 6700 | 15000 | No | - | - | No | - | - | - | - | - | No | - | - | No | - | - | No | - | - | N/A | 77 | 3.797 | 3.808 | 4.295 | 4.701 | 4.491 | 4.59 | 1253 | 1904 | 5405 | 2728 | 3380 | 7292 | 2 | 2 | 2.5 | 3.223 | 3.98 | 4.834 | 3.562 | 4.342 | 4.835 | 8182 | 2822 | 434 | 2548 | 1226 | 288 | 1.5 | 2 | 3 | N/A | N/A | N/A | N/A | N/A | N/A | N/A | N/A | 35 | 3.5869 | 3.9854
[SEER Multi-Split <=65kW] GEMS (Air Conditioners up to 65kW) Determination 2019 | MEPS 2019 | AS/NZS 3823.1.4:2012 | MVI-200WV2GN1(A) |  | N/A | Midea | N/A | Non Ducted | vrf | N/A | Air | Air | China | 6 | N/A | 20 | N/A | N/A | N/A | N/A | N/A | 5.6 | 22 | Enthalpy Test Room | 3.316 | 3.8313 | N/A | - | N/A | N/A | N/A | N/A | N/A | N/A | N/A | N/A | N/A | N/A | N/A | N/A | N/A | N/A | N/A | N/A | N/A | Three | R410A | Australia,Fiji,New Zealand | 134820 | 2025-12-18 |  | Approved | Reverse Cycle | N/A | No | Class 20 | No | N/A | N/A | N/A | N/A | N/A | N/A | N/A | Available | N/A | N/A |  |  | N/A |  |  | AAC5606 | Yes | Variable output compressor | Inverter | No | - | 20000 | 6 | - | 2500 | 10000 | No | - | - | - | 5484 | 21540 | No | 2285 | 10770 | No | - | - | 22000 | 5.6 | 2200 | 11000 | No | - | - | Yes | 7000 | 15500 | No | - | - | No | - | - | - | - | - | No | - | - | No | - | - | No | - | - | N/A | 77 | 3.707 | 3.679 | 4.101 | 4.579 | 4.35 | 4.391 | 1437 | 2203 | 6304 | 3123 | 3889 | 8480 | 2 | 2 | 2.5 | 2.806 | 3.417 | 4.595 | 3.39 | 3.929 | 4.594 | 10314 | 3589 | 489 | 2933 | 1474 | 322 | 1 | 1.5 | 3 | N/A | N/A | N/A | N/A | N/A | N/A | N/A | N/A | 35 | 3.2689 | 3.8473
[SEER Multi-Split <=65kW] GEMS (Air Conditioners up to 65kW) Determination 2019 | MEPS 2019 | AS/NZS 3823.1.4:2012 | MVI-224WV2GN1(A) |  | N/A | Midea | N/A | Non Ducted | vrf | N/A | Air | Air | China | 6.5 | N/A | 22.4 | N/A | N/A | N/A | N/A | N/A | 6.5 | 24 | Enthalpy Test Room | 3.3478 | 3.6588 | N/A | - | N/A | N/A | N/A | N/A | N/A | N/A | N/A | N/A | N/A | N/A | N/A | N/A | N/A | N/A | N/A | N/A | N/A | Three | R410A | Australia,Fiji,New Zealand | 134822 | 2025-12-18 |  | Approved | Reverse Cycle | N/A | No | Class 20 | No | N/A | N/A | N/A | N/A | N/A | N/A | N/A | Available | N/A | N/A |  |  | N/A |  |  | AAC5607 | Yes | Variable output compressor | Inverter | No | - | 22400 | 6.5 | - | 2700 | 12100 | No | - | - | - | 5941 | 24124.8 | No | 2467.8 | 13031.7 | No | - | - | 24000 | 6.5 | 2600 | 12000 | No | - | - | Yes | 7500 | 16000 | No | - | - | No | - | - | - | - | - | No | - | - | No | - | - | No | - | - | N/A | 77 | 4.076 | 4.005 | 4.466 | 5.05 | 4.77 | 4.794 | 1465 | 2269 | 6486 | 3172 | 3974 | 8701 | 2.5 | 2.5 | 2.5 | 2.62 | 3.167 | 4.245 | 2.955 | 3.638 | 4.242 | 12041 | 4208 | 562 | 3653 | 1724 | 368 | 1 | 1.5 | 2.5 | N/A | N/A | N/A | N/A | N/A | N/A | N/A | N/A | 35 | 3.3846 | 3.6263
[SEER Multi-Split <=65kW] GEMS (Air Conditioners up to 65kW) Determination 2019 | MEPS 2019 | AS/NZS 3823.1.4:2012 | MVI-260WV2GN1(A) |  | N/A | Midea | N/A | Non Ducted | vrf | N/A | Air | Air | China | 7.26 | N/A | 26 | N/A | N/A | N/A | N/A | N/A | 7.5 | 28 | Enthalpy Test Room | 3.5772 | 3.7859 | N/A | - | N/A | N/A | N/A | N/A | N/A | N/A | N/A | N/A | N/A | N/A | N/A | N/A | N/A | N/A | N/A | N/A | N/A | Three | R410A | Australia,Fiji,New Zealand | 134823 | 2025-12-18 |  | Approved | Reverse Cycle | N/A | No | Class 20 | No | N/A | N/A | N/A | N/A | N/A | N/A | N/A | Available | N/A | N/A |  |  | N/A |  |  | AAC5611 | Yes | Variable output compressor | Inverter | No | - | 26000 | 7.26 | - | 2770 | 12800 | No | - | - | - | 6635.64 | 28002 | No | 2531.78 | 13785.6 | No | - | - | 28000 | 7.5 | 3000 | 13700 | No | - | - | Yes | 8200 | 18500 | No | - | - | No | - | - | - | - | - | No | - | - | No | - | - | No | - | - | N/A | 77 | 4.261 | 4.188 | 4.623 | 5.267 | 4.974 | 4.961 | 1635 | 2529 | 7283 | 3539 | 4431 | 9768 | 2.5 | 2.5 | 3 | 2.651 | 3.186 | 4.213 | 2.974 | 3.374 | 4.209 | 13870 | 4866 | 645 | 4223 | 2150 | 420 | 1 | 1.5 | 2.5 | N/A | N/A | N/A | N/A | N/A | N/A | N/A | N/A | 35 | 3.5238 | 3.6754
[SEER Multi-Split <=65kW] GEMS (Air Conditioners up to 65kW) Determination 2019 | MEPS 2019 | AS/NZS 3823.1.4:2012 | MVI-280WV2GN1(A) |  | N/A | Midea | N/A | Non Ducted | vrf | N/A | Air | Air | China | 8.7 | N/A | 28.5 | N/A | N/A | N/A | N/A | N/A | 8.3 | 30 | Enthalpy Test Room | 3.201 | 3.634 | N/A | - | N/A | N/A | N/A | N/A | N/A | N/A | N/A | N/A | N/A | N/A | N/A | N/A | N/A | N/A | N/A | N/A | N/A | Three | R410A | Australia,Fiji,New Zealand | 134824 | 2025-12-18 |  | Approved | Reverse Cycle | N/A | No | Class 20 | No | N/A | N/A | N/A | N/A | N/A | N/A | N/A | Available | N/A | N/A |  |  | N/A |  |  | AAC5612 | Yes | Variable output compressor | Inverter | No | - | 28500 | 8.7 | - | 2950 | 13700 | No | - | - | - | 7951.8 | 30694.5 | No | 2696.3 | 14754.9 | No | - | - | 30000 | 8.3 | 3350 | 15000 | No | - | - | Yes | 8250 | 19000 | No | - | - | No | - | - | - | - | - | No | - | - | No | - | - | No | - | - | N/A | 77 | 4.212 | 4.092 | 4.483 | 5.239 | 4.911 | 4.831 | 1822 | 2849 | 8243 | 3907 | 4928 | 11004 | 2.5 | 2.5 | 2.5 | 2.385 | 2.818 | 4.062 | 2.911 | 3.297 | 4.116 | 16502 | 5874 | 707 | 4616 | 2350 | 454 | 0.5 | 1 | 2.5 | N/A | N/A | N/A | N/A | N/A | N/A | N/A | N/A | 35 | 3.2319 | 3.5637
[SEER Non Multi-Split <=65kW] GEMS (Air Conditioners up to 65kW) Determination 2019 | MEPS 2019 | AS/NZS 3823.1.1:2012 | MWF09HB4 |  | N/A | Midea | N/A | Non Ducted | Window Wall | - | Air | Air | China | 0.76 | N/A | 2.6 | N/A | N/A | N/A | N/A | N/A | 0.67 | 2.35 | Calorimeter Room | 3.3932 | 3.4031 | N/A | - | N/A | N/A | N/A | N/A | N/A | N/A | N/A | N/A | N/A | N/A | N/A | N/A | N/A | N/A | N/A | N/A | Calorimeter Room | Single | R410A | Australia,Fiji,New Zealand | 144434 | 2027-02-27 |  | Approved | Reverse Cycle | N/A | No | Class 5 | No | N/A | N/A | N/A | N/A | N/A | N/A | N/A | Available | N/A | N/A |  |  | N/A |  |  | AAC6524 | No | - | - | - | - | 2600 | 0.76 | - | - | - | - | - | - | Yes | 720 | 3000 | - | - | - | - | - | - | 2350 | 0.67 | - | - | - | - | - | - | - | - | - | 635 | 1625 | - | - | - | - | - | - | - | - | - | No | - | - | - | - | - | 56 | 66.1 | 3.578 | 3.534 | 3.694 | 4.037 | 3.841 | 3.85 | 203 | 309 | 922 | 471 | 582 | 1267 | 2 | 2 | 2 | 2.454 | 2.642 | 2.908 | 2.607 | 2.831 | 2.977 | 1251 | 484 | 68 | 398 | 208 | 42 | 0.5 | 1 | 1 | - | - | - | - | - | N/A | N/A | N/A | 0.257 | 3.4171 | 3.5029
[SEER Non Multi-Split <=65kW] GEMS (Air Conditioners up to 65kW) Determination 2019 | MEPS 2019 | AS/NZS 3823.1.1:2012 | MWFF39H |  | N/A | MIDEA | N/A | Non Ducted | Window Wall | - | Air | Air | China | 1.1 | N/A | 3.9 | N/A | N/A | N/A | N/A | N/A | 1.02 | 3.5 | Calorimeter Room | 3.2751 | 3.2649 | N/A | - | N/A | N/A | N/A | N/A | N/A | N/A | N/A | N/A | N/A | N/A | N/A | N/A | N/A | N/A | N/A | N/A | N/A | Single | R32 | Australia,Fiji,New Zealand | 161685 | 2029-05-20 |  | Approved | Reverse Cycle | N/A | Yes | Class 5 | Yes | N/A | N/A | N/A | N/A | N/A | N/A | N/A | Available | N/A | N/A |  |  | N/A |  |  | AAC8248 | No | - | - | - | - | 3900 | 1.1 | - | - | - | - | - | - | Yes | 1000 | 4167 | - | - | - | - | - | - | 3500 | 1.02 | - | - | - | - | - | - | - | - | - | 893 | 2129 | - | - | - | - | - | - | - | - | - | No | - | - | - | - | - | 57.1 | 67.3 | 3.625 | 3.596 | 3.747 | 4.059 | 3.872 | 3.895 | 301 | 457 | 1363 | 702 | 867 | 1879 | 2 | 2 | 2 | 2.269 | 2.462 | 2.832 | 2.466 | 2.689 | 2.908 | 2015 | 773 | 105 | 627 | 327 | 64 | 0.5 | 0.5 | 1 | - | - | - | - | - | N/A | N/A | N/A | 0.509 | 3.5399 | 3.4256
[SEER Non Multi-Split <=65kW] GEMS (Air Conditioners up to 65kW) Determination 2019 | MEPS 2019 | AS/NZS 3823.1.1:2012 | MWFF53H |  | N/A | MIDEA | N/A | Non Ducted | Window Wall | - | Air | Air | China | 1.55 | N/A | 5.4 | N/A | N/A | N/A | N/A | N/A | 1.39 | 4.78 | Calorimeter Room | 3.1655 | 3.239 | N/A | - | N/A | N/A | N/A | N/A | N/A | N/A | N/A | N/A | N/A | N/A | N/A | N/A | N/A | N/A | N/A | N/A | N/A | Single | R32 | Australia,Fiji,New Zealand | 161484 | 2029-05-20 |  | Approved | Reverse Cycle | N/A | Yes | Class 5 | Yes | N/A | N/A | N/A | N/A | N/A | N/A | N/A | Available | N/A | N/A |  |  | N/A |  |  | AAC8254 | No | - | - | - | - | 5400 | 1.55 | - | - | - | - | - | - | Yes | 1450 | 5700 | - | - | - | - | - | - | 4780 | 1.39 | - | - | - | - | - | - | - | - | - | 1250 | 2950 | - | - | - | - | - | - | - | - | - | No | - | - | - | - | - | 65.1 | 76.2 | 3.439 | 3.426 | 3.55 | 3.711 | 3.591 | 3.647 | 439 | 664 | 1991 | 1063 | 1295 | 2778 | 1.5 | 1.5 | 2 | 2.27 | 2.46 | 2.831 | 2.467 | 2.696 | 2.912 | 2751 | 1057 | 144 | 856 | 446 | 88 | 0.5 | 0.5 | 1 | - | - | - | - | - | N/A | N/A | N/A | 0.844 | 3.4775 | 3.4318
[SEER Non Multi-Split <=65kW] GEMS (Air Conditioners up to 65kW) Determination 2019 | MEPS 2019 | AS/NZS 3823.1.1:2012 | UCMI105OB/CASMI105IB |  | N/A | MIDEA | N/A | Non Ducted | Single Split System | Cassette | Air | Air | China | 2.86 | N/A | 10.5 | N/A | N/A | N/A | N/A | N/A | 2.7 | 11.5 | Enthalpy Test Room | 3.5768 | 4.0843 | N/A | - | N/A | N/A | N/A | N/A | N/A | N/A | N/A | N/A | N/A | N/A | N/A | N/A | N/A | N/A | N/A | N/A | N/A | Single | R32 | Australia,Fiji,New Zealand | 159593 | 2029-02-20 |  | Approved | Reverse Cycle | N/A | Yes | Class 11 | Yes | N/A | N/A | N/A | N/A | N/A | N/A | N/A | Available | N/A | N/A |  |  | N/A |  |  | AAC8069 | Yes | Variable output compressor | Inverter | No | - | 10500 | 2.86 | - | 1543 | 5606 | Yes | 631 | 3077 | - | 2614.04 | 11308.5 | Yes | 900 | 5590 | - | 440 | 3220 | 11500 | 2.7 | 1121 | 5559 | Yes | 491 | 2301 | Yes | 3357 | 9839 | No | - | - | No | - | - | - | - | - | No | - | - | No | - | - | No | - | - | 64 | 70.4 | 5.331 | 5.162 | 5.831 | 10.807 | 8.022 | 7.553 | 531 | 833 | 2335 | 690 | 1107 | 2590 | 3.5 | 3.5 | 4 | 3.723 | 4.285 | 4.789 | 4.02 | 4.491 | 4.785 | 4056 | 1484 | 226 | 1282 | 662 | 146 | 2 | 2.5 | 3 | No | - | - | - | - | N/A | N/A | N/A | 10 | 3.6284 | 4.2066
[SEER Non Multi-Split <=65kW] GEMS (Air Conditioners up to 65kW) Determination 2019 | MEPS 2019 | AS/NZS 3823.1.2:2012 | UCMI105OB/DUCMI105IHB |  | N/A | MIDEA | N/A | Ducted | Single Split System | - | Air | Air | China | 3.1 | N/A | 10 | N/A | N/A | N/A | N/A | N/A | 2.75 | 11 | Calorimeter Room | 3.3269 | 4.0926 | N/A | - | N/A | N/A | N/A | N/A | N/A | N/A | N/A | N/A | N/A | N/A | N/A | N/A | N/A | N/A | N/A | N/A | N/A | Single | R32 | Australia,Fiji,New Zealand | 148227 | 2027-11-09 |  | Approved | Reverse Cycle | N/A | Yes | Class 11 | Yes | N/A | N/A | N/A | N/A | N/A | N/A | N/A | Available | N/A | N/A |  | http://www.midea.net.au/ | N/A |  |  | AAC7136 | Yes | Variable output compressor | Inverter | No | - | 10000 | 3.1 | - | 1650 | 5145 | Yes | 615 | 2590 | - | 2833.4 | 10770 | Yes | 710 | 5070 | - | 350 | 2630 | 11000 | 2.75 | 1080 | 5690 | Yes | 490 | 2320 | Yes | 3590 | 10080 | No | - | - | No | - | - | - | - | - | No | - | - | No | - | - | No | - | - | - | - | 6.077 | 5.611 | 7.03 | -49.004 | 14.416 | 18.534 | 440 | 726 | 1839 | -170 | 577 | 993 | 4.5 | 4 | 5.5 | 3.815 | 4.368 | 4.92 | 4.111 | 4.559 | 4.885 | 3787 | 1394 | 213 | 1200 | 625 | 139 | 2 | 2.5 | 3 | No | - | - | - | - | N/A | N/A | N/A | 10 | 3.191 | 3.9514
[SEER Non Multi-Split <=65kW] GEMS (Air Conditioners up to 65kW) Determination 2019 | MEPS 2019 | AS/NZS 3823.1.2:2012 | UCMI140OB/DUCMI140IHB |  | N/A | MIDEA | N/A | Ducted | Single Split System | - | Air | Air | China | 4.2 | N/A | 14 | N/A | N/A | N/A | N/A | N/A | 3.75 | 14.5 | Calorimeter Room | 3.324 | 4.0445 | N/A | - | N/A | N/A | N/A | N/A | N/A | N/A | N/A | N/A | N/A | N/A | N/A | N/A | N/A | N/A | N/A | N/A | N/A | Single | R32 | Australia,Fiji,New Zealand | 148229 | 2027-11-10 |  | Approved | Reverse Cycle | N/A | Yes | Class 11 | Yes | N/A | N/A | N/A | N/A | N/A | N/A | N/A | Available | N/A | N/A |  | http://www.midea.net.au/ | N/A |  |  | AAC7146 | Yes | Variable output compressor | Inverter | No | - | 14000 | 4.2 | - | 1730 | 6550 | Yes | 890 | 3210 | - | 3838.8 | 15078 | Yes | 1095 | 7100 | - | 530 | 3770 | 14500 | 3.75 | 1300 | 6600 | Yes | 560 | 2800 | Yes | 5060 | 14150 | No | - | - | No | - | - | - | - | - | No | - | - | No | - | - | No | - | - | - | - | 5.619 | 5.319 | 5.865 | 15.246 | 9.524 | 7.749 | 677 | 1085 | 3103 | 651 | 1246 | 3372 | 4 | 3.5 | 4 | 3.818 | 4.299 | 4.963 | 4.183 | 4.642 | 5.019 | 4981 | 1858 | 270 | 1549 | 803 | 172 | 2 | 2.5 | 3 | No | - | - | - | - | N/A | N/A | N/A | 10 | 3.3067 | 3.8321
[SEER Non Multi-Split <=65kW] GEMS (Air Conditioners up to 65kW) Determination 2019 | MEPS 2019 | AS/NZS 3823.1.2:2012 | UCMI170OB/DUCMI170IHB |  | N/A | MIDEA | N/A | Ducted | Single Split System | - | Air | Air | China | 5.02 | N/A | 17 | N/A | N/A | N/A | N/A | N/A | 4.45 | 17.5 | Enthalpy Test Room | 3.4239 | 3.9234 | N/A | - | N/A | N/A | N/A | N/A | N/A | N/A | N/A | N/A | N/A | N/A | N/A | N/A | N/A | N/A | N/A | N/A | N/A | Single | R32 | Australia,Fiji,New Zealand | 159371 | 2029-01-31 |  | Approved | Reverse Cycle | N/A | Yes | Class 11 | Yes | N/A | N/A | N/A | N/A | N/A | N/A | N/A | Available | N/A | N/A |  |  | N/A |  |  | AAC8036 | Yes | Variable output compressor | Inverter | No | - | 17000 | 5.02 | - | 2200 | 8032 | Yes | 999 | 4492 | - | 4588.28 | 18309 | Yes | 1364 | 8240 | - | 644 | 4049.7 | 17500 | 4.45 | 1720 | 8670 | Yes | 780 | 4130 | Yes | 4950 | 14500 | No | - | - | No | - | - | - | - | - | No | - | - | No | - | - | No | - | - | - | 71 | 5.197 | 4.963 | 5.531 | 16.778 | 8.205 | 7.291 | 887 | 1410 | 3993 | 712 | 1756 | 4350 | 3.5 | 3 | 4 | 3.681 | 4.304 | 5.082 | 4.115 | 4.704 | 5.15 | 6238 | 2245 | 324 | 1904 | 960 | 207 | 2 | 2.5 | 3.5 | No | - | - | - | - | N/A | N/A | N/A | 13.9 | 3.3551 | 3.8915
[SEER Non Multi-Split <=65kW] GEMS (Air Conditioners up to 65kW) Determination 2019 | MEPS 2019 | AS/NZS 3823.1.1:2012 | UCMI70OB/CASMI70IB |  | N/A | MIDEA | N/A | Non Ducted | Single Split System | Cassette | Air | Air | China | 1.83 | N/A | 7 | N/A | N/A | N/A | N/A | N/A | 1.7 | 7.7 | Enthalpy Test Room | 3.6663 | 4.351 | N/A | - | N/A | N/A | N/A | N/A | N/A | N/A | N/A | N/A | N/A | N/A | N/A | N/A | N/A | N/A | N/A | N/A | N/A | Single | R32 | Australia,Fiji,New Zealand | 159594 | 2029-02-19 |  | Approved | Reverse Cycle | N/A | Yes | Class 9 | Yes | N/A | N/A | N/A | N/A | N/A | N/A | N/A | Available | N/A | N/A |  |  | N/A |  |  | AAC8064 | Yes | Variable output compressor | Inverter | No | - | 7000 | 1.83 | - | 963 | 3595 | Yes | 687 | 2600 | - | 1672.62 | 7539 | Yes | 750 | 3550 | - | 409 | 2880 | 7700 | 1.7 | 621 | 3548 | Yes | 369 | 2084 | Yes | 2673 | 7697 | No | - | - | No | - | - | - | - | - | No | - | - | No | - | - | No | - | - | 57.7 | 63.7 | 4.994 | 4.984 | 5.098 | 9.972 | 7.733 | 5.861 | 387 | 585 | 1792 | 507 | 774 | 2236 | 3 | 3 | 3.5 | 4.277 | 4.867 | 5.537 | 4.641 | 5.158 | 5.54 | 2358 | 867 | 124 | 738 | 380 | 79 | 2.5 | 3 | 4 | No | - | - | - | - | N/A | N/A | N/A | 3 | 3.8041 | 4.5026
[SEER Non Multi-Split <=65kW] GEMS (Air Conditioners up to 65kW) Determination 2019 | MEPS 2019 | AS/NZS 3823.1.2:2012 | UCMI70OB/DUCMI70IB |  | N/A | MIDEA | N/A | Ducted | Single Split System | - | Air | Air | China | 2.1 | N/A | 7.3 | N/A | N/A | N/A | N/A | N/A | 1.8 | 7.4 | Calorimeter Room | 3.535 | 4.222 | N/A | - | N/A | N/A | N/A | N/A | N/A | N/A | N/A | N/A | N/A | N/A | N/A | N/A | N/A | N/A | N/A | N/A | N/A | Single | R32 | Australia,Fiji,New Zealand | 148195 | 2027-11-09 |  | Approved | Reverse Cycle | N/A | Yes | Class 10 | Yes | N/A | N/A | N/A | N/A | N/A | N/A | N/A | Available | N/A | N/A |  | http://www.midea.net.au/ | N/A |  |  | AAC7137 | Yes | Variable output compressor | Inverter | No | - | 7300 | 2.1 | - | 1070 | 3500 | Yes | 535 | 2380 | - | 1919.4 | 7862.1 | Yes | 590 | 3500 | - | 265 | 1850 | 7400 | 1.8 | 710 | 3600 | Yes | 365 | 1790 | Yes | 2680 | 7520 | No | - | - | No | - | - | - | - | - | No | - | - | No | - | - | No | - | - | - | - | 5.545 | 5.412 | 6.329 | 4.159 | 5.504 | 7.113 | 347 | 543 | 1487 | 1263 | 1122 | 1906 | 4 | 3.5 | 4.5 | 3.93 | 4.376 | 4.899 | 4.209 | 4.595 | 4.893 | 2481 | 945 | 152 | 796 | 424 | 100 | 2 | 2.5 | 3 | No | - | - | - | - | N/A | N/A | N/A | 10 | 3.4211 | 4.0353
[SEER Non Multi-Split <=65kW] GEMS (Air Conditioners up to 65kW) Determination 2019 | MEPS 2019 | AS/NZS 3823.1.2:2012 | UCMI90OB/DUCMI90IB |  | N/A | MIDEA | N/A | Ducted | Single Split System | - | Air | Air | China | 3.2 | N/A | 10.5 | N/A | N/A | N/A | N/A | N/A | 2.65 | 11 | Calorimeter Room | 3.2653 | 4.1732 | N/A | - | N/A | N/A | N/A | N/A | N/A | N/A | N/A | N/A | N/A | N/A | N/A | N/A | N/A | N/A | N/A | N/A | N/A | Single | R32 | Australia,Fiji,New Zealand | 148207 | 2027-11-09 |  | Approved | Reverse Cycle | N/A | Yes | Class 11 | Yes | N/A | N/A | N/A | N/A | N/A | N/A | N/A | Available | N/A | N/A |  | http://www.midea.net.au/ | N/A |  |  | AAC7142 | Yes | Variable output compressor | Inverter | No | - | 10500 | 3.2 | - | 1825 | 5150 | Yes | 735 | 2670 | - | 2924.8 | 11308.5 | Yes | 850 | 5180 | - | 350 | 2500 | 11000 | 2.65 | 1120 | 5750 | Yes | 480 | 2470 | Yes | 3300 | 9780 | No | - | - | No | - | - | - | - | - | No | - | - | No | - | - | No | - | - | - | - | 6.022 | 5.708 | 6.821 | -27.997 | 49.628 | 10.599 | 467 | 750 | 1992 | -295 | 162 | 1840 | 4.5 | 4 | 5 | 3.863 | 4.44 | 5.073 | 4.225 | 4.744 | 5.106 | 3740 | 1372 | 207 | 1168 | 601 | 133 | 2 | 2.5 | 3.5 | No | - | - | - | - | N/A | N/A | N/A | 10 | 3.247 | 4.0987
[Unitary Single-Duct] GEMS (Air Conditioners up to 65kW) Determination 2019 | MEPS 2019 | AS/NZS 3823.1.5:2015 | MA02016KRY30 |  | N/A | MISTRAL | N/A | Non Ducted | Portable | N/A | N/A | N/A | China | 1.75 | N/A | 4.68 | N/A | N/A | N/A | N/A | N/A | 0 | 0 | Calorimeter Room | 2.8314 | 0 | N/A | N/A | N/A | N/A | N/A | N/A | N/A | N/A | N/A | N/A | N/A | N/A | N/A | N/A | N/A | N/A | N/A | N/A | Calorimeter Room | Single | R32 | Australia,New Zealand | 129193 | 2025-06-02 |  | Approved | Cooling Only | N/A | N/A | Class 4 | N/A | N/A | N/A | N/A | N/A | N/A | N/A | N/A | Available | N/A | N/A |  |  | N/A |  |  | AAC4870 | No | N/A | N/A | N/A | N/A | 4680 | 1.75 | N/A | N/A | N/A | N/A | N/A | N/A | N/A | N/A | N/A | N/A | N/A | N/A | N/A | N/A | N/A | 0 | 0 | N/A | N/A | N/A | N/A | N/A | N/A | N/A | N/A | N/A | N/A | N/A | N/A | N/A | N/A | N/A | N/A | N/A | N/A | N/A | N/A | N/A | N/A | N/A | N/A | N/A | N/A | 63.5 | N/A | N/A | N/A | N/A | N/A | N/A | N/A | 954 | 1470 | 3932 | N/A | N/A | N/A | 0 | 0 | 0 | N/A | N/A | N/A | N/A | N/A | N/A | 0 | 0 | 0 | N/A | N/A | N/A | 0 | 0 | 0 | N/A | No | 0 | 0 | 0 | 0 | 0 | 0 | N/A | 2.6743 | 0
[Unitary Single-Duct] GEMS (Air Conditioners up to 65kW) Determination 2019 | MEPS 2019 | AS/NZS 3823.1.5:2015 | MPAC5KW-BK |  | N/A | MISTRAL | N/A | Non Ducted | Portable | N/A | N/A | N/A | China | 1.886 | N/A | 5 | N/A | N/A | N/A | N/A | N/A | - | - | Calorimeter Room | 2.7404 | - | N/A | N/A | N/A | N/A | N/A | N/A | N/A | N/A | N/A | N/A | N/A | N/A | N/A | N/A | N/A | N/A | N/A | N/A | Calorimeter Room | Single | R32 | Australia | 138463 | 2026-05-20 |  | Approved | Cooling Only | N/A | N/A | Class 4 | N/A | N/A | N/A | N/A | N/A | N/A | N/A | N/A | Available | N/A | N/A |  |  | N/A |  |  | AAC6007 | No | N/A | N/A | N/A | N/A | 5000 | 1.886 | N/A | N/A | N/A | N/A | N/A | N/A | N/A | N/A | N/A | N/A | N/A | N/A | N/A | N/A | N/A | - | - | N/A | N/A | N/A | N/A | N/A | N/A | N/A | N/A | N/A | N/A | N/A | N/A | N/A | N/A | N/A | N/A | N/A | N/A | N/A | N/A | N/A | N/A | N/A | N/A | N/A | N/A | 73.8 | N/A | N/A | N/A | N/A | N/A | N/A | N/A | 1028 | 1584 | 4238 | N/A | N/A | N/A | 0 | 0 | 0 | N/A | N/A | N/A | N/A | N/A | N/A | - | - | - | N/A | N/A | N/A | - | - | - | N/A | No | - | - | - | - | - | - | N/A | 2.6511 | -
[SEER Non Multi-Split <=65kW] GEMS (Air Conditioners up to 65kW) Determination 2019 | MEPS 2019 | AS/NZS 3823.1.1:2012 | MTP-09IN |  | N/A | Mistral | N/A | Non Ducted | Single Split System | Wall Hung | Air | Air | China | 0.595 | N/A | 2.64 | N/A | N/A | N/A | N/A | N/A | 0.985 | 4.05 | Calorimeter Room | 4.3349 | 3.8501 | N/A | - | N/A | N/A | N/A | N/A | N/A | N/A | N/A | N/A | N/A | N/A | N/A | N/A | N/A | N/A | N/A | N/A | N/A | Single | R32 | Australia | 150119 | 2027-09-28 |  | Approved | Reverse Cycle | N/A | Yes | Class 8 | Yes | N/A | N/A | N/A | N/A | N/A | N/A | N/A | Available | N/A | N/A | https://gsmretailgroup.com/ |  | N/A |  |  | AAC7055 | Yes | Variable output compressor | Inverter | No | - | 2640 | 0.595 | - | 445 | 1450 | No | - | - | - | 543.83 | 2843.28 | Yes | 170 | 1280 | No | - | - | 4050 | 0.985 | 345 | 1930 | No | - | - | No | - | - | - | 1450 | 3500 | No | - | - | - | - | - | - | - | - | No | - | - | No | - | - | 47.19 | 57.7 | 7.694 | 7.472 | 11.119 | -2.057 | -16.853 | -8.091 | 87 | 139 | 301 | -947 | -143 | -621 | 6 | 5.5 | 9.5 | 3.575 | 4.201 | 5.101 | 4.02 | 4.602 | 5.145 | 1488 | 534 | 77 | 452 | 229 | 49 | 2 | 2.5 | 3.5 | No | - | - | - | - | N/A | N/A | N/A | 4 | 4.3384 | 4.056
[SEER Non Multi-Split <=65kW] GEMS (Air Conditioners up to 65kW) Determination 2019 | MEPS 2019 | AS/NZS 3823.1.1:2012 | MTP-12IN |  | N/A | Mistral | N/A | Non Ducted | Single Split System | Wall Hung | Air | Air | China | 0.8 | N/A | 3.5 | N/A | N/A | N/A | N/A | N/A | 1.07 | 4.5 | Calorimeter Room | 4.3234 | 4.2021 | N/A | - | N/A | N/A | N/A | N/A | N/A | N/A | N/A | N/A | N/A | N/A | N/A | N/A | N/A | N/A | N/A | N/A | N/A | Single | R32 | Australia | 149944 | 2027-09-27 |  | Approved | Reverse Cycle | N/A | Yes | Class 8 | Yes | N/A | N/A | N/A | N/A | N/A | N/A | N/A | Available | N/A | N/A | https://gsmretailgroup.com/ |  | N/A |  |  | AAC7046 | Yes | Variable output compressor | Inverter | No | - | 3500 | 0.8 | - | 390 | 1800 | No | - | - | - | 731.2 | 3769.5 | Yes | 225 | 1700 | No | - | - | 4500 | 1.07 | 420 | 2260 | No | - | - | No | - | - | - | 1590 | 4300 | No | - | - | - | - | - | - | - | - | No | - | - | No | - | - | 47.73 | 59.55 | 6.266 | 6.093 | 7.083 | 22.912 | 11.53 | 10.266 | 148 | 232 | 638 | 103 | 253 | 632 | 4.5 | 4.5 | 5.5 | 3.792 | 4.334 | 4.922 | 4.106 | 4.581 | 4.935 | 1558 | 574 | 87 | 492 | 254 | 56 | 2 | 2.5 | 3 | No | - | - | - | - | N/A | N/A | N/A | 4 | 4.3023 | 4.1531
AS/NZS 3823.2:2013 [Non Multi-Split] | NZ MEPS April 2013 | AS/NZS 3823.1.1:2012 | MFZ-KJ25VE |  | N/A | Mitsubishi Electric | 0.327 | Non Ducted | Single Split System | Floor Mounted | Air | Air | Thailand,Japan | 0.54 | 2.211 | 2.538 | 215 | 0 | 0 | 0 | 600 | 0.77 | 3.4 | Calorimeter Room | 4.8435 | 4.4236 | Yes | 0 | N/A | 0.6 | 0.6 | 0 | 0 | N/A | N/A | N/A | 4.8248 | 4.412 | N/A | N/A | 5.1497 | 4.324 | 5 | 4 | Calorimeter Room | Single | R410A | Australia,New Zealand | 102511 | 2116-10-12 | 2021-06-30 | Superseded | Reverse Cycle | 750 | No | Class 3 | No | - | No | - | - | - | - | 4.8435 | Unavailable | N/A | N/A |  | http://www.bdt.co.nz | Yes |  | https://reg.energyrating.gov.au/static/common/images/star_ratings_2014/aircon_rating_5_4.png | ZAC0520 | N/A | Variable output compressor | Inverter | N/A | N/A | N/A | 0.54 | N/A | N/A | N/A | N/A | N/A | N/A | N/A | N/A | N/A | N/A | N/A | N/A | N/A | N/A | N/A | N/A | 0.77 | N/A | N/A | N/A | N/A | N/A | N/A | N/A | N/A | N/A | N/A | N/A | N/A | N/A | N/A | N/A | N/A | N/A | N/A | N/A | N/A | N/A | N/A | N/A | N/A | N/A | N/A | N/A | N/A | N/A | N/A | N/A | N/A | N/A | N/A | N/A | N/A | N/A | N/A | N/A | N/A | N/A | N/A | N/A | N/A | N/A | N/A | N/A | N/A | N/A | N/A | N/A | N/A | N/A | N/A | N/A | N/A | N/A | N/A | N/A | N/A | N/A | N/A | N/A | N/A | N/A | N/A | N/A | 4.6824 | 4.404
AS/NZS 3823.2:2013 [Non Multi-Split] | NZ MEPS April 2013 | AS/NZS 3823.1.1:2012 | MFZ-KJ60VE / MUFZ-KJ60VE |  | N/A | MITSUBISHI ELECTRIC | 1.48 | Non Ducted | Single Split System | Floor Mounted | Air | Air | Thailand,Japan | 1.75 | 4.556 | 6.036 | 215 | 0 | - | - | 600 | 1.89 | 6.8 | Calorimeter Room | 3.469 | 3.594 | Yes | 100 | N/A | 0.6 | 0.6 | 0 | 0 | N/A | N/A | N/A | 3.4649 | 3.5901 | N/A | N/A | 2.4299 | 2.6803 | 2 | 2.5 | Calorimeter Room | Single | R410A | Australia,New Zealand | 84773 | 2114-10-02 | 2021-06-30 | Superseded | Reverse Cycle | 750 | - | Class 4 | No | - | No | - | - | - | - | 3.469 | Available | N/A | N/A |  |  | No |  | https://reg.energyrating.gov.au/static/common/images/star_ratings_2014/aircon_rating_2_2.5.png | ZAC0470 | N/A | Inverter | - | N/A | N/A | N/A | 1.75 | N/A | N/A | N/A | N/A | N/A | N/A | N/A | N/A | N/A | N/A | N/A | N/A | N/A | N/A | N/A | N/A | 1.89 | N/A | N/A | N/A | N/A | N/A | N/A | N/A | N/A | N/A | N/A | N/A | N/A | N/A | N/A | N/A | N/A | N/A | N/A | N/A | N/A | N/A | N/A | N/A | N/A | N/A | N/A | N/A | N/A | N/A | N/A | N/A | N/A | N/A | N/A | N/A | N/A | N/A | N/A | N/A | N/A | N/A | N/A | N/A | N/A | N/A | N/A | N/A | N/A | N/A | N/A | N/A | N/A | N/A | N/A | N/A | N/A | N/A | N/A | N/A | N/A | N/A | N/A | N/A | N/A | N/A | N/A | N/A | 3.4452 | 3.594
AS/NZS 3823.2:2013 [Non Multi-Split] | NZ MEPS April 2013 | AS/NZS 3823.1.1:2012 | MFZ-KJ60VE / MUFZ-KJ60VEHZ |  | N/A | MITSUBISHI ELECTRIC | 1.515 | Non Ducted | Single Split System | Floor Mounted | Air | Air | Thailand,Japan | 1.75 | 4.599 | 6.114 | 215 | 0 | - | - | 600 | 1.89 | 6.8 | Calorimeter Room | 3.4286 | 3.6541 | Yes | 100 | N/A | 0.6 | 0.6 | 0 | 0 | N/A | N/A | N/A | 3.4246 | 3.6501 | N/A | N/A | 2.3492 | 2.8002 | 2 | 2.5 | Calorimeter Room | Single | R410A | Australia,New Zealand | 84805 | 2114-10-08 | 2021-06-30 | Superseded | Reverse Cycle | 750 | - | Class 4 | No | - | No | - | - | - | - | 3.4286 | Available | N/A | N/A |  |  | No |  | https://reg.energyrating.gov.au/static/common/images/star_ratings_2014/aircon_rating_2_2.5.png | ZAC0471 | N/A | Inverter | - | N/A | N/A | N/A | 1.75 | N/A | N/A | N/A | N/A | N/A | N/A | N/A | N/A | N/A | N/A | N/A | N/A | N/A | N/A | N/A | N/A | 1.89 | N/A | N/A | N/A | N/A | N/A | N/A | N/A | N/A | N/A | N/A | N/A | N/A | N/A | N/A | N/A | N/A | N/A | N/A | N/A | N/A | N/A | N/A | N/A | N/A | N/A | N/A | N/A | N/A | N/A | N/A | N/A | N/A | N/A | N/A | N/A | N/A | N/A | N/A | N/A | N/A | N/A | N/A | N/A | N/A | N/A | N/A | N/A | N/A | N/A | N/A | N/A | N/A | N/A | N/A | N/A | N/A | N/A | N/A | N/A | N/A | N/A | N/A | N/A | N/A | N/A | N/A | N/A | 3.4897 | 3.594
AS/NZS 3823.2:2013 [Non Multi-Split] | NZ MEPS April 2013 | AS/NZS 3823.1.1:2012 | MSZ-EF25VE2B |  | N/A | Mitsubishi Electric | 0.2 | Non Ducted | Single Split System | Wall Hung | Air | Air | Thailand | 0.55 | 2.3 | 2.5 | 195 | 0 | 0 | 0 | 299 | 0.7 | 3.2 | Calorimeter Room | 4.5793 | 4.5866 | Yes | 0 | N/A | 1 | 1 | 0 | 0 | N/A | N/A | N/A | 4.551 | 4.5645 | N/A | N/A | 4.6019 | 4.629 | 4.5 | 4.5 | Calorimeter Room | Single | R410A | Australia,New Zealand | 102017 | 2116-09-19 | 2021-06-30 | Superseded | Reverse Cycle | 885 | No | Class 3 | No | - | No | - | - | - | - | 4.5793 | Unavailable | N/A | N/A |  | http://www.bdt.co.nz | Yes |  | https://reg.energyrating.gov.au/static/common/images/star_ratings_2014/aircon_rating_4.5_4.5.png | ZAC0515 | N/A | Variable output compressor | Inverter | N/A | N/A | N/A | 0.55 | N/A | N/A | N/A | N/A | N/A | N/A | N/A | N/A | N/A | N/A | N/A | N/A | N/A | N/A | N/A | N/A | 0.7 | N/A | N/A | N/A | N/A | N/A | N/A | N/A | N/A | N/A | N/A | N/A | N/A | N/A | N/A | N/A | N/A | N/A | N/A | N/A | N/A | N/A | N/A | N/A | N/A | N/A | N/A | N/A | N/A | N/A | N/A | N/A | N/A | N/A | N/A | N/A | N/A | N/A | N/A | N/A | N/A | N/A | N/A | N/A | N/A | N/A | N/A | N/A | N/A | N/A | N/A | N/A | N/A | N/A | N/A | N/A | N/A | N/A | N/A | N/A | N/A | N/A | N/A | N/A | N/A | N/A | N/A | N/A | 4.5177 | 4.5495
AS/NZS 3823.2:2013 [Non Multi-Split] | NZ MEPS April 2013 | AS/NZS 3823.1.1:2012 | MSZ-EF25VE2W |  | N/A | Mitsubishi Electric | 0.2 | Non Ducted | Single Split System | Wall Hung | Air | Air | Thailand | 0.55 | 2.3 | 2.5 | 195 | 0 | 0 | 0 | 299 | 0.7 | 3.2 | Calorimeter Room | 4.5793 | 4.5866 | Yes | 0 | N/A | 1 | 1 | 0 | 0 | N/A | N/A | N/A | 4.551 | 4.5645 | N/A | N/A | 4.6019 | 4.629 | 4.5 | 4.5 | Calorimeter Room | Single | R410A | Australia,New Zealand | 102016 | 2116-09-19 | 2021-06-30 | Superseded | Reverse Cycle | 885 | No | Class 3 | No | - | No | - | - | - | - | 4.5793 | Unavailable | N/A | N/A |  | http://www.bdt.co.nz | Yes |  | https://reg.energyrating.gov.au/static/common/images/star_ratings_2014/aircon_rating_4.5_4.5.png | ZAC0514 | N/A | Variable output compressor | Inverter | N/A | N/A | N/A | 0.55 | N/A | N/A | N/A | N/A | N/A | N/A | N/A | N/A | N/A | N/A | N/A | N/A | N/A | N/A | N/A | N/A | 0.7 | N/A | N/A | N/A | N/A | N/A | N/A | N/A | N/A | N/A | N/A | N/A | N/A | N/A | N/A | N/A | N/A | N/A | N/A | N/A | N/A | N/A | N/A | N/A | N/A | N/A | N/A | N/A | N/A | N/A | N/A | N/A | N/A | N/A | N/A | N/A | N/A | N/A | N/A | N/A | N/A | N/A | N/A | N/A | N/A | N/A | N/A | N/A | N/A | N/A | N/A | N/A | N/A | N/A | N/A | N/A | N/A | N/A | N/A | N/A | N/A | N/A | N/A | N/A | N/A | N/A | N/A | N/A | 4.5177 | 4.5495
AS/NZS 3823.2:2011/Amdt A:2013 | NZ MEPS April 2013 | AS/NZS 3823.1.2:2001/Amdt 5:2010 | MSZ-EF25VE-A1 |  | N/A | Mitsubishi Electric | 0.2 | Non Ducted | Single Split System | Wall Hung | Air | Air | Thailand | 0.55 | 2.3 | 2.5 | 195 | - | - | - | 299 | 0.7 | 3.2 | Calorimeter Room | 4.579 | 4.782 | Yes | 100 | N/A | 1 | 1 | 0 | 0 | N/A | N/A | N/A | 4.551 | 4.758 | N/A | N/A | 4.6019 | 5.016 | 4.5 | 5 | Calorimeter Room | Single | R410A | New Zealand | 70420 |  | 2021-06-30 | Superseded | Reverse Cycle | 895 | N/A | Class 3 | No | - | No | No | No | No | - | 4.579 | Unavailable | N/A | N/A |  | http://www.bdt.co.nz | Yes |  | https://reg.energyrating.gov.au/static/common/images/star_ratings_2014/aircon_rating_4.5_5.png | ZAC0424 | N/A | Variable output compressor | Inverter | N/A | N/A | N/A | 0.55 | N/A | N/A | N/A | N/A | N/A | N/A | N/A | N/A | N/A | N/A | N/A | N/A | N/A | N/A | N/A | N/A | 0.7 | N/A | N/A | N/A | N/A | N/A | N/A | N/A | N/A | N/A | N/A | N/A | N/A | N/A | N/A | N/A | N/A | N/A | N/A | N/A | N/A | N/A | N/A | N/A | N/A | N/A | N/A | N/A | N/A | N/A | N/A | N/A | N/A | N/A | N/A | N/A | N/A | N/A | N/A | N/A | N/A | N/A | N/A | N/A | N/A | N/A | N/A | N/A | N/A | N/A | N/A | N/A | N/A | N/A | N/A | N/A | N/A | N/A | N/A | N/A | N/A | N/A | N/A | N/A | N/A | N/A | N/A | N/A | - | -
AS/NZS 3823.2:2013 [Non Multi-Split] | NZ MEPS April 2013 | AS/NZS 3823.1.1:2012 | MSZ-EF35VE2S |  | N/A | Mitsubishi Electric | 0.68 | Non Ducted | Single Split System | Wall Hung | Air | Air | Thailand | 0.91 | 2.82 | 3.5 | 195 | 0 | 0 | 0 | 299 | 0.96 | 4 | Calorimeter Room | 3.9051 | 4.3056 | Yes | 0 | N/A | 1 | 1 | 0 | 0 | N/A | N/A | N/A | 3.8906 | 4.2903 | N/A | N/A | 3.2811 | 4.0806 | 3 | 4 | Calorimeter Room | Single | R410A | Australia,New Zealand | 101735 | 2116-09-19 | 2021-06-30 | Superseded | Reverse Cycle | 885 | No | Class 3 | No | - | No | - | - | - | - | 3.9051 | Unavailable | N/A | N/A |  | http://www.bdt.co.nz | Yes |  | https://reg.energyrating.gov.au/static/common/images/star_ratings_2014/aircon_rating_3_4.png | ZAC0510 | N/A | Variable output compressor | Inverter | N/A | N/A | N/A | 0.91 | N/A | N/A | N/A | N/A | N/A | N/A | N/A | N/A | N/A | N/A | N/A | N/A | N/A | N/A | N/A | N/A | 0.96 | N/A | N/A | N/A | N/A | N/A | N/A | N/A | N/A | N/A | N/A | N/A | N/A | N/A | N/A | N/A | N/A | N/A | N/A | N/A | N/A | N/A | N/A | N/A | N/A | N/A | N/A | N/A | N/A | N/A | N/A | N/A | N/A | N/A | N/A | N/A | N/A | N/A | N/A | N/A | N/A | N/A | N/A | N/A | N/A | N/A | N/A | N/A | N/A | N/A | N/A | N/A | N/A | N/A | N/A | N/A | N/A | N/A | N/A | N/A | N/A | N/A | N/A | N/A | N/A | N/A | N/A | N/A | 3.8319 | 4.152
AS/NZS 3823.2:2013 [Non Multi-Split] | NZ MEPS April 2013 | AS/NZS 3823.1.1:2012 | MSZ-EF35VE2W |  | N/A | MITSUBISHI ELECTRIC | 0.68 | Non Ducted | Single Split System | Wall Hung | Air | Air | Thailand | 0.91 | 2.82 | 3.5 | 195 | 0 | 0 | 0 | 299 | 0.96 | 4 | Calorimeter Room | 3.9051 | 4.3056 | Yes | 0 | N/A | 1 | 1 | 0 | 0 | N/A | N/A | N/A | 3.8906 | 4.2903 | N/A | N/A | 3.2811 | 4.0806 | 3 | 4 | Calorimeter Room | Single | R410A | Australia,New Zealand | 101732 | 2116-09-19 | 2021-06-30 | Superseded | Reverse Cycle | 885 | No | Class 3 | No | - | No | - | - | - | - | 3.9051 | Unavailable | N/A | N/A |  |  | Yes |  | https://reg.energyrating.gov.au/static/common/images/star_ratings_2014/aircon_rating_3_4.png | ZAC0508 | N/A | Variable output compressor | Inverter | N/A | N/A | N/A | 0.91 | N/A | N/A | N/A | N/A | N/A | N/A | N/A | N/A | N/A | N/A | N/A | N/A | N/A | N/A | N/A | N/A | 0.96 | N/A | N/A | N/A | N/A | N/A | N/A | N/A | N/A | N/A | N/A | N/A | N/A | N/A | N/A | N/A | N/A | N/A | N/A | N/A | N/A | N/A | N/A | N/A | N/A | N/A | N/A | N/A | N/A | N/A | N/A | N/A | N/A | N/A | N/A | N/A | N/A | N/A | N/A | N/A | N/A | N/A | N/A | N/A | N/A | N/A | N/A | N/A | N/A | N/A | N/A | N/A | N/A | N/A | N/A | N/A | N/A | N/A | N/A | N/A | N/A | N/A | N/A | N/A | N/A | N/A | N/A | N/A | 3.8319 | 4.152
AS/NZS 3823.2:2011/Amdt A:2013 | NZ MEPS April 2013 | AS/NZS 3823.1.2:2001/Amdt 5:2010 | MSZ-EF35VE-A1 |  | N/A | Mitsubishi Electric | 0.68 | Non Ducted | Single Split System | Wall Hung | Air | Air | Thailand | 0.91 | 2.82 | 3.5 | 195 | - | - | - | 299 | 0.96 | 4 | Calorimeter Room | 3.905 | 4.306 | Yes | 100 | N/A | 1 | 1 | 0 | 0 | N/A | N/A | N/A | 3.8906 | 4.2903 | N/A | N/A | 3.2811 | 4.0806 | 3 | 4 | Calorimeter Room | Single | R410A | New Zealand | 70424 |  | 2021-06-30 | Superseded | Reverse Cycle | 895 | N/A | Class 3 | No | - | No | No | No | No | - | 3.905 | Unavailable | N/A | N/A |  | http://www.bdt.co.nz | Yes |  | https://reg.energyrating.gov.au/static/common/images/star_ratings_2014/aircon_rating_3_4.png | ZAC0425 | N/A | Variable output compressor | Inverter | N/A | N/A | N/A | 0.91 | N/A | N/A | N/A | N/A | N/A | N/A | N/A | N/A | N/A | N/A | N/A | N/A | N/A | N/A | N/A | N/A | 0.96 | N/A | N/A | N/A | N/A | N/A | N/A | N/A | N/A | N/A | N/A | N/A | N/A | N/A | N/A | N/A | N/A | N/A | N/A | N/A | N/A | N/A | N/A | N/A | N/A | N/A | N/A | N/A | N/A | N/A | N/A | N/A | N/A | N/A | N/A | N/A | N/A | N/A | N/A | N/A | N/A | N/A | N/A | N/A | N/A | N/A | N/A | N/A | N/A | N/A | N/A | N/A | N/A | N/A | N/A | N/A | N/A | N/A | N/A | N/A | N/A | N/A | N/A | N/A | N/A | N/A | N/A | N/A | - | -
AS/NZS 3823.2:2013 [Non Multi-Split] | NZ MEPS April 2013 | AS/NZS 3823.1.1:2012 | MSZ-EF42VE2S |  | N/A | Mitsubishi Electric | 1.16 | Non Ducted | Single Split System | Wall Hung | Air | Air | Thailand | 1.28 | 3.04 | 4.2 | 195 | 0 | 0 | 0 | 299 | 1.46 | 5.4 | Calorimeter Room | 3.2908 | 3.8153 | Yes | 0 | N/A | 1 | 1 | 0 | 0 | N/A | N/A | N/A | 3.2822 | 3.8064 | N/A | N/A | 2.0644 | 3.1127 | 2 | 3 | Calorimeter Room | Single | R410A | Australia,New Zealand | 102021 | 2116-09-19 | 2021-06-30 | Superseded | Reverse Cycle | 885 | No | Class 4 | No | - | No | - | - | - | - | 3.2908 | Unavailable | N/A | N/A |  | http://www.bdt.co.nz | Yes |  | https://reg.energyrating.gov.au/static/common/images/star_ratings_2014/aircon_rating_2_3.png | ZAC0519 | N/A | Variable output compressor | Inverter | N/A | N/A | N/A | 1.28 | N/A | N/A | N/A | N/A | N/A | N/A | N/A | N/A | N/A | N/A | N/A | N/A | N/A | N/A | N/A | N/A | 1.46 | N/A | N/A | N/A | N/A | N/A | N/A | N/A | N/A | N/A | N/A | N/A | N/A | N/A | N/A | N/A | N/A | N/A | N/A | N/A | N/A | N/A | N/A | N/A | N/A | N/A | N/A | N/A | N/A | N/A | N/A | N/A | N/A | N/A | N/A | N/A | N/A | N/A | N/A | N/A | N/A | N/A | N/A | N/A | N/A | N/A | N/A | N/A | N/A | N/A | N/A | N/A | N/A | N/A | N/A | N/A | N/A | N/A | N/A | N/A | N/A | N/A | N/A | N/A | N/A | N/A | N/A | N/A | 3.2726 | 3.6901
AS/NZS 3823.2:2013 [Non Multi-Split] | NZ MEPS April 2013 | AS/NZS 3823.1.1:2012 | MSZ-EF42VE2W |  | N/A | Mitsubishi Electric | 1.16 | Non Ducted | Single Split System | Wall Hung | Air | Air | Thailand | 1.28 | 3.04 | 4.2 | 195 | 0 | 0 | 0 | 299 | 1.46 | 5.4 | Calorimeter Room | 3.2908 | 3.8153 | Yes | 0 | N/A | 1 | 1 | 0 | 0 | N/A | N/A | N/A | 3.2822 | 3.8064 | N/A | N/A | 2.0644 | 3.1127 | 2 | 3 | Calorimeter Room | Single | R410A | Australia,New Zealand | 102019 | 2116-09-19 | 2021-06-30 | Superseded | Reverse Cycle | 885 | No | Class 4 | No | - | No | - | - | - | - | 3.2908 | Unavailable | N/A | N/A |  | http://www.bdt.co.nz | Yes |  | https://reg.energyrating.gov.au/static/common/images/star_ratings_2014/aircon_rating_2_3.png | ZAC0517 | N/A | Variable output compressor | Inverter | N/A | N/A | N/A | 1.28 | N/A | N/A | N/A | N/A | N/A | N/A | N/A | N/A | N/A | N/A | N/A | N/A | N/A | N/A | N/A | N/A | 1.46 | N/A | N/A | N/A | N/A | N/A | N/A | N/A | N/A | N/A | N/A | N/A | N/A | N/A | N/A | N/A | N/A | N/A | N/A | N/A | N/A | N/A | N/A | N/A | N/A | N/A | N/A | N/A | N/A | N/A | N/A | N/A | N/A | N/A | N/A | N/A | N/A | N/A | N/A | N/A | N/A | N/A | N/A | N/A | N/A | N/A | N/A | N/A | N/A | N/A | N/A | N/A | N/A | N/A | N/A | N/A | N/A | N/A | N/A | N/A | N/A | N/A | N/A | N/A | N/A | N/A | N/A | N/A | 3.2726 | 3.6901
AS/NZS 3823.2:2011/Amdt A:2013 | NZ MEPS April 2013 | AS/NZS 3823.1.2:2001/Amdt 5:2010 | MSZ-EF42VE-A1 |  | N/A | Mitsubishi Electric | 1.16 | Non Ducted | Single Split System | Wall Hung | Air | Air | Thailand | 1.28 | 3.04 | 4.2 | 195 | - | - | - | 299 | 1.46 | 5.4 | Calorimeter Room | 3.291 | 3.815 | Yes | 100 | N/A | 1 | 1 | 0 | 0 | N/A | N/A | N/A | 3.2822 | 3.8064 | N/A | N/A | 2.0644 | 3.1127 | 2 | 3 | Calorimeter Room | Single | R410A | New Zealand | 70429 |  | 2021-06-30 | Superseded | Reverse Cycle | 895 | N/A | Class 4 | No | - | No | No | No | No | - | 3.291 | Unavailable | N/A | N/A |  | http://www.bdt.co.nz | Yes |  | https://reg.energyrating.gov.au/static/common/images/star_ratings_2014/aircon_rating_2_3.png | ZAC0427 | N/A | Variable output compressor | Inverter | N/A | N/A | N/A | 1.28 | N/A | N/A | N/A | N/A | N/A | N/A | N/A | N/A | N/A | N/A | N/A | N/A | N/A | N/A | N/A | N/A | 1.46 | N/A | N/A | N/A | N/A | N/A | N/A | N/A | N/A | N/A | N/A | N/A | N/A | N/A | N/A | N/A | N/A | N/A | N/A | N/A | N/A | N/A | N/A | N/A | N/A | N/A | N/A | N/A | N/A | N/A | N/A | N/A | N/A | N/A | N/A | N/A | N/A | N/A | N/A | N/A | N/A | N/A | N/A | N/A | N/A | N/A | N/A | N/A | N/A | N/A | N/A | N/A | N/A | N/A | N/A | N/A | N/A | N/A | N/A | N/A | N/A | N/A | N/A | N/A | N/A | N/A | N/A | N/A | - | -
AS/NZS 3823.2:2013 [Non Multi-Split] | NZ MEPS April 2013 | AS/NZS 3823.1.1:2012 | MSZ-EF50VE2S |  | N/A | Mitsubishi Electric | 1.43 | Non Ducted | Single Split System | Wall Hung | Air | Air | Thailand | 1.56 | 3.57 | 5 | 195 | 0 | 0 | 0 | 299 | 1.57 | 5.8 | Calorimeter Room | 3.201 | 3.5522 | Yes | 0 | N/A | 1 | 1 | 0 | 0 | N/A | N/A | N/A | 3.1941 | 3.5447 | N/A | N/A | 1.8882 | 2.5893 | 1.5 | 2.5 | Calorimeter Room | Single | R410A | Australia,New Zealand | 102014 | 2116-09-19 | 2021-06-30 | Superseded | Reverse Cycle | 885 | No | Class 4 | No | - | No | - | - | - | - | 3.201 | Unavailable | N/A | N/A |  | http://www.bdt.co.nz | Yes |  | https://reg.energyrating.gov.au/static/common/images/star_ratings_2014/aircon_rating_1.5_2.5.png | ZAC0513 | N/A | Variable output compressor | Inverter | N/A | N/A | N/A | 1.56 | N/A | N/A | N/A | N/A | N/A | N/A | N/A | N/A | N/A | N/A | N/A | N/A | N/A | N/A | N/A | N/A | 1.57 | N/A | N/A | N/A | N/A | N/A | N/A | N/A | N/A | N/A | N/A | N/A | N/A | N/A | N/A | N/A | N/A | N/A | N/A | N/A | N/A | N/A | N/A | N/A | N/A | N/A | N/A | N/A | N/A | N/A | N/A | N/A | N/A | N/A | N/A | N/A | N/A | N/A | N/A | N/A | N/A | N/A | N/A | N/A | N/A | N/A | N/A | N/A | N/A | N/A | N/A | N/A | N/A | N/A | N/A | N/A | N/A | N/A | N/A | N/A | N/A | N/A | N/A | N/A | N/A | N/A | N/A | N/A | 3.1982 | 3.6863
AS/NZS 3823.2:2013 [Non Multi-Split] | NZ MEPS April 2013 | AS/NZS 3823.1.1:2012 | MSZ-EF50VE2W |  | N/A | Mitsubishi Electric | 1.43 | Non Ducted | Single Split System | Wall Hung | Air | Air | Thailand | 1.56 | 3.57 | 5 | 195 | 0 | 0 | 0 | 299 | 1.57 | 5.8 | Calorimeter Room | 3.201 | 3.5522 | Yes | 0 | N/A | 1 | 1 | 0 | 0 | N/A | N/A | N/A | 3.1941 | 3.5447 | N/A | N/A | 1.8882 | 2.5893 | 1.5 | 2.5 | Calorimeter Room | Single | R410A | Australia,New Zealand | 102012 | 2116-09-19 | 2021-06-30 | Superseded | Reverse Cycle | 885 | No | Class 4 | No | - | No | - | - | - | - | 3.201 | Unavailable | N/A | N/A |  | http://www.bdt.co.nz | Yes |  | https://reg.energyrating.gov.au/static/common/images/star_ratings_2014/aircon_rating_1.5_2.5.png | ZAC0511 | N/A | Variable output compressor | Inverter | N/A | N/A | N/A | 1.56 | N/A | N/A | N/A | N/A | N/A | N/A | N/A | N/A | N/A | N/A | N/A | N/A | N/A | N/A | N/A | N/A | 1.57 | N/A | N/A | N/A | N/A | N/A | N/A | N/A | N/A | N/A | N/A | N/A | N/A | N/A | N/A | N/A | N/A | N/A | N/A | N/A | N/A | N/A | N/A | N/A | N/A | N/A | N/A | N/A | N/A | N/A | N/A | N/A | N/A | N/A | N/A | N/A | N/A | N/A | N/A | N/A | N/A | N/A | N/A | N/A | N/A | N/A | N/A | N/A | N/A | N/A | N/A | N/A | N/A | N/A | N/A | N/A | N/A | N/A | N/A | N/A | N/A | N/A | N/A | N/A | N/A | N/A | N/A | N/A | 3.1982 | 3.6863
AS/NZS 3823.2:2011/Amdt A:2013 | NZ MEPS April 2013 | AS/NZS 3823.1.2:2001/Amdt 5:2010 | MSZ-EF50VE-A1 |  | N/A | Mitsubishi Electric | 1.43 | Non Ducted | Single Split System | Wall Hung | Air | Air | Thailand | 1.56 | 3.57 | 5 | 195 | - | - | - | 299 | 1.57 | 5.8 | Calorimeter Room | 3.111 | 3.552 | Yes | 100 | N/A | 1 | 1 | 0 | 0 | N/A | N/A | N/A | 3.1047 | 3.5447 | N/A | N/A | 1.7094 | 2.5893 | 1.5 | 2.5 | Calorimeter Room | Single | R410A | New Zealand | 70453 |  | 2021-06-30 | Superseded | Reverse Cycle | 895 | N/A | Class 4 | No | - | No | No | No | No | - | 3.111 | Unavailable | N/A | N/A |  | http://www.bdt.co.nz | Yes |  | https://reg.energyrating.gov.au/static/common/images/star_ratings_2014/aircon_rating_1.5_2.5.png | ZAC0426 | N/A | Variable output compressor | Inverter | N/A | N/A | N/A | 1.56 | N/A | N/A | N/A | N/A | N/A | N/A | N/A | N/A | N/A | N/A | N/A | N/A | N/A | N/A | N/A | N/A | 1.57 | N/A | N/A | N/A | N/A | N/A | N/A | N/A | N/A | N/A | N/A | N/A | N/A | N/A | N/A | N/A | N/A | N/A | N/A | N/A | N/A | N/A | N/A | N/A | N/A | N/A | N/A | N/A | N/A | N/A | N/A | N/A | N/A | N/A | N/A | N/A | N/A | N/A | N/A | N/A | N/A | N/A | N/A | N/A | N/A | N/A | N/A | N/A | N/A | N/A | N/A | N/A | N/A | N/A | N/A | N/A | N/A | N/A | N/A | N/A | N/A | N/A | N/A | N/A | N/A | N/A | N/A | N/A | - | -
AS/NZS 3823.2:2013 [Non Multi-Split] | NZ MEPS April 2013 | AS/NZS 3823.1.1:2012 | MSZ-FH25VE |  | N/A | MITSUBISHI ELECTRIC | 0.13 | Non Ducted | Single Split System | Wall Hung | Air | Air | Thailand | 0.51 | 2.37 | 2.5 | 234 | 0 | 2.583 | 0.567 | 305 | 0.58 | 3.2 | Calorimeter Room | 5.0632 | 5.4897 | Yes | 100 | N/A | 1 | 1 | 0 | 0 | N/A | N/A | N/A | 5.0296 | 5.458 | N/A | N/A | 5.5593 | 6.416 | 5.5 | 6 | Calorimeter Room | Single | R410A | Australia,New Zealand | 87649 | 2115-02-25 | 2021-06-30 | Superseded | Reverse Cycle | 925 | No | Class 3 | No | - | No | - | - | - | - | 5.0632 | Unavailable | N/A | N/A |  |  | No |  | https://reg.energyrating.gov.au/static/common/images/star_ratings_2014/aircon_rating_5.5_6.png | ZAC0482 | N/A | - | - | N/A | N/A | N/A | 0.51 | N/A | N/A | N/A | N/A | N/A | N/A | N/A | N/A | N/A | N/A | N/A | N/A | N/A | N/A | N/A | N/A | 0.58 | N/A | N/A | N/A | N/A | N/A | N/A | N/A | N/A | N/A | N/A | N/A | N/A | N/A | N/A | N/A | N/A | N/A | N/A | N/A | N/A | N/A | N/A | N/A | N/A | N/A | N/A | N/A | N/A | N/A | N/A | N/A | N/A | N/A | N/A | N/A | N/A | N/A | N/A | N/A | N/A | N/A | N/A | N/A | N/A | N/A | N/A | N/A | N/A | N/A | N/A | N/A | N/A | N/A | N/A | N/A | N/A | N/A | N/A | N/A | N/A | N/A | N/A | N/A | N/A | N/A | N/A | N/A | 4.8697 | 5.4853
[SEER Non Multi-Split <=65kW] GEMS (Air Conditioners up to 65kW) Determination 2019 | MEPS Oct 2011 | AS/NZS 3823.1.1:2012 | MSZ-FH25VE / MUZ-FH25VE |  | N/A | MITSUBISHI ELECTRIC | 0.13 | Non Ducted | Single Split System | Wall Hung | Air | Air | Thailand | 0.51 | 2.37 | 2.5 | 234 | 0 | 2.583 | 0.567 | 305 | 0.58 | 3.2 | Calorimeter Room | 5.0632 | 5.4897 | Yes | - | N/A | 1 | 1 | 0 | 0 | N/A | N/A | N/A | 5.0296 | 5.458 | N/A | N/A | 5.5593 | 6.416 | 5.5 | 6 | Calorimeter Room | Single | R410A | Australia,New Zealand | 126788 | 2025-03-03 |  | Approved | Reverse Cycle | 925 | No | Class 8 | No | - | No | - | - | - | - | 5.0632 | Available | N/A | N/A | http://www.MitsubishiElectric.com.au/ | http://www.mitsubishielectric.com.au | Yes |  | https://reg.energyrating.gov.au/static/common/images/star_ratings_2014/aircon_rating_5.5_6.png | AAC4463 | N/A | Variable output compressor | Inverter | N/A | N/A | N/A | 0.51 | N/A | N/A | N/A | N/A | N/A | N/A | N/A | N/A | N/A | N/A | N/A | N/A | N/A | N/A | N/A | N/A | 0.58 | N/A | N/A | N/A | N/A | N/A | N/A | N/A | N/A | N/A | N/A | N/A | N/A | N/A | N/A | N/A | N/A | N/A | N/A | N/A | N/A | N/A | N/A | N/A | N/A | N/A | N/A | N/A | N/A | N/A | N/A | N/A | N/A | N/A | N/A | N/A | N/A | N/A | N/A | N/A | N/A | N/A | N/A | N/A | N/A | N/A | N/A | N/A | N/A | N/A | N/A | N/A | N/A | N/A | N/A | N/A | N/A | N/A | N/A | N/A | N/A | N/A | N/A | N/A | N/A | N/A | N/A | N/A | 4.8697 | 5.4853
AS/NZS 3823.2:2013 [Non Multi-Split] | NZ MEPS April 2013 | AS/NZS 3823.1.1:2012 | MSZ-FH25VEHZ |  | N/A | MITSUBISHI ELECTRIC | 0.13 | Non Ducted | Single Split System | Wall Hung | Air | Air | Thailand | 0.51 | 2.37 | 2.5 | 234 | 0 | - | - | 305 | 0.58 | 3.2 | Calorimeter Room | 5.0632 | 5.4897 | Yes | - | N/A | 1 | 1 | 0 | 0 | N/A | N/A | N/A | 5.0296 | 5.458 | N/A | N/A | 5.5593 | 6.416 | 5.5 | 6 | Calorimeter Room | Single | R410A | Australia,New Zealand | 87652 | 2115-02-24 | 2021-06-30 | Superseded | Reverse Cycle | 925 | No | Class 3 | No | - | No | - | - | - | - | 5.0632 | Unavailable | N/A | N/A |  |  | No |  | https://reg.energyrating.gov.au/static/common/images/star_ratings_2014/aircon_rating_5.5_6.png | ZAC0477 | N/A | Inverter | - | N/A | N/A | N/A | 0.51 | N/A | N/A | N/A | N/A | N/A | N/A | N/A | N/A | N/A | N/A | N/A | N/A | N/A | N/A | N/A | N/A | 0.58 | N/A | N/A | N/A | N/A | N/A | N/A | N/A | N/A | N/A | N/A | N/A | N/A | N/A | N/A | N/A | N/A | N/A | N/A | N/A | N/A | N/A | N/A | N/A | N/A | N/A | N/A | N/A | N/A | N/A | N/A | N/A | N/A | N/A | N/A | N/A | N/A | N/A | N/A | N/A | N/A | N/A | N/A | N/A | N/A | N/A | N/A | N/A | N/A | N/A | N/A | N/A | N/A | N/A | N/A | N/A | N/A | N/A | N/A | N/A | N/A | N/A | N/A | N/A | N/A | N/A | N/A | N/A | 4.8697 | 5.4853
[SEER Non Multi-Split <=65kW] GEMS (Air Conditioners up to 65kW) Determination 2019 | MEPS Oct 2011 | AS/NZS 3823.1.1:2012 | MSZ-FH35VE/MUZ-FH35VE |  | N/A | MITSUBISHI ELECTRIC | 0.56 | Non Ducted | Single Split System | Wall Hung | Air | Air | Thailand | 0.86 | 2.94 | 3.5 | 234 | 0 | 2.583 | 0.567 | 305 | 0.8 | 4 | Calorimeter Room | 4.1981 | 4.9042 | Yes | - | N/A | 1 | 1 | 0 | 0 | N/A | N/A | N/A | 4.1813 | 4.8844 | N/A | N/A | 3.8627 | 5.2688 | 3.5 | 5 | Calorimeter Room | Single | R410A | Australia,New Zealand | 126789 | 2025-03-09 |  | Approved | Reverse Cycle | 925 | No | Class 8 | No | - | No | - | - | - | - | 4.1981 | Available | N/A | N/A | http://www.MitsubishiElectric.com.au/ | http://www.mitsubishielectric.com.au | Yes |  | https://reg.energyrating.gov.au/static/common/images/star_ratings_2014/aircon_rating_3.5_5.png | AAC4464 | N/A | Variable output compressor | Inverter | N/A | N/A | N/A | 0.86 | N/A | N/A | N/A | N/A | N/A | N/A | N/A | N/A | N/A | N/A | N/A | N/A | N/A | N/A | N/A | N/A | 0.8 | N/A | N/A | N/A | N/A | N/A | N/A | N/A | N/A | N/A | N/A | N/A | N/A | N/A | N/A | N/A | N/A | N/A | N/A | N/A | N/A | N/A | N/A | N/A | N/A | N/A | N/A | N/A | N/A | N/A | N/A | N/A | N/A | N/A | N/A | N/A | N/A | N/A | N/A | N/A | N/A | N/A | N/A | N/A | N/A | N/A | N/A | N/A | N/A | N/A | N/A | N/A | N/A | N/A | N/A | N/A | N/A | N/A | N/A | N/A | N/A | N/A | N/A | N/A | N/A | N/A | N/A | N/A | 4.0538 | 4.979
AS/NZS 3823.2:2013 [Non Multi-Split] | NZ MEPS April 2013 | AS/NZS 3823.1.1:2012 | MSZ-FH35VE-A |  | N/A | MITSUBISHI ELECTRIC | 0.56 | Non Ducted | Single Split System | Wall Hung | Air | Air | Thailand | 0.86 | 2.94 | 3.5 | 234 | 0 | - | - | 305 | 0.8 | 4 | Calorimeter Room | 4.1981 | 4.9042 | Yes | - | N/A | 1 | 1 | 0 | 0 | N/A | N/A | N/A | 4.1813 | 4.8844 | N/A | N/A | 3.8627 | 5.2688 | 3.5 | 5 | Calorimeter Room | Single | R410A | Australia,New Zealand | 87653 | 2115-02-24 | 2021-06-30 | Superseded | Reverse Cycle | 925 | No | Class 3 | No | - | No | - | - | - | - | 4.1981 | Unavailable | N/A | N/A |  |  | No |  | https://reg.energyrating.gov.au/static/common/images/star_ratings_2014/aircon_rating_3.5_5.png | ZAC0478 | N/A | Inverter | - | N/A | N/A | N/A | 0.86 | N/A | N/A | N/A | N/A | N/A | N/A | N/A | N/A | N/A | N/A | N/A | N/A | N/A | N/A | N/A | N/A | 0.8 | N/A | N/A | N/A | N/A | N/A | N/A | N/A | N/A | N/A | N/A | N/A | N/A | N/A | N/A | N/A | N/A | N/A | N/A | N/A | N/A | N/A | N/A | N/A | N/A | N/A | N/A | N/A | N/A | N/A | N/A | N/A | N/A | N/A | N/A | N/A | N/A | N/A | N/A | N/A | N/A | N/A | N/A | N/A | N/A | N/A | N/A | N/A | N/A | N/A | N/A | N/A | N/A | N/A | N/A | N/A | N/A | N/A | N/A | N/A | N/A | N/A | N/A | N/A | N/A | N/A | N/A | N/A | 4.0538 | 4.979
[SEER Non Multi-Split <=65kW] GEMS (Air Conditioners up to 65kW) Determination 2019 | MEPS Oct 2011 | AS/NZS 3823.1.1:2012 | MSZ-FH50VE/MUZ-FH50VE |  | N/A | MITSUBISHI ELECTRIC | 1.35 | Non Ducted | Single Split System | Wall Hung | Air | Air | Thailand | 1.38 | 3.65 | 5 | 234 | 0 | 2.583 | 0.567 | 305 | 1.48 | 6 | Calorimeter Room | 3.6604 | 4.1049 | Yes | - | N/A | 1 | 1 | 0 | 0 | N/A | N/A | N/A | 3.6515 | 4.0954 | N/A | N/A | 2.8029 | 3.6909 | 2.5 | 3.5 | Calorimeter Room | Single | R410A | Australia,New Zealand | 126790 | 2025-03-09 |  | Approved | Reverse Cycle | 925 | No | Class 9 | No | - | No | - | - | - | - | 3.6604 | Available | N/A | N/A | http://www.MitsubishiElectric.com.au/ | http://www.mitsubishielectric.com.au | Yes |  | https://reg.energyrating.gov.au/static/common/images/star_ratings_2014/aircon_rating_2.5_3.5.png | AAC4465 | N/A | Variable output compressor | Inverter | N/A | N/A | N/A | 1.38 | N/A | N/A | N/A | N/A | N/A | N/A | N/A | N/A | N/A | N/A | N/A | N/A | N/A | N/A | N/A | N/A | 1.48 | N/A | N/A | N/A | N/A | N/A | N/A | N/A | N/A | N/A | N/A | N/A | N/A | N/A | N/A | N/A | N/A | N/A | N/A | N/A | N/A | N/A | N/A | N/A | N/A | N/A | N/A | N/A | N/A | N/A | N/A | N/A | N/A | N/A | N/A | N/A | N/A | N/A | N/A | N/A | N/A | N/A | N/A | N/A | N/A | N/A | N/A | N/A | N/A | N/A | N/A | N/A | N/A | N/A | N/A | N/A | N/A | N/A | N/A | N/A | N/A | N/A | N/A | N/A | N/A | N/A | N/A | N/A | 3.6143 | 4.0448
AS/NZS 3823.2:2013 [Non Multi-Split] | NZ MEPS April 2013 | AS/NZS 3823.1.1:2012 | MSZ-FH50VE-A |  | N/A | MITSUBISHI ELECTRIC | 1.35 | Non Ducted | Single Split System | Wall Hung | Air | Air | Thailand | 1.38 | 3.65 | 5 | 234 | 0 | - | - | 305 | 1.48 | 6 | Calorimeter Room | 3.6604 | 4.1049 | Yes | - | N/A | 1 | 1 | 0 | 0 | N/A | N/A | N/A | 3.6515 | 4.0954 | N/A | N/A | 2.8029 | 3.6909 | 2.5 | 3.5 | Calorimeter Room | Single | R410A | Australia,New Zealand | 87658 | 2115-02-25 | 2021-06-30 | Superseded | Reverse Cycle | 925 | No | Class 4 | No | - | No | - | - | - | - | 3.6604 | Unavailable | N/A | N/A |  |  | No |  | https://reg.energyrating.gov.au/static/common/images/star_ratings_2014/aircon_rating_2.5_3.5.png | ZAC0480 | N/A | Inverter | - | N/A | N/A | N/A | 1.38 | N/A | N/A | N/A | N/A | N/A | N/A | N/A | N/A | N/A | N/A | N/A | N/A | N/A | N/A | N/A | N/A | 1.48 | N/A | N/A | N/A | N/A | N/A | N/A | N/A | N/A | N/A | N/A | N/A | N/A | N/A | N/A | N/A | N/A | N/A | N/A | N/A | N/A | N/A | N/A | N/A | N/A | N/A | N/A | N/A | N/A | N/A | N/A | N/A | N/A | N/A | N/A | N/A | N/A | N/A | N/A | N/A | N/A | N/A | N/A | N/A | N/A | N/A | N/A | N/A | N/A | N/A | N/A | N/A | N/A | N/A | N/A | N/A | N/A | N/A | N/A | N/A | N/A | N/A | N/A | N/A | N/A | N/A | N/A | N/A | 3.6143 | 4.0448
AS/NZS 3823.2:2013 [Non Multi-Split] | NZ MEPS April 2013 | AS/NZS 3823.1.1:2012 | MSZ-FH50VEHZ |  | N/A | MITSUBISHI ELECTRIC | 1.35 | Non Ducted | Single Split System | Wall Hung | Air | Air | Thailand | 1.38 | 3.65 | 5 | 234 | 0 | - | - | 305 | 1.48 | 6 | Calorimeter Room | 3.6206 | 4.1049 | Yes | - | N/A | 1 | 1 | 0 | 0 | N/A | N/A | N/A | 3.6117 | 4.0954 | N/A | N/A | 2.7235 | 3.6909 | 2.5 | 3.5 | Calorimeter Room | Single | R410A | Australia,New Zealand | 87660 | 2115-02-25 | 2021-06-30 | Superseded | Reverse Cycle | 925 | No | Class 4 | No | - | No | - | - | - | - | 3.6206 | Unavailable | N/A | N/A |  |  | No |  | https://reg.energyrating.gov.au/static/common/images/star_ratings_2014/aircon_rating_2.5_3.5.png | ZAC0479 | N/A | Inverter | - | N/A | N/A | N/A | 1.38 | N/A | N/A | N/A | N/A | N/A | N/A | N/A | N/A | N/A | N/A | N/A | N/A | N/A | N/A | N/A | N/A | 1.48 | N/A | N/A | N/A | N/A | N/A | N/A | N/A | N/A | N/A | N/A | N/A | N/A | N/A | N/A | N/A | N/A | N/A | N/A | N/A | N/A | N/A | N/A | N/A | N/A | N/A | N/A | N/A | N/A | N/A | N/A | N/A | N/A | N/A | N/A | N/A | N/A | N/A | N/A | N/A | N/A | N/A | N/A | N/A | N/A | N/A | N/A | N/A | N/A | N/A | N/A | N/A | N/A | N/A | N/A | N/A | N/A | N/A | N/A | N/A | N/A | N/A | N/A | N/A | N/A | N/A | N/A | N/A | 3.6143 | 4.0448
AS/NZS 3823.2:2013 [Non Multi-Split] | NZ MEPS April 2013 | AS/NZS 3823.1.1:2012 | MSZ-GE35VAD2-A |  | N/A | Mitsubishi Electric | 0.61 | Non Ducted | Single Split System | Wall Hung | Air | Air | Thailand | 0.92 | 2.89 | 3.5 | 232 | 0 | 0 | 0 | 295 | 0.99 | 4 | Calorimeter Room | 3.9842 | 4.0823 | Yes | 0 | N/A | 5 | 5 | 0 | 0 | N/A | N/A | N/A | 3.9095 | 4.015 | N/A | N/A | 3.319 | 3.53 | 3 | 3.5 | Calorimeter Room | Single | R410A | Australia,New Zealand | 101370 | 2116-08-30 | 2021-06-30 | Superseded | Reverse Cycle | 798 | No | Class 3 | No | - | No | - | - | - | - | 3.9842 | Unavailable | N/A | N/A |  | http://www.bdt.co.nz | Yes |  | https://reg.energyrating.gov.au/static/common/images/star_ratings_2014/aircon_rating_3_3.5.png | ZAC0505 | N/A | Variable output compressor | Inverter | N/A | N/A | N/A | 0.92 | N/A | N/A | N/A | N/A | N/A | N/A | N/A | N/A | N/A | N/A | N/A | N/A | N/A | N/A | N/A | N/A | 0.99 | N/A | N/A | N/A | N/A | N/A | N/A | N/A | N/A | N/A | N/A | N/A | N/A | N/A | N/A | N/A | N/A | N/A | N/A | N/A | N/A | N/A | N/A | N/A | N/A | N/A | N/A | N/A | N/A | N/A | N/A | N/A | N/A | N/A | N/A | N/A | N/A | N/A | N/A | N/A | N/A | N/A | N/A | N/A | N/A | N/A | N/A | N/A | N/A | N/A | N/A | N/A | N/A | N/A | N/A | N/A | N/A | N/A | N/A | N/A | N/A | N/A | N/A | N/A | N/A | N/A | N/A | N/A | 3.7357 | 3.9726
AS/NZS 3823.2:2011/Amdt A:2013 | NZ MEPS April 2013 | AS/NZS 3823.1.2:2001/Amdt 5:2010 | MSZ-GE42VA |  | N/A | MITSUBISHI ELECTRIC | 0.97 | Non Ducted | Single Split System | Wall Hung | Air | Air | Thailand | 1.26 | 3.23 | 4.2 | 232 | - | - | - | 295 | 1.54 | 5.4 | Calorimeter Room | 3.433 | 3.616 | Yes | 100 | N/A | 10 | 10 | 0 | 0 | N/A | N/A | N/A | 3.3415 | 3.5365 | N/A | N/A | 2.1829 | 2.5729 | 2 | 2.5 | Calorimeter Room | Single | R410A | New Zealand | 66108 |  | 2021-06-30 | Superseded | Reverse Cycle | 798 | N/A | Class 4 | No | - | No | No | No | No | - | 3.433 | Unavailable | N/A | N/A |  |  | Yes |  | https://reg.energyrating.gov.au/static/common/images/star_ratings_2014/aircon_rating_2_2.5.png | ZAC0389 | N/A | Variable output compressor | Inverter | N/A | N/A | N/A | 1.26 | N/A | N/A | N/A | N/A | N/A | N/A | N/A | N/A | N/A | N/A | N/A | N/A | N/A | N/A | N/A | N/A | 1.54 | N/A | N/A | N/A | N/A | N/A | N/A | N/A | N/A | N/A | N/A | N/A | N/A | N/A | N/A | N/A | N/A | N/A | N/A | N/A | N/A | N/A | N/A | N/A | N/A | N/A | N/A | N/A | N/A | N/A | N/A | N/A | N/A | N/A | N/A | N/A | N/A | N/A | N/A | N/A | N/A | N/A | N/A | N/A | N/A | N/A | N/A | N/A | N/A | N/A | N/A | N/A | N/A | N/A | N/A | N/A | N/A | N/A | N/A | N/A | N/A | N/A | N/A | N/A | N/A | N/A | N/A | N/A | - | -
AS/NZS 3823.2:2013 [Non Multi-Split] | NZ MEPS April 2013 | AS/NZS 3823.1.1:2012 | MSZ-GE42VAD2-A |  | N/A | Mitsubishi Electric | 0.96 | Non Ducted | Single Split System | Wall Hung | Air | Air | Thailand | 1.26 | 3.24 | 4.2 | 232 | 0 | 0 | 0 | 295 | 1.29 | 5 | Calorimeter Room | 3.3254 | 3.8634 | Yes | 0 | N/A | 5 | 5 | 0 | 0 | N/A | N/A | N/A | 3.2815 | 3.8139 | N/A | N/A | 2.063 | 3.1279 | 2 | 3 | Calorimeter Room | Single | R410A | Australia,New Zealand | 101371 | 2116-08-30 | 2021-06-30 | Superseded | Reverse Cycle | 798 | No | Class 4 | No | - | No | - | - | - | - | 3.3254 | Unavailable | N/A | N/A |  | http://www.bdt.co.nz | Yes |  | https://reg.energyrating.gov.au/static/common/images/star_ratings_2014/aircon_rating_2_3.png | ZAC0506 | N/A | Variable output compressor | Inverter | N/A | N/A | N/A | 1.26 | N/A | N/A | N/A | N/A | N/A | N/A | N/A | N/A | N/A | N/A | N/A | N/A | N/A | N/A | N/A | N/A | 1.29 | N/A | N/A | N/A | N/A | N/A | N/A | N/A | N/A | N/A | N/A | N/A | N/A | N/A | N/A | N/A | N/A | N/A | N/A | N/A | N/A | N/A | N/A | N/A | N/A | N/A | N/A | N/A | N/A | N/A | N/A | N/A | N/A | N/A | N/A | N/A | N/A | N/A | N/A | N/A | N/A | N/A | N/A | N/A | N/A | N/A | N/A | N/A | N/A | N/A | N/A | N/A | N/A | N/A | N/A | N/A | N/A | N/A | N/A | N/A | N/A | N/A | N/A | N/A | N/A | N/A | N/A | N/A | 3.2892 | 3.8258
AS/NZS 3823.2:2011/Amdt A:2013 | NZ MEPS April 2013 | AS/NZS 3823.1.2:2001/Amdt 5:2010 | MSZ-GE50VA |  | N/A | MITSUBISHI ELECTRIC | 1.2 | Non Ducted | Single Split System | Wall Hung | Air | Air | Thailand | 1.64 | 3.8 | 5 | 232 | - | - | - | 295 | 1.65 | 5.8 | Calorimeter Room | 3.121 | 3.63 | Yes | 100 | N/A | 10 | 10 | 0 | 0 | N/A | N/A | N/A | 3.0573 | 3.5559 | N/A | N/A | 1.6147 | 2.6118 | 1.5 | 2.5 | Calorimeter Room | Single | R410A | New Zealand | 65796 |  | 2021-06-30 | Superseded | Reverse Cycle | 798 | N/A | Class 4 | No | - | No | No | No | No | - | 3.121 | Unavailable | N/A | N/A |  |  | Yes |  | https://reg.energyrating.gov.au/static/common/images/star_ratings_2014/aircon_rating_1.5_2.5.png | ZAC0386 | N/A | Variable output compressor | Inverter | N/A | N/A | N/A | 1.64 | N/A | N/A | N/A | N/A | N/A | N/A | N/A | N/A | N/A | N/A | N/A | N/A | N/A | N/A | N/A | N/A | 1.65 | N/A | N/A | N/A | N/A | N/A | N/A | N/A | N/A | N/A | N/A | N/A | N/A | N/A | N/A | N/A | N/A | N/A | N/A | N/A | N/A | N/A | N/A | N/A | N/A | N/A | N/A | N/A | N/A | N/A | N/A | N/A | N/A | N/A | N/A | N/A | N/A | N/A | N/A | N/A | N/A | N/A | N/A | N/A | N/A | N/A | N/A | N/A | N/A | N/A | N/A | N/A | N/A | N/A | N/A | N/A | N/A | N/A | N/A | N/A | N/A | N/A | N/A | N/A | N/A | N/A | N/A | N/A | - | -
AS/NZS 3823.2:2013 [Non Multi-Split] | NZ MEPS April 2013 | AS/NZS 3823.1.1:2012 | MSZ-GE50VAD2-A |  | N/A | Mitsubishi Electric | 1.09 | Non Ducted | Single Split System | Wall Hung | Air | Air | Thailand | 1.48 | 3.71 | 4.8 | 232 | 0 | 0 | 0 | 295 | 1.65 | 5.8 | Calorimeter Room | 3.3358 | 3.6122 | Yes | 0 | N/A | 5 | 5 | 0 | 0 | N/A | N/A | N/A | 3.2979 | 3.576 | N/A | N/A | 2.0959 | 2.6519 | 2 | 2.5 | Calorimeter Room | Single | R410A | Australia,New Zealand | 101377 | 2116-08-30 | 2021-06-30 | Superseded | Reverse Cycle | 798 | No | Class 4 | No | - | No | - | - | - | - | 3.3358 | Unavailable | N/A | N/A |  | http://www.bdt.co.nz | Yes |  | https://reg.energyrating.gov.au/static/common/images/star_ratings_2014/aircon_rating_2_2.5.png | ZAC0507 | N/A | Variable output compressor | Inverter | N/A | N/A | N/A | 1.48 | N/A | N/A | N/A | N/A | N/A | N/A | N/A | N/A | N/A | N/A | N/A | N/A | N/A | N/A | N/A | N/A | 1.65 | N/A | N/A | N/A | N/A | N/A | N/A | N/A | N/A | N/A | N/A | N/A | N/A | N/A | N/A | N/A | N/A | N/A | N/A | N/A | N/A | N/A | N/A | N/A | N/A | N/A | N/A | N/A | N/A | N/A | N/A | N/A | N/A | N/A | N/A | N/A | N/A | N/A | N/A | N/A | N/A | N/A | N/A | N/A | N/A | N/A | N/A | N/A | N/A | N/A | N/A | N/A | N/A | N/A | N/A | N/A | N/A | N/A | N/A | N/A | N/A | N/A | N/A | N/A | N/A | N/A | N/A | N/A | 3.2066 | 3.4795
AS/NZS 3823.2:2011/Amdt A:2013 | NZ MEPS April 2013 | AS/NZS 3823.1.2:2001/Amdt 5:2010 | MSZ-GE80VA |  | N/A | MITSUBISHI ELECTRIC | 2 | Non Ducted | Single Split System | Wall Hung | Air | Air | Thailand | 2.56 | 6 | 8 | 238 | - | - | - | 325 | 2.54 | 9 | Calorimeter Room | 3.162 | 3.572 | Yes | 100 | N/A | 10 | 10 | 0 | 0 | N/A | N/A | N/A | 3.1206 | 3.5246 | N/A | N/A | 1.7412 | 2.5492 | 1.5 | 2.5 | Calorimeter Room | Single | R410A | New Zealand | 65840 |  | 2021-06-30 | Superseded | Reverse Cycle | 1100 | N/A | Class 4 | No | - | No | No | No | No | - | 3.162 | Unavailable | N/A | N/A |  |  | Yes |  | https://reg.energyrating.gov.au/static/common/images/star_ratings_2014/aircon_rating_1.5_2.5.png | ZAC0387 | N/A | Variable output compressor | Inverter | N/A | N/A | N/A | 2.56 | N/A | N/A | N/A | N/A | N/A | N/A | N/A | N/A | N/A | N/A | N/A | N/A | N/A | N/A | N/A | N/A | 2.54 | N/A | N/A | N/A | N/A | N/A | N/A | N/A | N/A | N/A | N/A | N/A | N/A | N/A | N/A | N/A | N/A | N/A | N/A | N/A | N/A | N/A | N/A | N/A | N/A | N/A | N/A | N/A | N/A | N/A | N/A | N/A | N/A | N/A | N/A | N/A | N/A | N/A | N/A | N/A | N/A | N/A | N/A | N/A | N/A | N/A | N/A | N/A | N/A | N/A | N/A | N/A | N/A | N/A | N/A | N/A | N/A | N/A | N/A | N/A | N/A | N/A | N/A | N/A | N/A | N/A | N/A | N/A | - | -
AS/NZS 3823.2:2013 [Non Multi-Split] | NZ MEPS April 2013 | AS/NZS 3823.1.1:2012 | MSZ-GL25VGD/MUZ-GL25VGD |  | N/A | MITSUBISHI ELECTRIC | 0.07 | Non Ducted | Single Split System | Wall Hung | Air | Air | Thailand | 0.49 | 2.43 | 2.5 | 233 | 0 | 0 | 0 | 290 | 0.66 | 3.2 | Calorimeter Room | 5.1392 | 4.8261 | Yes | 0 | N/A | 1 | 1 | 0 | 0 | N/A | N/A | N/A | 5.1049 | 4.8018 | N/A | N/A | 5.7097 | 5.1035 | 5.5 | 5 | Calorimeter Room | Single | R32 | New Zealand | 129246 | 2120-05-28 | 2021-06-30 | Superseded | Reverse Cycle | 799 | Yes | Class 3 | Yes | Yes | - | Yes | Yes | Yes | - | 5.1392 | Available | N/A | N/A |  |  | Yes |  | https://reg.energyrating.gov.au/static/common/images/star_ratings_2014/aircon_rating_5.5_5.png | ZAC0669 | N/A | Variable output compressor | Inverter | N/A | N/A | N/A | 0.49 | N/A | N/A | N/A | N/A | N/A | N/A | N/A | N/A | N/A | N/A | N/A | N/A | N/A | N/A | N/A | N/A | 0.66 | N/A | N/A | N/A | N/A | N/A | N/A | N/A | N/A | N/A | N/A | N/A | N/A | N/A | N/A | N/A | N/A | N/A | N/A | N/A | N/A | N/A | N/A | N/A | N/A | N/A | N/A | N/A | N/A | N/A | N/A | N/A | N/A | N/A | N/A | N/A | N/A | N/A | N/A | N/A | N/A | N/A | N/A | N/A | N/A | N/A | N/A | N/A | N/A | N/A | N/A | N/A | N/A | N/A | N/A | N/A | N/A | N/A | N/A | N/A | N/A | N/A | N/A | N/A | N/A | N/A | N/A | N/A | 5.0671 | 4.8238
AS/NZS 3823.2:2013 [Non Multi-Split] | NZ MEPS April 2013 | AS/NZS 3823.1.1:2012 | MSZ-GL35VGD/MUZ-GL35VGD |  | N/A | MITSUBISHI ELECTRIC | 0.68 | Non Ducted | Single Split System | Wall Hung | Air | Air | Thailand | 0.85 | 2.82 | 3.5 | 232 | 0 | 0 | 0 | 290 | 0.81 | 3.7 | Calorimeter Room | 4.1047 | 4.5926 | Yes | 0 | N/A | 1 | 1 | 0 | 0 | N/A | N/A | N/A | 4.0888 | 4.5737 | N/A | N/A | 3.6776 | 4.6473 | 3.5 | 4.5 | Calorimeter Room | Single | R32 | New Zealand | 129273 | 2120-05-28 | 2021-06-30 | Superseded | Reverse Cycle | 799 | Yes | Class 3 | Yes | No | - | Yes | Yes | Yes | - | 4.1047 | Available | N/A | N/A |  |  | Yes |  | https://reg.energyrating.gov.au/static/common/images/star_ratings_2014/aircon_rating_3.5_4.5.png | ZAC0670 | N/A | Variable output compressor | Inverter | N/A | N/A | N/A | 0.85 | N/A | N/A | N/A | N/A | N/A | N/A | N/A | N/A | N/A | N/A | N/A | N/A | N/A | N/A | N/A | N/A | 0.81 | N/A | N/A | N/A | N/A | N/A | N/A | N/A | N/A | N/A | N/A | N/A | N/A | N/A | N/A | N/A | N/A | N/A | N/A | N/A | N/A | N/A | N/A | N/A | N/A | N/A | N/A | N/A | N/A | N/A | N/A | N/A | N/A | N/A | N/A | N/A | N/A | N/A | N/A | N/A | N/A | N/A | N/A | N/A | N/A | N/A | N/A | N/A | N/A | N/A | N/A | N/A | N/A | N/A | N/A | N/A | N/A | N/A | N/A | N/A | N/A | N/A | N/A | N/A | N/A | N/A | N/A | N/A | 4.1013 | 4.5489
AS/NZS 3823.2:2013 [Non Multi-Split] | NZ MEPS April 2013 | AS/NZS 3823.1.1:2012 | MSZ-GL42VGD/MUZ-GL42VGD |  | N/A | MITSUBISHI ELECTRIC | 1.3 | Non Ducted | Single Split System | Wall Hung | Air | Air | Thailand | 1.16 | 2.9 | 4.2 | 232 | 0 | 0 | 0 | 290 | 1.46 | 5.4 | Calorimeter Room | 3.6402 | 3.8767 | Yes | 0 | N/A | 1 | 1 | 0 | 0 | N/A | N/A | N/A | 3.6295 | 3.8675 | N/A | N/A | 2.7589 | 3.2349 | 2.5 | 3 | Calorimeter Room | Single | R32 | New Zealand | 129275 | 2120-05-28 | 2021-06-30 | Superseded | Reverse Cycle | 799 | Yes | Class 4 | Yes | Yes | - | Yes | Yes | Yes | - | 3.6402 | Available | N/A | N/A |  |  | Yes |  | https://reg.energyrating.gov.au/static/common/images/star_ratings_2014/aircon_rating_2.5_3.png | ZAC0671 | N/A | Variable output compressor | Inverter | N/A | N/A | N/A | 1.16 | N/A | N/A | N/A | N/A | N/A | N/A | N/A | N/A | N/A | N/A | N/A | N/A | N/A | N/A | N/A | N/A | 1.46 | N/A | N/A | N/A | N/A | N/A | N/A | N/A | N/A | N/A | N/A | N/A | N/A | N/A | N/A | N/A | N/A | N/A | N/A | N/A | N/A | N/A | N/A | N/A | N/A | N/A | N/A | N/A | N/A | N/A | N/A | N/A | N/A | N/A | N/A | N/A | N/A | N/A | N/A | N/A | N/A | N/A | N/A | N/A | N/A | N/A | N/A | N/A | N/A | N/A | N/A | N/A | N/A | N/A | N/A | N/A | N/A | N/A | N/A | N/A | N/A | N/A | N/A | N/A | N/A | N/A | N/A | N/A | 3.6102 | 3.6901
AS/NZS 3823.2:2013 [Non Multi-Split] | NZ MEPS April 2013 | AS/NZS 3823.1.1:2012 | MSZ-GL50VGD/MUZ-GL50VGD |  | N/A | MITSUBISHI ELECTRIC | 1.02 | Non Ducted | Single Split System | Wall Hung | Air | Air | Thailand | 1.17 | 3.78 | 4.8 | 250 | 0 | 0 | 0 | 305 | 1.37 | 5.8 | Calorimeter Room | 4.3178 | 4.1858 | Yes | 0 | N/A | 1 | 1 | 0 | 0 | N/A | N/A | N/A | 4.3048 | 4.1757 | N/A | N/A | 4.1096 | 3.8513 | 4 | 3.5 | Calorimeter Room | Single | R32 | New Zealand | 129278 | 2120-05-28 | 2021-06-30 | Superseded | Reverse Cycle | 923 | Yes | Class 4 | Yes | Yes | - | Yes | Yes | Yes | - | 4.3178 | Available | N/A | N/A |  |  | Yes |  | https://reg.energyrating.gov.au/static/common/images/star_ratings_2014/aircon_rating_4_3.5.png | ZAC0672 | N/A | Variable output compressor | Inverter | N/A | N/A | N/A | 1.17 | N/A | N/A | N/A | N/A | N/A | N/A | N/A | N/A | N/A | N/A | N/A | N/A | N/A | N/A | N/A | N/A | 1.37 | N/A | N/A | N/A | N/A | N/A | N/A | N/A | N/A | N/A | N/A | N/A | N/A | N/A | N/A | N/A | N/A | N/A | N/A | N/A | N/A | N/A | N/A | N/A | N/A | N/A | N/A | N/A | N/A | N/A | N/A | N/A | N/A | N/A | N/A | N/A | N/A | N/A | N/A | N/A | N/A | N/A | N/A | N/A | N/A | N/A | N/A | N/A | N/A | N/A | N/A | N/A | N/A | N/A | N/A | N/A | N/A | N/A | N/A | N/A | N/A | N/A | N/A | N/A | N/A | N/A | N/A | N/A | 4.0907 | 4.2232
AS/NZS 3823.2:2013 [Non Multi-Split] | NZ MEPS April 2013 | AS/NZS 3823.1.1:2012 | MSZ-GL60VGD/MUZ-GL60VGD |  | N/A | MITSUBISHI ELECTRIC | 1.37 | Non Ducted | Single Split System | Wall Hung | Air | Air | Thailand | 1.59 | 4.63 | 6 | 250 | 0 | 0 | 0 | 305 | 1.67 | 6.8 | Calorimeter Room | 3.8309 | 4.1301 | Yes | 0 | N/A | 1 | 1 | 0 | 0 | N/A | N/A | N/A | 3.8228 | 4.1216 | N/A | N/A | 3.1456 | 3.7432 | 3 | 3.5 | Calorimeter Room | Single | R32 | New Zealand | 129279 | 2120-05-28 | 2021-06-30 | Superseded | Reverse Cycle | 923 | Yes | Class 4 | Yes | Yes | - | Yes | Yes | Yes | - | 3.8309 | Available | N/A | N/A |  |  | Yes |  | https://reg.energyrating.gov.au/static/common/images/star_ratings_2014/aircon_rating_3_3.5.png | ZAC0673 | N/A | Variable output compressor | Inverter | N/A | N/A | N/A | 1.59 | N/A | N/A | N/A | N/A | N/A | N/A | N/A | N/A | N/A | N/A | N/A | N/A | N/A | N/A | N/A | N/A | 1.67 | N/A | N/A | N/A | N/A | N/A | N/A | N/A | N/A | N/A | N/A | N/A | N/A | N/A | N/A | N/A | N/A | N/A | N/A | N/A | N/A | N/A | N/A | N/A | N/A | N/A | N/A | N/A | N/A | N/A | N/A | N/A | N/A | N/A | N/A | N/A | N/A | N/A | N/A | N/A | N/A | N/A | N/A | N/A | N/A | N/A | N/A | N/A | N/A | N/A | N/A | N/A | N/A | N/A | N/A | N/A | N/A | N/A | N/A | N/A | N/A | N/A | N/A | N/A | N/A | N/A | N/A | N/A | 3.7656 | 4.0636
AS/NZS 3823.2:2013 [Non Multi-Split] | NZ MEPS April 2013 | AS/NZS 3823.1.1:2012 | MSZ-GL71VGD/MUZ-GL71VGD |  | N/A | MITSUBISHI ELECTRIC | 1.78 | Non Ducted | Single Split System | Wall Hung | Air | Air | Thailand | 2.01 | 5.32 | 7.1 | 238 | 0 | 0 | 0 | 325 | 2.09 | 8 | Calorimeter Room | 3.5878 | 3.9019 | Yes | 0 | N/A | 1 | 1 | 0 | 0 | N/A | N/A | N/A | 3.5816 | 3.8954 | N/A | N/A | 2.6633 | 3.2908 | 2.5 | 3 | Calorimeter Room | Single | R32 | New Zealand | 129287 | 2120-05-28 | 2021-06-30 | Superseded | Reverse Cycle | 1100 | Yes | Class 4 | Yes | Yes | - | Yes | Yes | Yes | - | 3.5878 | Available | N/A | N/A |  |  | Yes |  | https://reg.energyrating.gov.au/static/common/images/star_ratings_2014/aircon_rating_2.5_3.png | ZAC0674 | N/A | Variable output compressor | Inverter | N/A | N/A | N/A | 2.01 | N/A | N/A | N/A | N/A | N/A | N/A | N/A | N/A | N/A | N/A | N/A | N/A | N/A | N/A | N/A | N/A | 2.09 | N/A | N/A | N/A | N/A | N/A | N/A | N/A | N/A | N/A | N/A | N/A | N/A | N/A | N/A | N/A | N/A | N/A | N/A | N/A | N/A | N/A | N/A | N/A | N/A | N/A | N/A | N/A | N/A | N/A | N/A | N/A | N/A | N/A | N/A | N/A | N/A | N/A | N/A | N/A | N/A | N/A | N/A | N/A | N/A | N/A | N/A | N/A | N/A | N/A | N/A | N/A | N/A | N/A | N/A | N/A | N/A | N/A | N/A | N/A | N/A | N/A | N/A | N/A | N/A | N/A | N/A | N/A | 3.5264 | 3.8216
AS/NZS 3823.2:2013 [Non Multi-Split] | NZ MEPS April 2013 | AS/NZS 3823.1.1:2012 | MSZ-GL80VGD/MUZ-GL80VGD |  | N/A | MITSUBISHI ELECTRIC | 1.98 | Non Ducted | Single Split System | Wall Hung | Air | Air | Thailand | 2.36 | 5.82 | 7.8 | 238 | 0 | 0 | 0 | 325 | 2.55 | 9 | Calorimeter Room | 3.3359 | 3.6196 | Yes | 0 | N/A | 1 | 1 | 0 | 0 | N/A | N/A | N/A | 3.3311 | 3.6147 | N/A | N/A | 2.1621 | 2.7293 | 2 | 2.5 | Calorimeter Room | Single | R32 | New Zealand | 129288 | 2120-05-28 | 2021-06-30 | Superseded | Reverse Cycle | 1100 | Yes | Class 4 | Yes | Yes | - | Yes | Yes | Yes | - | 3.3359 | Available | N/A | N/A |  |  | Yes |  | https://reg.energyrating.gov.au/static/common/images/star_ratings_2014/aircon_rating_2_2.5.png | ZAC0675 | N/A | Variable output compressor | Inverter | N/A | N/A | N/A | 2.36 | N/A | N/A | N/A | N/A | N/A | N/A | N/A | N/A | N/A | N/A | N/A | N/A | N/A | N/A | N/A | N/A | 2.55 | N/A | N/A | N/A | N/A | N/A | N/A | N/A | N/A | N/A | N/A | N/A | N/A | N/A | N/A | N/A | N/A | N/A | N/A | N/A | N/A | N/A | N/A | N/A | N/A | N/A | N/A | N/A | N/A | N/A | N/A | N/A | N/A | N/A | N/A | N/A | N/A | N/A | N/A | N/A | N/A | N/A | N/A | N/A | N/A | N/A | N/A | N/A | N/A | N/A | N/A | N/A | N/A | N/A | N/A | N/A | N/A | N/A | N/A | N/A | N/A | N/A | N/A | N/A | N/A | N/A | N/A | N/A | 3.3004 | 3.5247
AS/NZS 3823.2:2013 [Non Multi-Split] | NZ MEPS April 2013 | AS/NZS 3823.1.1:2012 | MUFZ-KJ50VE-A1 |  | N/A | Mitsubishi Electric | 1.381 | Non Ducted | Single Split System | Floor Mounted | Air | Air | Thailand,Japan | 1.4 | 3.614 | 4.995 | 215 | 0 | - | - | 600 | 1.5 | 5.8 | Calorimeter Room | 3.566 | 3.9368 | Yes | 100 | N/A | 0.6 | 0.6 | 0 | 0 | N/A | N/A | N/A | 3.5609 | 3.9315 | N/A | N/A | 2.6217 | 3.3629 | 2.5 | 3 | Calorimeter Room | Single | R410A | Australia,New Zealand | 81777 | 2114-06-18 | 2021-06-30 | Superseded | Reverse Cycle | 750 | - | Class 4 | No | - | No | - | - | - | - | 3.566 | Available | N/A | N/A |  | http://www.bdt.co.nz | No |  | https://reg.energyrating.gov.au/static/common/images/star_ratings_2014/aircon_rating_2.5_3.png | ZAC0467 | N/A | Inverter | - | N/A | N/A | N/A | 1.4 | N/A | N/A | N/A | N/A | N/A | N/A | N/A | N/A | N/A | N/A | N/A | N/A | N/A | N/A | N/A | N/A | 1.5 | N/A | N/A | N/A | N/A | N/A | N/A | N/A | N/A | N/A | N/A | N/A | N/A | N/A | N/A | N/A | N/A | N/A | N/A | N/A | N/A | N/A | N/A | N/A | N/A | N/A | N/A | N/A | N/A | N/A | N/A | N/A | N/A | N/A | N/A | N/A | N/A | N/A | N/A | N/A | N/A | N/A | N/A | N/A | N/A | N/A | N/A | N/A | N/A | N/A | N/A | N/A | N/A | N/A | N/A | N/A | N/A | N/A | N/A | N/A | N/A | N/A | N/A | N/A | N/A | N/A | N/A | N/A | 3.5627 | 3.8614
[SEER Non Multi-Split <=65kW] GEMS (Air Conditioners up to 65kW) Determination 2019 | MEPS 2019 | AS/NZS 3823.1.1:2012 | MUFZ-KW25VG/MFZ-KW25VG |  | N/A | MITSUBISHI ELECTRIC | N/A | Non Ducted | Single Split System | Floor Mounted | Air | Air | Japan | 0.57 | N/A | 2.5 | N/A | N/A | N/A | N/A | N/A | 0.78 | 3.4 | Calorimeter Room | 4.5955 | 4.4723 | N/A | - | N/A | N/A | N/A | N/A | N/A | N/A | N/A | N/A | N/A | N/A | N/A | N/A | N/A | N/A | N/A | N/A | N/A | Single | R32 | Australia,New Zealand | 132957 | 2025-09-30 |  | Approved | Reverse Cycle | N/A | No | Class 8 | No | N/A | N/A | N/A | N/A | N/A | N/A | N/A | Available | N/A | N/A | http://www.MitsubishiElectric.com.au/ | http://www.mitsubishielectric.com.au | N/A |  |  | AAC5353 | Yes | Variable output compressor | Inverter | No | - | 2500 | 0.57 | - | 230 | 1250 | No | - | - | - | 520.98 | 2692.5 | No | 210.22 | 1346.25 | No | - | - | 3400 | 0.78 | 340 | 1700 | No | - | - | Yes | 1220 | 3700 | No | - | - | No | - | - | - | - | - | No | - | - | No | - | - | No | - | - | 52 | 57 | 5.162 | 5.071 | 5.552 | 6.281 | 5.938 | 5.934 | 131 | 202 | 584 | 286 | 358 | 786 | 3.5 | 3.5 | 4 | 4.041 | 4.349 | 4.615 | 4.166 | 4.432 | 4.602 | 1104 | 431 | 68 | 365 | 197 | 44 | 2.5 | 2.5 | 3 | No | - | - | - | - | N/A | N/A | N/A | 2.4 | 4.3244 | 4.3141
[SEER Non Multi-Split <=65kW] GEMS (Air Conditioners up to 65kW) Determination 2019 | MEPS 2019 | AS/NZS 3823.1.1:2012 | MUFZ-KW25VG2/MFZ-KW25VGK |  | N/A | MITSUBISHI ELECTRIC | N/A | Non Ducted | Single Split System | Floor Mounted | Air | Air | Japan | 0.57 | N/A | 2.5 | N/A | N/A | N/A | N/A | N/A | 0.78 | 3.4 | Calorimeter Room | 4.7072 | 4.6242 | N/A | - | N/A | N/A | N/A | N/A | N/A | N/A | N/A | N/A | N/A | N/A | N/A | N/A | N/A | N/A | N/A | N/A | N/A | Single | R32 | Australia,New Zealand | 162774 | 2029-06-25 |  | Approved | Reverse Cycle | N/A | No | Class 8 | No | N/A | N/A | N/A | N/A | N/A | N/A | N/A | Available | N/A | N/A | http://www.MitsubishiElectric.com.au/ | http://www.mitsubishielectric.com.au | N/A |  |  | AAC8312 | Yes | Variable output compressor | Inverter | No | - | 2500 | 0.57 | - | 230 | 1250 | No | - | - | - | 520.98 | 2692.5 | No | 210.22 | 1346.25 | No | - | - | 3400 | 0.78 | 340 | 1700 | No | - | - | Yes | 1220 | 3800 | No | - | - | No | - | - | - | - | - | No | - | - | No | - | - | No | - | - | 51.9 | 56.5 | 5.184 | 5.087 | 5.558 | 6.292 | 5.947 | 5.938 | 130 | 201 | 584 | 286 | 357 | 786 | 3.5 | 3.5 | 4 | 4.076 | 4.355 | 4.615 | 4.192 | 4.437 | 4.602 | 1094 | 430 | 68 | 362 | 197 | 43 | 2.5 | 2.5 | 3 | No | - | - | - | - | N/A | N/A | N/A | 2.3 | 4.327 | 4.316
[SEER Non Multi-Split <=65kW] GEMS (Air Conditioners up to 65kW) Determination 2019 | MEPS 2019 | AS/NZS 3823.1.1:2012 | MUFZ-KW35VG/MFZ-KW35VG |  | N/A | MITSUBISHI ELECTRIC | N/A | Non Ducted | Single Split System | Floor Mounted | Air | Air | Japan | 0.87 | N/A | 3.5 | N/A | N/A | N/A | N/A | N/A | 1.14 | 4.3 | Calorimeter Room | 4.1983 | 3.9512 | N/A | - | N/A | N/A | N/A | N/A | N/A | N/A | N/A | N/A | N/A | N/A | N/A | N/A | N/A | N/A | N/A | N/A | N/A | Single | R32 | Australia,New Zealand | 132958 | 2025-09-30 |  | Approved | Reverse Cycle | N/A | No | Class 8 | No | N/A | N/A | N/A | N/A | N/A | N/A | N/A | Available | N/A | N/A | http://www.MitsubishiElectric.com.au/ | http://www.mitsubishielectric.com.au | N/A |  |  | AAC5358 | Yes | Variable output compressor | Inverter | No | - | 3500 | 0.87 | - | 330 | 1750 | No | - | - | - | 795.18 | 3769.5 | No | 301.62 | 1884.75 | No | - | - | 4300 | 1.14 | 430 | 2150 | No | - | - | Yes | 1860 | 4800 | No | - | - | No | - | - | - | - | - | No | - | - | No | - | - | No | - | - | 51.9 | 57 | 5.104 | 4.949 | 5.328 | 6.148 | 5.774 | 5.698 | 187 | 292 | 855 | 411 | 517 | 1148 | 3.5 | 3 | 3.5 | 3.768 | 4.143 | 4.587 | 3.993 | 4.324 | 4.591 | 1496 | 570 | 85 | 480 | 254 | 54 | 2 | 2.5 | 3 | No | - | - | - | - | N/A | N/A | N/A | 2.4 | 3.9858 | 3.7453
[SEER Non Multi-Split <=65kW] GEMS (Air Conditioners up to 65kW) Determination 2019 | MEPS 2019 | AS/NZS 3823.1.1:2012 | MUFZ-KW42VG/MFZ-KW42VG |  | N/A | MITSUBISHI ELECTRIC | N/A | Non Ducted | Single Split System | Floor Mounted | Air | Air | Japan | 1.11 | N/A | 4.2 | N/A | N/A | N/A | N/A | N/A | 1.43 | 5.4 | Calorimeter Room | 3.8938 | 3.9379 | N/A | - | N/A | N/A | N/A | N/A | N/A | N/A | N/A | N/A | N/A | N/A | N/A | N/A | N/A | N/A | N/A | N/A | N/A | Single | R32 | Australia,New Zealand | 132961 | 2025-09-30 |  | Approved | Reverse Cycle | N/A | No | Class 9 | No | N/A | N/A | N/A | N/A | N/A | N/A | N/A | Available | N/A | N/A | http://www.MitsubishiElectric.com.au/ | http://www.mitsubishielectric.com.au | N/A |  |  | AAC5357 | Yes | Variable output compressor | Inverter | No | - | 4200 | 1.11 | - | 470 | 2100 | No | - | - | - | 1014.54 | 4523.4 | No | 429.58 | 2261.7 | No | - | - | 5400 | 1.43 | 530 | 2700 | No | - | - | Yes | 1680 | 4900 | No | - | - | No | - | - | - | - | - | No | - | - | No | - | - | No | - | - | 60 | 58 | 4.528 | 4.418 | 4.712 | 5.32 | 5.023 | 4.997 | 255 | 395 | 1162 | 573 | 716 | 1573 | 3 | 2.5 | 3 | 3.696 | 4.174 | 4.67 | 3.963 | 4.377 | 4.676 | 1913 | 709 | 103 | 606 | 314 | 65 | 2 | 2.5 | 3 | No | - | - | - | - | N/A | N/A | N/A | 2.4 | 3.7563 | 3.7549
[SEER Non Multi-Split <=65kW] GEMS (Air Conditioners up to 65kW) Determination 2019 | MEPS 2019 | AS/NZS 3823.1.1:2012 | MUFZ-KW50VG/MFZ-KW50VG | MUFZ-KW50VG/MFZ-KW50VG Series | N/A | MITSUBISHI ELECTRIC | N/A | Non Ducted | Single Split System | Floor Mounted | Air | Air | Japan | 1.32 | N/A | 5 | N/A | N/A | N/A | N/A | N/A | 1.53 | 5.8 | Calorimeter Room | 3.8316 | 3.8656 | N/A | - | N/A | N/A | N/A | N/A | N/A | N/A | N/A | N/A | N/A | N/A | N/A | N/A | N/A | N/A | N/A | N/A | N/A | Single | R32 | Australia,New Zealand | 132963 | 2025-10-01 |  | Approved | Reverse Cycle | N/A | No | Class 9 | No | N/A | N/A | N/A | N/A | N/A | N/A | N/A | Available | N/A | N/A | http://www.MitsubishiElectric.com.au/ | http://www.mitsubishielectric.com.au | N/A |  |  | AAC5365 | Yes | Variable output compressor | Inverter | No | - | 5000 | 1.32 | - | 590 | 2500 | No | - | - | - | 1206.48 | 5385 | No | 539.26 | 2692.5 | No | - | - | 5800 | 1.53 | 570 | 2900 | No | - | - | Yes | 2250 | 6100 | No | - | - | No | - | - | - | - | - | No | - | - | No | - | - | No | - | - | 53 | 62 | 4.407 | 4.311 | 4.576 | 5.112 | 4.837 | 4.834 | 313 | 484 | 1426 | 711 | 886 | 1937 | 2.5 | 2.5 | 3 | 3.794 | 4.196 | 4.665 | 4.034 | 4.388 | 4.671 | 2002 | 757 | 110 | 639 | 336 | 70 | 2 | 2.5 | 3 | No | - | - | - | - | N/A | N/A | N/A | 2.4 | 3.7647 | 3.7709
[SEER Non Multi-Split <=65kW] GEMS (Air Conditioners up to 65kW) Determination 2019 | MEPS 2019 | AS/NZS 3823.1.1:2012 | MUFZ-KW50VG/MFZ-KW50VG Series | MUFZ-KW50VG/MFZ-KW50VG Series | N/A | MITSUBISHI ELECTRIC | N/A | Non Ducted | Single Split System | Floor Mounted | Air | Air | Japan | 1.32 | N/A | 5 | N/A | N/A | N/A | N/A | N/A | 1.53 | 5.8 | Calorimeter Room | 3.8316 | 3.8656 | N/A | - | N/A | N/A | N/A | N/A | N/A | N/A | N/A | N/A | N/A | N/A | N/A | N/A | N/A | N/A | N/A | N/A | N/A | Single | R32 | Australia,New Zealand | 132963 | 2025-10-01 |  | Approved | Reverse Cycle | N/A | No | Class 9 | No | N/A | N/A | N/A | N/A | N/A | N/A | N/A | Available | N/A | N/A | http://www.MitsubishiElectric.com.au/ | http://www.mitsubishielectric.com.au | N/A |  |  | AAC5365 | Yes | Variable output compressor | Inverter | No | - | 5000 | 1.32 | - | 590 | 2500 | No | - | - | - | 1206.48 | 5385 | No | 539.26 | 2692.5 | No | - | - | 5800 | 1.53 | 570 | 2900 | No | - | - | Yes | 2250 | 6100 | No | - | - | No | - | - | - | - | - | No | - | - | No | - | - | No | - | - | 53 | 62 | 4.407 | 4.311 | 4.576 | 5.112 | 4.837 | 4.834 | 313 | 484 | 1426 | 711 | 886 | 1937 | 2.5 | 2.5 | 3 | 3.794 | 4.196 | 4.665 | 4.034 | 4.388 | 4.671 | 2002 | 757 | 110 | 639 | 336 | 70 | 2 | 2.5 | 3 | No | - | - | - | - | N/A | N/A | N/A | 2.4 | 3.7647 | 3.7709
[SEER Non Multi-Split <=65kW] GEMS (Air Conditioners up to 65kW) Determination 2019 | MEPS 2019 | AS/NZS 3823.1.1:2012 | MUFZ-KW50VG2/MFZ-KW50VGK | MUFZ-KW50VG2/MFZ-KW50VGK Series | N/A | MITSUBISHI ELECTRIC | N/A | Non Ducted | Single Split System | Floor Mounted | Air | Air | Japan | 1.32 | N/A | 5 | N/A | N/A | N/A | N/A | N/A | 1.53 | 5.8 | Calorimeter Room | 3.9488 | 3.9239 | N/A | - | N/A | N/A | N/A | N/A | N/A | N/A | N/A | N/A | N/A | N/A | N/A | N/A | N/A | N/A | N/A | N/A | N/A | Single | R32 | Australia,New Zealand | 162781 | 2029-06-26 |  | Approved | Reverse Cycle | N/A | No | Class 9 | No | N/A | N/A | N/A | N/A | N/A | N/A | N/A | Available | N/A | N/A | http://www.MitsubishiElectric.com.au/ | http://www.mitsubishielectric.com.au | N/A |  |  | AAC8313 | Yes | Variable output compressor | Inverter | No | - | 5000 | 1.32 | - | 590 | 2500 | No | - | - | - | 1206.48 | 5385 | No | 539.26 | 2692.5 | No | - | - | 5800 | 1.53 | 570 | 2900 | No | - | - | Yes | 2120 | 5900 | No | - | - | No | - | - | - | - | - | No | - | - | No | - | - | No | - | - | 56 | 66 | 4.414 | 4.316 | 4.578 | 5.116 | 4.84 | 4.835 | 313 | 483 | 1425 | 710 | 885 | 1937 | 2.5 | 2.5 | 3 | 3.785 | 4.195 | 4.665 | 4.027 | 4.387 | 4.671 | 2006 | 757 | 110 | 640 | 336 | 70 | 2 | 2.5 | 3 | No | - | - | - | - | N/A | N/A | N/A | 2.3 | 3.7657 | 3.7717
[SEER Non Multi-Split <=65kW] GEMS (Air Conditioners up to 65kW) Determination 2019 | MEPS 2019 | AS/NZS 3823.1.1:2012 | MUFZ-KW50VG2/MFZ-KW50VGK Series | MUFZ-KW50VG2/MFZ-KW50VGK Series | N/A | MITSUBISHI ELECTRIC | N/A | Non Ducted | Single Split System | Floor Mounted | Air | Air | Japan | 1.32 | N/A | 5 | N/A | N/A | N/A | N/A | N/A | 1.53 | 5.8 | Calorimeter Room | 3.9488 | 3.9239 | N/A | - | N/A | N/A | N/A | N/A | N/A | N/A | N/A | N/A | N/A | N/A | N/A | N/A | N/A | N/A | N/A | N/A | N/A | Single | R32 | Australia,New Zealand | 162781 | 2029-06-26 |  | Approved | Reverse Cycle | N/A | No | Class 9 | No | N/A | N/A | N/A | N/A | N/A | N/A | N/A | Available | N/A | N/A | http://www.MitsubishiElectric.com.au/ | http://www.mitsubishielectric.com.au | N/A |  |  | AAC8313 | Yes | Variable output compressor | Inverter | No | - | 5000 | 1.32 | - | 590 | 2500 | No | - | - | - | 1206.48 | 5385 | No | 539.26 | 2692.5 | No | - | - | 5800 | 1.53 | 570 | 2900 | No | - | - | Yes | 2120 | 5900 | No | - | - | No | - | - | - | - | - | No | - | - | No | - | - | No | - | - | 56 | 66 | 4.414 | 4.316 | 4.578 | 5.116 | 4.84 | 4.835 | 313 | 483 | 1425 | 710 | 885 | 1937 | 2.5 | 2.5 | 3 | 3.785 | 4.195 | 4.665 | 4.027 | 4.387 | 4.671 | 2006 | 757 | 110 | 640 | 336 | 70 | 2 | 2.5 | 3 | No | - | - | - | - | N/A | N/A | N/A | 2.3 | 3.7657 | 3.7717
[SEER Non Multi-Split <=65kW] GEMS (Air Conditioners up to 65kW) Determination 2019 | MEPS 2019 | AS/NZS 3823.1.1:2012 | MUFZ-KW50VGHZ/MFZ-KW50VG | MUFZ-KW50VG/MFZ-KW50VG Series | N/A | MITSUBISHI ELECTRIC | N/A | Non Ducted | Single Split System | Floor Mounted | Air | Air | Japan | 1.32 | N/A | 5 | N/A | N/A | N/A | N/A | N/A | 1.53 | 5.8 | Calorimeter Room | 3.8316 | 3.8656 | N/A | - | N/A | N/A | N/A | N/A | N/A | N/A | N/A | N/A | N/A | N/A | N/A | N/A | N/A | N/A | N/A | N/A | N/A | Single | R32 | Australia,New Zealand | 132963 | 2025-10-01 |  | Approved | Reverse Cycle | N/A | No | Class 9 | No | N/A | N/A | N/A | N/A | N/A | N/A | N/A | Available | N/A | N/A | http://www.MitsubishiElectric.com.au/ | http://www.mitsubishielectric.com.au | N/A |  |  | AAC5365 | Yes | Variable output compressor | Inverter | No | - | 5000 | 1.32 | - | 590 | 2500 | No | - | - | - | 1206.48 | 5385 | No | 539.26 | 2692.5 | No | - | - | 5800 | 1.53 | 570 | 2900 | No | - | - | Yes | 2250 | 6100 | No | - | - | No | - | - | - | - | - | No | - | - | No | - | - | No | - | - | 53 | 62 | 4.407 | 4.311 | 4.576 | 5.112 | 4.837 | 4.834 | 313 | 484 | 1426 | 711 | 886 | 1937 | 2.5 | 2.5 | 3 | 3.794 | 4.196 | 4.665 | 4.034 | 4.388 | 4.671 | 2002 | 757 | 110 | 639 | 336 | 70 | 2 | 2.5 | 3 | No | - | - | - | - | N/A | N/A | N/A | 2.4 | 3.7647 | 3.7709
[SEER Non Multi-Split <=65kW] GEMS (Air Conditioners up to 65kW) Determination 2019 | MEPS 2019 | AS/NZS 3823.1.1:2012 | MUFZ-KW50VGHZ2/MFZ-KW50VGK | MUFZ-KW50VG2/MFZ-KW50VGK Series | N/A | MITSUBISHI ELECTRIC | N/A | Non Ducted | Single Split System | Floor Mounted | Air | Air | Japan | 1.32 | N/A | 5 | N/A | N/A | N/A | N/A | N/A | 1.53 | 5.8 | Calorimeter Room | 3.9488 | 3.9239 | N/A | - | N/A | N/A | N/A | N/A | N/A | N/A | N/A | N/A | N/A | N/A | N/A | N/A | N/A | N/A | N/A | N/A | N/A | Single | R32 | Australia,New Zealand | 162781 | 2029-06-26 |  | Approved | Reverse Cycle | N/A | No | Class 9 | No | N/A | N/A | N/A | N/A | N/A | N/A | N/A | Available | N/A | N/A | http://www.MitsubishiElectric.com.au/ | http://www.mitsubishielectric.com.au | N/A |  |  | AAC8313 | Yes | Variable output compressor | Inverter | No | - | 5000 | 1.32 | - | 590 | 2500 | No | - | - | - | 1206.48 | 5385 | No | 539.26 | 2692.5 | No | - | - | 5800 | 1.53 | 570 | 2900 | No | - | - | Yes | 2120 | 5900 | No | - | - | No | - | - | - | - | - | No | - | - | No | - | - | No | - | - | 56 | 66 | 4.414 | 4.316 | 4.578 | 5.116 | 4.84 | 4.835 | 313 | 483 | 1425 | 710 | 885 | 1937 | 2.5 | 2.5 | 3 | 3.785 | 4.195 | 4.665 | 4.027 | 4.387 | 4.671 | 2006 | 757 | 110 | 640 | 336 | 70 | 2 | 2.5 | 3 | No | - | - | - | - | N/A | N/A | N/A | 2.3 | 3.7657 | 3.7717
[SEER Non Multi-Split <=65kW] GEMS (Air Conditioners up to 65kW) Determination 2019 | MEPS 2019 | AS/NZS 3823.1.1:2012 | MUFZ-KW60VG/MFZ-KW60VG | MUFZ-KW60VG/MFZ-KW60VG Series | N/A | MITSUBISHI ELECTRIC | N/A | Non Ducted | Single Split System | Floor Mounted | Air | Air | Japan | 1.73 | N/A | 6.1 | N/A | N/A | N/A | N/A | N/A | 1.88 | 6.5 | Calorimeter Room | 3.6073 | 3.5256 | N/A | - | N/A | N/A | N/A | N/A | N/A | N/A | N/A | N/A | N/A | N/A | N/A | N/A | N/A | N/A | N/A | N/A | N/A | Single | R32 | Australia,New Zealand | 133001 | 2025-10-02 |  | Approved | Reverse Cycle | N/A | No | Class 9 | No | N/A | N/A | N/A | N/A | N/A | N/A | N/A | Available | N/A | N/A | http://www.MitsubishiElectric.com.au/ | http://www.mitsubishielectric.com.au | N/A |  |  | AAC5368 | Yes | Variable output compressor | Inverter | No | - | 6100 | 1.73 | - | 720 | 3050 | No | - | - | - | 1581.22 | 6569.7 | No | 658.08 | 3284.85 | No | - | - | 6500 | 1.88 | 640 | 3250 | No | - | - | Yes | 3200 | 6900 | No | - | - | No | - | - | - | - | - | No | - | - | No | - | - | No | - | - | 62 | 62 | 4.35 | 4.219 | 4.457 | 5.068 | 4.772 | 4.723 | 388 | 604 | 1788 | 876 | 1096 | 2420 | 2.5 | 2.5 | 2.5 | 3.532 | 4.04 | 4.64 | 3.847 | 4.295 | 4.655 | 2408 | 880 | 124 | 750 | 384 | 78 | 2 | 2.5 | 3 | No | - | - | - | - | N/A | N/A | N/A | 2.4 | 3.5096 | 3.4426
[SEER Non Multi-Split <=65kW] GEMS (Air Conditioners up to 65kW) Determination 2019 | MEPS 2019 | AS/NZS 3823.1.1:2012 | MUFZ-KW60VG/MFZ-KW60VG Series | MUFZ-KW60VG/MFZ-KW60VG Series | N/A | MITSUBISHI ELECTRIC | N/A | Non Ducted | Single Split System | Floor Mounted | Air | Air | Japan | 1.73 | N/A | 6.1 | N/A | N/A | N/A | N/A | N/A | 1.88 | 6.5 | Calorimeter Room | 3.6073 | 3.5256 | N/A | - | N/A | N/A | N/A | N/A | N/A | N/A | N/A | N/A | N/A | N/A | N/A | N/A | N/A | N/A | N/A | N/A | N/A | Single | R32 | Australia,New Zealand | 133001 | 2025-10-02 |  | Approved | Reverse Cycle | N/A | No | Class 9 | No | N/A | N/A | N/A | N/A | N/A | N/A | N/A | Available | N/A | N/A | http://www.MitsubishiElectric.com.au/ | http://www.mitsubishielectric.com.au | N/A |  |  | AAC5368 | Yes | Variable output compressor | Inverter | No | - | 6100 | 1.73 | - | 720 | 3050 | No | - | - | - | 1581.22 | 6569.7 | No | 658.08 | 3284.85 | No | - | - | 6500 | 1.88 | 640 | 3250 | No | - | - | Yes | 3200 | 6900 | No | - | - | No | - | - | - | - | - | No | - | - | No | - | - | No | - | - | 62 | 62 | 4.35 | 4.219 | 4.457 | 5.068 | 4.772 | 4.723 | 388 | 604 | 1788 | 876 | 1096 | 2420 | 2.5 | 2.5 | 2.5 | 3.532 | 4.04 | 4.64 | 3.847 | 4.295 | 4.655 | 2408 | 880 | 124 | 750 | 384 | 78 | 2 | 2.5 | 3 | No | - | - | - | - | N/A | N/A | N/A | 2.4 | 3.5096 | 3.4426
[SEER Non Multi-Split <=65kW] GEMS (Air Conditioners up to 65kW) Determination 2019 | MEPS 2019 | AS/NZS 3823.1.1:2012 | MUFZ-KW60VGHZ/MFZ-KW60VG | MUFZ-KW60VG/MFZ-KW60VG Series | N/A | MITSUBISHI ELECTRIC | N/A | Non Ducted | Single Split System | Floor Mounted | Air | Air | Japan | 1.73 | N/A | 6.1 | N/A | N/A | N/A | N/A | N/A | 1.88 | 6.5 | Calorimeter Room | 3.6073 | 3.5256 | N/A | - | N/A | N/A | N/A | N/A | N/A | N/A | N/A | N/A | N/A | N/A | N/A | N/A | N/A | N/A | N/A | N/A | N/A | Single | R32 | Australia,New Zealand | 133001 | 2025-10-02 |  | Approved | Reverse Cycle | N/A | No | Class 9 | No | N/A | N/A | N/A | N/A | N/A | N/A | N/A | Available | N/A | N/A | http://www.MitsubishiElectric.com.au/ | http://www.mitsubishielectric.com.au | N/A |  |  | AAC5368 | Yes | Variable output compressor | Inverter | No | - | 6100 | 1.73 | - | 720 | 3050 | No | - | - | - | 1581.22 | 6569.7 | No | 658.08 | 3284.85 | No | - | - | 6500 | 1.88 | 640 | 3250 | No | - | - | Yes | 3200 | 6900 | No | - | - | No | - | - | - | - | - | No | - | - | No | - | - | No | - | - | 62 | 62 | 4.35 | 4.219 | 4.457 | 5.068 | 4.772 | 4.723 | 388 | 604 | 1788 | 876 | 1096 | 2420 | 2.5 | 2.5 | 2.5 | 3.532 | 4.04 | 4.64 | 3.847 | 4.295 | 4.655 | 2408 | 880 | 124 | 750 | 384 | 78 | 2 | 2.5 | 3 | No | - | - | - | - | N/A | N/A | N/A | 2.4 | 3.5096 | 3.4426
[SEER Non Multi-Split <=65kW] GEMS (Air Conditioners up to 65kW) Determination 2019 | MEPS 2019 | AS/NZS 3823.1.1:2012 | MUY-GW25VFD/MSY-GW25VFD |  | N/A | MITSUBISHI ELECTRIC | N/A | Non Ducted | Single Split System | Wall Hung | Air | - | Thailand | 0.58 | N/A | 2.5 | N/A | N/A | N/A | N/A | N/A | - | - | Calorimeter Room | 4.3125 | - | N/A | - | N/A | N/A | N/A | N/A | N/A | N/A | N/A | N/A | N/A | N/A | N/A | N/A | N/A | N/A | N/A | N/A | N/A | Single | R32 | Australia,New Zealand | 146397 | 2027-05-05 |  | Approved | Cooling Only | N/A | Yes | Class 8 | Yes | N/A | N/A | N/A | N/A | N/A | N/A | N/A | Available | N/A | N/A | http://www.MitsubishiElectric.com.au/ | http://www.mitsubishielectric.com.au | N/A |  |  | AAC6659 | Yes | Variable output compressor | Inverter | No | - | 2500 | 0.58 | - | 230 | 1250 | No | - | - | - | 530.12 | 2692.5 | Yes | 180 | 1340 | No | - | - | - | - | - | - | - | - | - | - | - | - | - | - | - | - | - | - | - | - | - | - | - | - | - | - | - | - | - | - | 56.7 | 53.7 | 5.19 | 5.157 | 6.075 | 8.03 | 7.129 | 6.984 | 124 | 191 | 527 | 217 | 292 | 662 | 3.5 | 3.5 | 4.5 | - | - | - | - | - | - | - | - | - | - | - | - | - | - | - | No | - | - | - | - | N/A | N/A | N/A | 5 | 4.1883 | -
[SEER Non Multi-Split <=65kW] GEMS (Air Conditioners up to 65kW) Determination 2019 | MEPS 2019 | AS/NZS 3823.1.1:2012 | MUY-GW35VFD/MSY-GW35VFD |  | N/A | MITSUBISHI ELECTRIC | N/A | Non Ducted | Single Split System | Wall Hung | Air | - | Thailand | 0.89 | N/A | 3.5 | N/A | N/A | N/A | N/A | N/A | - | - | Calorimeter Room | 4.022 | - | N/A | - | N/A | N/A | N/A | N/A | N/A | N/A | N/A | N/A | N/A | N/A | N/A | N/A | N/A | N/A | N/A | N/A | N/A | Single | R32 | Australia,New Zealand | 146502 | 2027-04-27 |  | Approved | Cooling Only | N/A | Yes | Class 8 | Yes | N/A | N/A | N/A | N/A | N/A | N/A | N/A | Available | N/A | N/A | http://www.MitsubishiElectric.com.au/ | http://www.mitsubishielectric.com.au | N/A |  |  | AAC6629 | Yes | Variable output compressor | Inverter | No | - | 3500 | 0.89 | - | 310 | 1750 | No | - | - | - | 813.46 | 3769.5 | Yes | 245 | 1880 | Yes | 160 | 1370 | - | - | - | - | - | - | - | - | - | - | - | - | - | - | - | - | - | - | - | - | - | - | - | - | - | - | - | - | 55.9 | 58.3 | 5.526 | 5.347 | 6.084 | 7.728 | 7.044 | 6.864 | 167 | 263 | 741 | 321 | 418 | 947 | 4 | 3.5 | 4.5 | - | - | - | - | - | - | - | - | - | - | - | - | - | - | - | No | - | - | - | - | N/A | N/A | N/A | 5 | 3.8593 | -
[SEER Non Multi-Split <=65kW] GEMS (Air Conditioners up to 65kW) Determination 2019 | MEPS 2019 | AS/NZS 3823.1.1:2012 | MUY-GW42VFD/MSY-GW42VFD |  | N/A | MITSUBISHI ELECTRIC | N/A | Non Ducted | Single Split System | Wall Hung | Air | - | Thailand | 1.18 | N/A | 4.2 | N/A | N/A | N/A | N/A | N/A | - | - | Calorimeter Room | 3.5546 | - | N/A | - | N/A | N/A | N/A | N/A | N/A | N/A | N/A | N/A | N/A | N/A | N/A | N/A | N/A | N/A | N/A | N/A | N/A | Single | R32 | Australia,New Zealand | 146507 | 2027-05-04 |  | Approved | Cooling Only | N/A | Yes | Class 9 | Yes | N/A | N/A | N/A | N/A | N/A | N/A | N/A | Available | N/A | N/A | http://www.MitsubishiElectric.com.au/ | http://www.mitsubishielectric.com.au | N/A |  |  | AAC6654 | Yes | Variable output compressor | Inverter | No | - | 4200 | 1.18 | - | 410 | 2100 | No | - | - | - | 1078.52 | 4523.4 | Yes | 350 | 2260 | No | - | - | - | - | - | - | - | - | - | - | - | - | - | - | - | - | - | - | - | - | - | - | - | - | - | - | - | - | - | - | 56 | 58.2 | 4.857 | 4.685 | 5.196 | 6.529 | 5.936 | 5.753 | 232 | 365 | 1047 | 460 | 599 | 1361 | 3 | 3 | 3.5 | - | - | - | - | - | - | - | - | - | - | - | - | - | - | - | No | - | - | - | - | N/A | N/A | N/A | 5 | 3.5091 | -
[SEER Non Multi-Split <=65kW] GEMS (Air Conditioners up to 65kW) Determination 2019 | MEPS 2019 | AS/NZS 3823.1.1:2012 | MUY-GW50VFD/MSY-GW50VFD |  | N/A | MITSUBISHI ELECTRIC | N/A | Non Ducted | Single Split System | Wall Hung | Air | - | Thailand | 1.25 | N/A | 4.8 | N/A | N/A | N/A | N/A | N/A | - | - | Calorimeter Room | 3.8981 | - | N/A | - | N/A | N/A | N/A | N/A | N/A | N/A | N/A | N/A | N/A | N/A | N/A | N/A | N/A | N/A | N/A | N/A | N/A | Single | R32 | Australia,New Zealand | 146508 | 2027-04-27 |  | Approved | Cooling Only | N/A | Yes | Class 9 | Yes | N/A | N/A | N/A | N/A | N/A | N/A | N/A | Available | N/A | N/A | http://www.MitsubishiElectric.com.au/ | http://www.mitsubishielectric.com.au | N/A |  |  | AAC6628 | Yes | Variable output compressor | Inverter | No | - | 4800 | 1.25 | - | 440 | 2400 | No | - | - | - | 1142.5 | 5169.6 | Yes | 360 | 2580 | Yes | 160 | 1000 | - | - | - | - | - | - | - | - | - | - | - | - | - | - | - | - | - | - | - | - | - | - | - | - | - | - | - | - | 58.5 | 57.8 | 5.345 | 5.128 | 5.712 | 6.977 | 6.385 | 6.345 | 241 | 382 | 1089 | 493 | 637 | 1410 | 3.5 | 3.5 | 4 | - | - | - | - | - | - | - | - | - | - | - | - | - | - | - | No | - | - | - | - | N/A | N/A | N/A | 5 | 3.7888 | -
[SEER Non Multi-Split <=65kW] GEMS (Air Conditioners up to 65kW) Determination 2019 | MEPS 2019 | AS/NZS 3823.1.1:2012 | MUY-GW60VFD/MSY-GW60VFD |  | N/A | MITSUBISHI ELECTRIC | N/A | Non Ducted | Single Split System | Wall Hung | Air | - | Thailand | 1.58 | N/A | 6 | N/A | N/A | N/A | N/A | N/A | - | - | Calorimeter Room | 3.8677 | - | N/A | - | N/A | N/A | N/A | N/A | N/A | N/A | N/A | N/A | N/A | N/A | N/A | N/A | N/A | N/A | N/A | N/A | N/A | Single | R32 | Australia,New Zealand | 146509 | 2027-05-05 |  | Approved | Cooling Only | N/A | Yes | Class 9 | Yes | N/A | N/A | N/A | N/A | N/A | N/A | N/A | Available | N/A | N/A | http://www.MitsubishiElectric.com.au/ | http://www.mitsubishielectric.com.au | N/A |  |  | AAC6658 | Yes | Variable output compressor | Inverter | No | - | 6000 | 1.58 | - | 570 | 3000 | No | - | - | - | 1444.12 | 6462 | Yes | 450 | 3200 | No | - | - | - | - | - | - | - | - | - | - | - | - | - | - | - | - | - | - | - | - | - | - | - | - | - | - | - | - | - | - | 59.3 | 62.1 | 5.52 | 5.274 | 5.799 | 7.996 | 6.966 | 6.586 | 294 | 467 | 1344 | 539 | 732 | 1700 | 4 | 3.5 | 4 | - | - | - | - | - | - | - | - | - | - | - | - | - | - | - | No | - | - | - | - | N/A | N/A | N/A | 5 | 3.7573 | -